{"text_format":"1","workbook":"xlsx","n_sheets":7,"sheets":["Introduction","Report","CommentaryInput","CommentarySelection","DataSelection","DataInput","Lists_Selections"],"not_rendered":{"charts":2,"images":5,"macros":1,"external_links":1,"defined_names":21,"comments":4,"pivot_tables":0},"unopened":[],"bounds":{"document_bytes":16777216,"sheet_cells":100000,"rows_first":2000,"rows_last":500,"rows_between":2000,"halvings":0,"cell_chars":16384,"cell_head_chars":4096},"cells_cut":0,"cells_raw":0,"read":"whole","date_system":"1900"}

{"sheet":"Introduction","index":0,"n_rows":30,"n_cols":33,"rows_kept":30,"cut":false,"hidden":false,"merged":[]}
[]
[]
[]
[]
[]
[]
[]
[]
[]
[]
[]
[]
[]
[]
[]
[]
[]
[]
[]
[]
[]
[]
[]
[]
[]
[]
[]
[]
[]
[null,null,null,null,null,null,null,null,null,null,null,null,null,null,null,null,null,null,null,null,null,null,null,null,null,null,null,null,null,null,null,null,"  "]

{"sheet":"Report","index":1,"n_rows":2,"n_cols":2,"rows_kept":2,"cut":false,"hidden":false,"merged":[]}
[]
[null,3]

{"sheet":"CommentaryInput","index":2,"n_rows":3599,"n_cols":20,"rows_kept":3599,"cut":false,"hidden":true,"merged":[]}
[]
[null,"QUEENSLAND"]
[null,null,null,null,null,null,null,null,null,null,null,null,null,null,null,null,null,"Used for lookup in Selection","Used for lookup in Selection","Used for lookup in Selection"]
[null,null,"QLD Greater Townsville Loop",null,null,null,null,null,null,null,null,null,null,null,null,null,null,{"$f":"MOD(ROW(Q4)-4,31)+1","v":1},{"$f":"T4&R4","v":"QLD Greater Townsville Loop1"},{"$f":"C4","v":"QLD Greater Townsville Loop"}]
[null,null,null,null,null,null,null,null,null,null,null,null,null,null,null,null,null,2,{"$f":"T5&R5","v":"QLD Greater Townsville Loop2"},{"$f":"T4","v":"QLD Greater Townsville Loop"}]
[null,null,null,"MAIN SECTORS",null,null,null,null,null,null,null,null,null,null,null,null,null,3,"QLD Greater Townsville Loop3",{"$f":"T5","v":"QLD Greater Townsville Loop"}]
[null,null,null,"Predominantly residential, commercial and industrial.",null,null,null,null,null,null,null,null,null,null,null,null,null,4,"QLD Greater Townsville Loop4","QLD Greater Townsville Loop"]
[null,null,null,null,null,null,null,null,null,null,null,null,null,null,null,null,null,5,"QLD Greater Townsville Loop5","QLD Greater Townsville Loop"]
[null,null,null,null,null,null,null,null,null,null,null,null,null,null,null,null,null,6,"QLD Greater Townsville Loop6","QLD Greater Townsville Loop"]
[null,null,null,null,null,null,null,null,null,null,null,null,null,null,null,null,null,7,"QLD Greater Townsville Loop7","QLD Greater Townsville Loop"]
[null,null,null,null,null,null,null,null,null,null,null,null,null,null,null,null,null,8,"QLD Greater Townsville Loop8","QLD Greater Townsville Loop"]
[null,null,null,"MEDIUM SCENARIO",null,null,null,null,null,null,null,null,null,null,null,null,null,9,"QLD Greater Townsville Loop9","QLD Greater Townsville Loop"]
[null,null,null,"Summer",null,null,null,null,null,null,null,null,null,null,null,null,null,10,"QLD Greater Townsville Loop10","QLD Greater Townsville Loop"]
[null,null,null,"Temperature corrected actuals have decreased since 2012.",null,null,null,null,null,null,null,null,null,null,null,null,null,11,"QLD Greater Townsville Loop11","QLD Greater Townsville Loop"]
[null,null,null,"Forecast demand is relatively flat over the outlook period.",null,null,null,null,null,null,null,null,null,null,null,null,null,12,"QLD Greater Townsville Loop12","QLD Greater Townsville Loop"]
[null,null,null,"The 10% POE offset for PV is constant at 0.5%.",null,null,null,null,null,null,null,null,null,null,null,null,null,13,"QLD Greater Townsville Loop13","QLD Greater Townsville Loop"]
[null,null,null,null,null,null,null,null,null,null,null,null,null,null,null,null,null,14,"QLD Greater Townsville Loop14","QLD Greater Townsville Loop"]
[null,null,null,null,null,null,null,null,null,null,null,null,null,null,null,null,null,15,"QLD Greater Townsville Loop15","QLD Greater Townsville Loop"]
[null,null,null,"Winter",null,null,null,null,null,null,null,null,null,null,null,null,null,16,"QLD Greater Townsville Loop16","QLD Greater Townsville Loop"]
[null,null,null,"Temperature corrected actuals have decreased since 2012.",null,null,null,null,null,null,null,null,null,null,null,null,null,17,"QLD Greater Townsville Loop17","QLD Greater Townsville Loop"]
[null,null,null,"Forecast demand is increasing over the outlook period.",null,null,null,null,null,null,null,null,null,null,null,null,null,18,"QLD Greater Townsville Loop18","QLD Greater Townsville Loop"]
[null,null,null,"The 10% POE offset for PV is zero.",null,null,null,null,null,null,null,null,null,null,null,null,null,19,"QLD Greater Townsville Loop19","QLD Greater Townsville Loop"]
[null,null,null,null,null,null,null,null,null,null,null,null,null,null,null,null,null,20,"QLD Greater Townsville Loop20","QLD Greater Townsville Loop"]
[null,null,null,null,null,null,null,null,null,null,null,null,null,null,null,null,null,21,"QLD Greater Townsville Loop21","QLD Greater Townsville Loop"]
[null,null,null,"Other",null,null,null,null,null,null,null,null,null,null,null,null,null,22,"QLD Greater Townsville Loop22","QLD Greater Townsville Loop"]
[null,null,null,"Supplies parts of Townsville.",null,null,null,null,null,null,null,null,null,null,null,null,null,23,"QLD Greater Townsville Loop23","QLD Greater Townsville Loop"]
[null,null,null,"The impact of the following embedded generator(s) has been removed in the forecasts; Townsville Gas Turbine.",null,null,null,null,null,null,null,null,null,null,null,null,null,24,"QLD Greater Townsville Loop24","QLD Greater Townsville Loop"]
[null,null,null,"Demand is weather sensitive in summer and winter.",null,null,null,null,null,null,null,null,null,null,null,null,null,25,"QLD Greater Townsville Loop25","QLD Greater Townsville Loop"]
[null,null,null,"Diversity factors: Summer = 0.9; Winter = 0.95.",null,null,null,null,null,null,null,null,null,null,null,null,null,26,"QLD Greater Townsville Loop26","QLD Greater Townsville Loop"]
[null,null,null,"Power factors: Summer = 1, lagging; Winter = 1, lagging.",null,null,null,null,null,null,null,null,null,null,null,null,null,27,"QLD Greater Townsville Loop27","QLD Greater Townsville Loop"]
[null,null,null,null,null,null,null,null,null,null,null,null,null,null,null,null,null,28,"QLD Greater Townsville Loop28","QLD Greater Townsville Loop"]
[null,null,null,null,null,null,null,null,null,null,null,null,null,null,null,null,null,29,"QLD Greater Townsville Loop29","QLD Greater Townsville Loop"]
[null,null,null,null,null,null,null,null,null,null,null,null,null,null,null,null,null,30,"QLD Greater Townsville Loop30","QLD Greater Townsville Loop"]
[null,null,null,null,null,null,null,null,null,null,null,null,null,null,null,null,null,{"$f":"MOD(ROW(Q34)-4,31)+1","v":31},"QLD Greater Townsville Loop31","QLD Greater Townsville Loop"]
[null,null,"QLD Abermain 33",null,null,null,null,null,null,null,null,null,null,null,null,null,null,{"$f":"MOD(ROW(Q35)-4,31)+1","v":1},"QLD Abermain 331",{"$f":"C35","v":"QLD Abermain 33"}]
[null,null,null,null,null,null,null,null,null,null,null,null,null,null,null,null,null,{"$f":"MOD(ROW(Q36)-4,31)+1","v":2},"QLD Abermain 332",{"$f":"T35","v":"QLD Abermain 33"}]
[null,null,null,"MAIN SECTORS",null,null,null,null,null,null,null,null,null,null,null,null,null,3,"QLD Abermain 333","QLD Abermain 33"]
[null,null,null,"Predominantly industrial",null,null,null,null,null,null,null,null,null,null,null,null,null,4,"QLD Abermain 334","QLD Abermain 33"]
[null,null,null,null,null,null,null,null,null,null,null,null,null,null,null,null,null,5,"QLD Abermain 335","QLD Abermain 33"]
[null,null,null,null,null,null,null,null,null,null,null,null,null,null,null,null,null,6,"QLD Abermain 336","QLD Abermain 33"]
[null,null,null,null,null,null,null,null,null,null,null,null,null,null,null,null,null,7,"QLD Abermain 337","QLD Abermain 33"]
[null,null,null,null,null,null,null,null,null,null,null,null,null,null,null,null,null,8,"QLD Abermain 338","QLD Abermain 33"]
[null,null,null,"MEDIUM SCENARIO",null,null,null,null,null,null,null,null,null,null,null,null,null,9,"QLD Abermain 339","QLD Abermain 33"]
[null,null,null,"Summer",null,null,null,null,null,null,null,null,null,null,null,null,null,10,"QLD Abermain 3310","QLD Abermain 33"]
[null,null,null,"Temperature corrected actuals have decreased since 2010.",null,null,null,null,null,null,null,null,null,null,null,null,null,11,"QLD Abermain 3311","QLD Abermain 33"]
[null,null,null,"Forecast demand is increasing over the outlook period.",null,null,null,null,null,null,null,null,null,null,null,null,null,12,"QLD Abermain 3312","QLD Abermain 33"]
[null,null,null,"The 10% POE offset for PV ranges from 3.6% to 4.8% between 2017 and 2026.",null,null,null,null,null,null,null,null,null,null,null,null,null,13,"QLD Abermain 3313","QLD Abermain 33"]
[null,null,null,null,null,null,null,null,null,null,null,null,null,null,null,null,null,14,"QLD Abermain 3314","QLD Abermain 33"]
[null,null,null,null,null,null,null,null,null,null,null,null,null,null,null,null,null,15,"QLD Abermain 3315","QLD Abermain 33"]
[null,null,null,"Winter",null,null,null,null,null,null,null,null,null,null,null,null,null,16,"QLD Abermain 3316","QLD Abermain 33"]
[null,null,null,"Temperature corrected actuals have decreased since 2010.",null,null,null,null,null,null,null,null,null,null,null,null,null,17,"QLD Abermain 3317","QLD Abermain 33"]
[null,null,null,"Forecast demand is increasing over the outlook period.",null,null,null,null,null,null,null,null,null,null,null,null,null,18,"QLD Abermain 3318","QLD Abermain 33"]
[null,null,null,"The 10% POE offset for PV ranges from 1.7% to 1.4% between 2016 and 2025.",null,null,null,null,null,null,null,null,null,null,null,null,null,19,"QLD Abermain 3319","QLD Abermain 33"]
[null,null,null,null,null,null,null,null,null,null,null,null,null,null,null,null,null,20,"QLD Abermain 3320","QLD Abermain 33"]
[null,null,null,null,null,null,null,null,null,null,null,null,null,null,null,null,null,21,"QLD Abermain 3321","QLD Abermain 33"]
[null,null,null,"Other",null,null,null,null,null,null,null,null,null,null,null,null,null,22,"QLD Abermain 3322","QLD Abermain 33"]
[null,null,null,"Supplied parts of Ipswich.",null,null,null,null,null,null,null,null,null,null,null,null,null,23,"QLD Abermain 3323","QLD Abermain 33"]
[null,null,null,"A block load is included in summer 2019-20.",null,null,null,null,null,null,null,null,null,null,null,null,null,24,"QLD Abermain 3324","QLD Abermain 33"]
[null,null,null,"The impact of the following embedded generator(s) has been removed in the forecasts; Ti Tree Bioreactor.",null,null,null,null,null,null,null,null,null,null,null,null,null,25,"QLD Abermain 3325","QLD Abermain 33"]
[null,null,null,"Demand is weather sensitive in summer and winter.",null,null,null,null,null,null,null,null,null,null,null,null,null,26,"QLD Abermain 3326","QLD Abermain 33"]
[null,null,null,"Diversity factors: Summer = 0.99; Winter = 1.",null,null,null,null,null,null,null,null,null,null,null,null,null,27,"QLD Abermain 3327","QLD Abermain 33"]
[null,null,null,"Power factors: Summer = 0.94, lagging; Winter = 0.96, lagging.",null,null,null,null,null,null,null,null,null,null,null,null,null,28,"QLD Abermain 3328","QLD Abermain 33"]
[null,null,null,null,null,null,null,null,null,null,null,null,null,null,null,null,null,29,"QLD Abermain 3329","QLD Abermain 33"]
[null,null,null,null,null,null,null,null,null,null,null,null,null,null,null,null,null,30,"QLD Abermain 3330","QLD Abermain 33"]
[null,null,null,null,null,null,null,null,null,null,null,null,null,null,null,null,null,31,"QLD Abermain 3331","QLD Abermain 33"]
[null,null,"QLD Abermain - Middle Ridge Loop",null,null,null,null,null,null,null,null,null,null,null,null,null,null,1,"QLD Abermain - Middle Ridge Loop1",{"$f":"C66","v":"QLD Abermain - Middle Ridge Loop"}]
[null,null,null,null,null,null,null,null,null,null,null,null,null,null,null,null,null,2,"QLD Abermain - Middle Ridge Loop2",{"$f":"T66","v":"QLD Abermain - Middle Ridge Loop"}]
[null,null,null,"MAIN SECTORS",null,null,null,null,null,null,null,null,null,null,null,null,null,3,"QLD Abermain - Middle Ridge Loop3","QLD Abermain - Middle Ridge Loop"]
[null,null,null,"Predominantly residential, commercial, industrial",null,null,null,null,null,null,null,null,null,null,null,null,null,4,{"$f":"T69&R69","v":"QLD Abermain - Middle Ridge Loop4"},"QLD Abermain - Middle Ridge Loop"]
[null,null,null,null,null,null,null,null,null,null,null,null,null,null,null,null,null,5,"QLD Abermain - Middle Ridge Loop5","QLD Abermain - Middle Ridge Loop"]
[null,null,null,null,null,null,null,null,null,null,null,null,null,null,null,null,null,6,"QLD Abermain - Middle Ridge Loop6","QLD Abermain - Middle Ridge Loop"]
[null,null,null,null,null,null,null,null,null,null,null,null,null,null,null,null,null,7,"QLD Abermain - Middle Ridge Loop7","QLD Abermain - Middle Ridge Loop"]
[null,null,null,null,null,null,null,null,null,null,null,null,null,null,null,null,null,8,"QLD Abermain - Middle Ridge Loop8","QLD Abermain - Middle Ridge Loop"]
[null,null,null,"MEDIUM SCENARIO",null,null,null,null,null,null,null,null,null,null,null,null,null,9,"QLD Abermain - Middle Ridge Loop9","QLD Abermain - Middle Ridge Loop"]
[null,null,null,"Summer",null,null,null,null,null,null,null,null,null,null,null,null,null,10,"QLD Abermain - Middle Ridge Loop10","QLD Abermain - Middle Ridge Loop"]
[null,null,null,"Temperature corrected actuals have increased over the historical period.",null,null,null,null,null,null,null,null,null,null,null,null,null,11,"QLD Abermain - Middle Ridge Loop11","QLD Abermain - Middle Ridge Loop"]
[null,null,null,"Forecast demand is increasing over the outlook period.",null,null,null,null,null,null,null,null,null,null,null,null,null,12,"QLD Abermain - Middle Ridge Loop12","QLD Abermain - Middle Ridge Loop"]
[null,null,null,"The 10% POE offset for PV is constant at 1.2%.",null,null,null,null,null,null,null,null,null,null,null,null,null,13,"QLD Abermain - Middle Ridge Loop13","QLD Abermain - Middle Ridge Loop"]
[null,null,null,null,null,null,null,null,null,null,null,null,null,null,null,null,null,14,"QLD Abermain - Middle Ridge Loop14","QLD Abermain - Middle Ridge Loop"]
[null,null,null,null,null,null,null,null,null,null,null,null,null,null,null,null,null,15,"QLD Abermain - Middle Ridge Loop15","QLD Abermain - Middle Ridge Loop"]
[null,null,null,"Winter",null,null,null,null,null,null,null,null,null,null,null,null,null,16,"QLD Abermain - Middle Ridge Loop16","QLD Abermain - Middle Ridge Loop"]
[null,null,null,"Temperature corrected actuals have increased over the historical period.",null,null,null,null,null,null,null,null,null,null,null,null,null,17,"QLD Abermain - Middle Ridge Loop17","QLD Abermain - Middle Ridge Loop"]
[null,null,null,"Forecast demand is increasing over the outlook period.",null,null,null,null,null,null,null,null,null,null,null,null,null,18,"QLD Abermain - Middle Ridge Loop18","QLD Abermain - Middle Ridge Loop"]
[null,null,null,"The 10% POE offset for PV is zero.",null,null,null,null,null,null,null,null,null,null,null,null,null,19,"QLD Abermain - Middle Ridge Loop19","QLD Abermain - Middle Ridge Loop"]
[null,null,null,null,null,null,null,null,null,null,null,null,null,null,null,null,null,20,"QLD Abermain - Middle Ridge Loop20","QLD Abermain - Middle Ridge Loop"]
[null,null,null,null,null,null,null,null,null,null,null,null,null,null,null,null,null,21,"QLD Abermain - Middle Ridge Loop21","QLD Abermain - Middle Ridge Loop"]
[null,null,null,"Other",null,null,null,null,null,null,null,null,null,null,null,null,null,22,"QLD Abermain - Middle Ridge Loop22","QLD Abermain - Middle Ridge Loop"]
[null,null,null,"Supplies Gatton, Lockrose and Postmans Ridge.",null,null,null,null,null,null,null,null,null,null,null,null,null,23,"QLD Abermain - Middle Ridge Loop23","QLD Abermain - Middle Ridge Loop"]
[null,null,null,"The impact of the following embedded generator(s) has been removed in the forecasts; Wivenhoe Small Hydro.",null,null,null,null,null,null,null,null,null,null,null,null,null,24,"QLD Abermain - Middle Ridge Loop24","QLD Abermain - Middle Ridge Loop"]
[null,null,null,"Demand is weather sensitive in summer and winter.",null,null,null,null,null,null,null,null,null,null,null,null,null,25,"QLD Abermain - Middle Ridge Loop25","QLD Abermain - Middle Ridge Loop"]
[null,null,null,"Diversity factors: Summer = 0.94; Winter = 1.",null,null,null,null,null,null,null,null,null,null,null,null,null,26,"QLD Abermain - Middle Ridge Loop26","QLD Abermain - Middle Ridge Loop"]
[null,null,null,"Power factors: Summer = 1, lagging; Winter = 1, leading.",null,null,null,null,null,null,null,null,null,null,null,null,null,27,"QLD Abermain - Middle Ridge Loop27","QLD Abermain - Middle Ridge Loop"]
[null,null,null,null,null,null,null,null,null,null,null,null,null,null,null,null,null,28,"QLD Abermain - Middle Ridge Loop28","QLD Abermain - Middle Ridge Loop"]
[null,null,null,null,null,null,null,null,null,null,null,null,null,null,null,null,null,29,"QLD Abermain - Middle Ridge Loop29","QLD Abermain - Middle Ridge Loop"]
[null,null,null,null,null,null,null,null,null,null,null,null,null,null,null,null,null,30,"QLD Abermain - Middle Ridge Loop30","QLD Abermain - Middle Ridge Loop"]
[null,null,null,null,null,null,null,null,null,null,null,null,null,null,null,null,null,31,"QLD Abermain - Middle Ridge Loop31","QLD Abermain - Middle Ridge Loop"]
[null,null,"QLD Ashgrove West 33",null,null,null,null,null,null,null,null,null,null,null,null,null,null,1,"QLD Ashgrove West 331",{"$f":"C97","v":"QLD Ashgrove West 33"}]
[null,null,null,null,null,null,null,null,null,null,null,null,null,null,null,null,null,2,"QLD Ashgrove West 332",{"$f":"T97","v":"QLD Ashgrove West 33"}]
[null,null,null,"MAIN SECTORS",null,null,null,null,null,null,null,null,null,null,null,null,null,3,"QLD Ashgrove West 333","QLD Ashgrove West 33"]
[null,null,null,"Predominantly commercial and industrial",null,null,null,null,null,null,null,null,null,null,null,null,null,{"$f":"MOD(ROW(Q100)-4,31)+1","v":4},"QLD Ashgrove West 334",{"$f":"T99","v":"QLD Ashgrove West 33"}]
[null,null,null,null,null,null,null,null,null,null,null,null,null,null,null,null,null,5,"QLD Ashgrove West 335","QLD Ashgrove West 33"]
[null,null,null,null,null,null,null,null,null,null,null,null,null,null,null,null,null,6,"QLD Ashgrove West 336","QLD Ashgrove West 33"]
[null,null,null,null,null,null,null,null,null,null,null,null,null,null,null,null,null,7,"QLD Ashgrove West 337","QLD Ashgrove West 33"]
[null,null,null,null,null,null,null,null,null,null,null,null,null,null,null,null,null,8,"QLD Ashgrove West 338","QLD Ashgrove West 33"]
[null,null,null,"MEDIUM SCENARIO",null,null,null,null,null,null,null,null,null,null,null,null,null,9,"QLD Ashgrove West 339","QLD Ashgrove West 33"]
[null,null,null,"Summer",null,null,null,null,null,null,null,null,null,null,null,null,null,10,"QLD Ashgrove West 3310","QLD Ashgrove West 33"]
[null,null,null,"Temperature corrected actuals have remained relatively flat over the historical period.",null,null,null,null,null,null,null,null,null,null,null,null,null,11,"QLD Ashgrove West 3311","QLD Ashgrove West 33"]
[null,null,null,"Forecast demand is increasing over the outlook period.",null,null,null,null,null,null,null,null,null,null,null,null,null,12,"QLD Ashgrove West 3312","QLD Ashgrove West 33"]
[null,null,null,"The 10% POE offset for PV ranges from 2.0% to 1.9% between 2017 and 2026.",null,null,null,null,null,null,null,null,null,null,null,null,null,13,"QLD Ashgrove West 3313","QLD Ashgrove West 33"]
[null,null,null,null,null,null,null,null,null,null,null,null,null,null,null,null,null,14,"QLD Ashgrove West 3314","QLD Ashgrove West 33"]
[null,null,null,null,null,null,null,null,null,null,null,null,null,null,null,null,null,15,"QLD Ashgrove West 3315","QLD Ashgrove West 33"]
[null,null,null,"Winter",null,null,null,null,null,null,null,null,null,null,null,null,null,16,"QLD Ashgrove West 3316","QLD Ashgrove West 33"]
[null,null,null,"Temperature corrected actuals have decreased over the historical period.",null,null,null,null,null,null,null,null,null,null,null,null,null,17,"QLD Ashgrove West 3317","QLD Ashgrove West 33"]
[null,null,null,"Forecast demand is decreasing over the outlook period.",null,null,null,null,null,null,null,null,null,null,null,null,null,18,"QLD Ashgrove West 3318","QLD Ashgrove West 33"]
[null,null,null,"The 10% POE offset for PV is zero.",null,null,null,null,null,null,null,null,null,null,null,null,null,19,"QLD Ashgrove West 3319","QLD Ashgrove West 33"]
[null,null,null,null,null,null,null,null,null,null,null,null,null,null,null,null,null,20,"QLD Ashgrove West 3320","QLD Ashgrove West 33"]
[null,null,null,null,null,null,null,null,null,null,null,null,null,null,null,null,null,21,"QLD Ashgrove West 3321","QLD Ashgrove West 33"]
[null,null,null,"Other",null,null,null,null,null,null,null,null,null,null,null,null,null,22,"QLD Ashgrove West 3322","QLD Ashgrove West 33"]
[null,null,null,"Supplies inner west Brisbane.",null,null,null,null,null,null,null,null,null,null,null,null,null,23,"QLD Ashgrove West 3323","QLD Ashgrove West 33"]
[null,null,null,"Demand is weather sensitive in summer and winter.",null,null,null,null,null,null,null,null,null,null,null,null,null,24,"QLD Ashgrove West 3324","QLD Ashgrove West 33"]
[null,null,null,"Diversity factors: Summer = 0.98; Winter = 1.",null,null,null,null,null,null,null,null,null,null,null,null,null,25,"QLD Ashgrove West 3325","QLD Ashgrove West 33"]
[null,null,null,"Power factors: Summer = 0.99, lagging; Winter = 0.99, lagging.",null,null,null,null,null,null,null,null,null,null,null,null,null,26,"QLD Ashgrove West 3326","QLD Ashgrove West 33"]
[null,null,null,null,null,null,null,null,null,null,null,null,null,null,null,null,null,27,"QLD Ashgrove West 3327","QLD Ashgrove West 33"]
[null,null,null,null,null,null,null,null,null,null,null,null,null,null,null,null,null,28,"QLD Ashgrove West 3328","QLD Ashgrove West 33"]
[null,null,null,null,null,null,null,null,null,null,null,null,null,null,null,null,null,29,"QLD Ashgrove West 3329","QLD Ashgrove West 33"]
[null,null,null,null,null,null,null,null,null,null,null,null,null,null,null,null,null,30,"QLD Ashgrove West 3330","QLD Ashgrove West 33"]
[null,null,null,null,null,null,null,null,null,null,null,null,null,null,null,null,null,31,"QLD Ashgrove West 3331","QLD Ashgrove West 33"]
[null,null,"QLD Alligator Creek 33",null,null,null,null,null,null,null,null,null,null,null,null,null,null,1,"QLD Alligator Creek 331",{"$f":"C128","v":"QLD Alligator Creek 33"}]
[null,null,null,null,null,null,null,null,null,null,null,null,null,null,null,null,null,2,"QLD Alligator Creek 332",{"$f":"T128","v":"QLD Alligator Creek 33"}]
[null,null,null,"MAIN SECTORS",null,null,null,null,null,null,null,null,null,null,null,null,null,3,"QLD Alligator Creek 333","QLD Alligator Creek 33"]
[null,null,null,"Predominantly residential and commercial",null,null,null,null,null,null,null,null,null,null,null,null,null,4,"QLD Alligator Creek 334","QLD Alligator Creek 33"]
[null,null,null,null,null,null,null,null,null,null,null,null,null,null,null,null,null,5,"QLD Alligator Creek 335","QLD Alligator Creek 33"]
[null,null,null,null,null,null,null,null,null,null,null,null,null,null,null,null,null,6,{"$f":"T133&R133","v":"QLD Alligator Creek 336"},"QLD Alligator Creek 33"]
[null,null,null,null,null,null,null,null,null,null,null,null,null,null,null,null,null,7,"QLD Alligator Creek 337","QLD Alligator Creek 33"]
[null,null,null,null,null,null,null,null,null,null,null,null,null,null,null,null,null,8,"QLD Alligator Creek 338","QLD Alligator Creek 33"]
[null,null,null,"MEDIUM SCENARIO",null,null,null,null,null,null,null,null,null,null,null,null,null,9,"QLD Alligator Creek 339","QLD Alligator Creek 33"]
[null,null,null,"Summer",null,null,null,null,null,null,null,null,null,null,null,null,null,10,"QLD Alligator Creek 3310","QLD Alligator Creek 33"]
[null,null,null,"Temperature corrected actuals have increased over the historical period.",null,null,null,null,null,null,null,null,null,null,null,null,null,11,"QLD Alligator Creek 3311","QLD Alligator Creek 33"]
[null,null,null,"Forecast demand is relatively flat over the outlook period.",null,null,null,null,null,null,null,null,null,null,null,null,null,12,"QLD Alligator Creek 3312","QLD Alligator Creek 33"]
[null,null,null,"The 10% POE offset for PV ranges from 4.7% to 4.4% between 2017 and 2026.",null,null,null,null,null,null,null,null,null,null,null,null,null,13,"QLD Alligator Creek 3313","QLD Alligator Creek 33"]
[null,null,null,null,null,null,null,null,null,null,null,null,null,null,null,null,null,14,"QLD Alligator Creek 3314","QLD Alligator Creek 33"]
[null,null,null,null,null,null,null,null,null,null,null,null,null,null,null,null,null,15,"QLD Alligator Creek 3315","QLD Alligator Creek 33"]
[null,null,null,"Winter",null,null,null,null,null,null,null,null,null,null,null,null,null,16,"QLD Alligator Creek 3316","QLD Alligator Creek 33"]
[null,null,null,"Temperature corrected actuals have remained relatively flat over the historical period.",null,null,null,null,null,null,null,null,null,null,null,null,null,17,"QLD Alligator Creek 3317","QLD Alligator Creek 33"]
[null,null,null,"Forecast demand is increasing over the outlook period.",null,null,null,null,null,null,null,null,null,null,null,null,null,18,"QLD Alligator Creek 3318","QLD Alligator Creek 33"]
[null,null,null,"The 10% POE offset for PV is zero.",null,null,null,null,null,null,null,null,null,null,null,null,null,19,"QLD Alligator Creek 3319","QLD Alligator Creek 33"]
[null,null,null,null,null,null,null,null,null,null,null,null,null,null,null,null,null,20,"QLD Alligator Creek 3320","QLD Alligator Creek 33"]
[null,null,null,null,null,null,null,null,null,null,null,null,null,null,null,null,null,21,"QLD Alligator Creek 3321","QLD Alligator Creek 33"]
[null,null,null,"Other",null,null,null,null,null,null,null,null,null,null,null,null,null,22,"QLD Alligator Creek 3322","QLD Alligator Creek 33"]
[null,null,null,"Supplies Alligator Creek.",null,null,null,null,null,null,null,null,null,null,null,null,null,23,"QLD Alligator Creek 3323","QLD Alligator Creek 33"]
[null,null,null,"Demand is not weather sensitive.",null,null,null,null,null,null,null,null,null,null,null,null,null,24,"QLD Alligator Creek 3324","QLD Alligator Creek 33"]
[null,null,null,"Diversity factors: Summer = 0.53; Winter = 0.61.",null,null,null,null,null,null,null,null,null,null,null,null,null,25,"QLD Alligator Creek 3325","QLD Alligator Creek 33"]
[null,null,null,"Power factors: Summer = 0.98, lagging; Winter = 0.99, lagging.",null,null,null,null,null,null,null,null,null,null,null,null,null,26,"QLD Alligator Creek 3326","QLD Alligator Creek 33"]
[null,null,null,null,null,null,null,null,null,null,null,null,null,null,null,null,null,27,"QLD Alligator Creek 3327","QLD Alligator Creek 33"]
[null,null,null,null,null,null,null,null,null,null,null,null,null,null,null,null,null,28,"QLD Alligator Creek 3328","QLD Alligator Creek 33"]
[null,null,null,null,null,null,null,null,null,null,null,null,null,null,null,null,null,29,"QLD Alligator Creek 3329","QLD Alligator Creek 33"]
[null,null,null,null,null,null,null,null,null,null,null,null,null,null,null,null,null,30,"QLD Alligator Creek 3330","QLD Alligator Creek 33"]
[null,null,null,null,null,null,null,null,null,null,null,null,null,null,null,null,null,31,"QLD Alligator Creek 3331","QLD Alligator Creek 33"]
[null,null,"QLD Algester",null,null,null,null,null,null,null,null,null,null,null,null,null,null,1,"QLD Algester1",{"$f":"C159","v":"QLD Algester"}]
[null,null,null,null,null,null,null,null,null,null,null,null,null,null,null,null,null,2,"QLD Algester2",{"$f":"T159","v":"QLD Algester"}]
[null,null,null,"MAIN SECTORS",null,null,null,null,null,null,null,null,null,null,null,null,null,3,"QLD Algester3","QLD Algester"]
[null,null,null,"Predominantly residential and commercial",null,null,null,null,null,null,null,null,null,null,null,null,null,4,"QLD Algester4","QLD Algester"]
[null,null,null,null,null,null,null,null,null,null,null,null,null,null,null,null,null,5,"QLD Algester5","QLD Algester"]
[null,null,null,null,null,null,null,null,null,null,null,null,null,null,null,null,null,{"$f":"MOD(ROW(Q164)-4,31)+1","v":6},"QLD Algester6",{"$f":"T163","v":"QLD Algester"}]
[null,null,null,null,null,null,null,null,null,null,null,null,null,null,null,null,null,7,"QLD Algester7","QLD Algester"]
[null,null,null,null,null,null,null,null,null,null,null,null,null,null,null,null,null,8,"QLD Algester8","QLD Algester"]
[null,null,null,"MEDIUM SCENARIO",null,null,null,null,null,null,null,null,null,null,null,null,null,9,"QLD Algester9","QLD Algester"]
[null,null,null,"Summer",null,null,null,null,null,null,null,null,null,null,null,null,null,10,"QLD Algester10","QLD Algester"]
[null,null,null,"Temperature corrected actuals have increased since 2013.",null,null,null,null,null,null,null,null,null,null,null,null,null,11,"QLD Algester11","QLD Algester"]
[null,null,null,"Forecast demand is relatively flat over the outlook period.",null,null,null,null,null,null,null,null,null,null,null,null,null,12,"QLD Algester12","QLD Algester"]
[null,null,null,"The 10% POE offset for PV ranges from 4.8% to 5.8% between 2017 and 2026.",null,null,null,null,null,null,null,null,null,null,null,null,null,13,"QLD Algester13","QLD Algester"]
[null,null,null,null,null,null,null,null,null,null,null,null,null,null,null,null,null,14,"QLD Algester14","QLD Algester"]
[null,null,null,null,null,null,null,null,null,null,null,null,null,null,null,null,null,15,"QLD Algester15","QLD Algester"]
[null,null,null,"Winter",null,null,null,null,null,null,null,null,null,null,null,null,null,16,"QLD Algester16","QLD Algester"]
[null,null,null,"Temperature corrected actuals have increased since 2013.",null,null,null,null,null,null,null,null,null,null,null,null,null,17,"QLD Algester17","QLD Algester"]
[null,null,null,"Forecast demand is increasing over the outlook period.",null,null,null,null,null,null,null,null,null,null,null,null,null,18,"QLD Algester18","QLD Algester"]
[null,null,null,"The 10% POE offset for PV is zero.",null,null,null,null,null,null,null,null,null,null,null,null,null,19,"QLD Algester19","QLD Algester"]
[null,null,null,null,null,null,null,null,null,null,null,null,null,null,null,null,null,20,"QLD Algester20","QLD Algester"]
[null,null,null,null,null,null,null,null,null,null,null,null,null,null,null,null,null,21,"QLD Algester21","QLD Algester"]
[null,null,null,"Other",null,null,null,null,null,null,null,null,null,null,null,null,null,22,"QLD Algester22","QLD Algester"]
[null,null,null,"Supplies southern Brisbane.",null,null,null,null,null,null,null,null,null,null,null,null,null,23,"QLD Algester23","QLD Algester"]
[null,null,null,"The impact of the following embedded generator(s) has been removed in the forecasts; BCC Willawong Bus Depot Generator.",null,null,null,null,null,null,null,null,null,null,null,null,null,24,"QLD Algester24","QLD Algester"]
[null,null,null,"Demand is weather sensitive in summer and winter.",null,null,null,null,null,null,null,null,null,null,null,null,null,25,"QLD Algester25","QLD Algester"]
[null,null,null,"Diversity factors: Summer = 1; Winter = 1.",null,null,null,null,null,null,null,null,null,null,null,null,null,26,"QLD Algester26","QLD Algester"]
[null,null,null,"Power factors: Summer = 0.97, lagging; Winter = 0.99, lagging.",null,null,null,null,null,null,null,null,null,null,null,null,null,27,"QLD Algester27","QLD Algester"]
[null,null,null,null,null,null,null,null,null,null,null,null,null,null,null,null,null,28,"QLD Algester28","QLD Algester"]
[null,null,null,null,null,null,null,null,null,null,null,null,null,null,null,null,null,29,"QLD Algester29","QLD Algester"]
[null,null,null,null,null,null,null,null,null,null,null,null,null,null,null,null,null,30,"QLD Algester30","QLD Algester"]
[null,null,null,null,null,null,null,null,null,null,null,null,null,null,null,null,null,31,"QLD Algester31","QLD Algester"]
[null,null,"QLD Alligator Creek 132",null,null,null,null,null,null,null,null,null,null,null,null,null,null,1,"QLD Alligator Creek 1321",{"$f":"C190","v":"QLD Alligator Creek 132"}]
[null,null,null,null,null,null,null,null,null,null,null,null,null,null,null,null,null,2,"QLD Alligator Creek 1322",{"$f":"T190","v":"QLD Alligator Creek 132"}]
[null,null,null,"MAIN SECTORS",null,null,null,null,null,null,null,null,null,null,null,null,null,3,"QLD Alligator Creek 1323","QLD Alligator Creek 132"]
[null,null,null,"Predominantly agricultural, industrial, rail and port loads",null,null,null,null,null,null,null,null,null,null,null,null,null,4,"QLD Alligator Creek 1324","QLD Alligator Creek 132"]
[null,null,null,null,null,null,null,null,null,null,null,null,null,null,null,null,null,5,"QLD Alligator Creek 1325","QLD Alligator Creek 132"]
[null,null,null,null,null,null,null,null,null,null,null,null,null,null,null,null,null,6,"QLD Alligator Creek 1326","QLD Alligator Creek 132"]
[null,null,null,null,null,null,null,null,null,null,null,null,null,null,null,null,null,7,"QLD Alligator Creek 1327","QLD Alligator Creek 132"]
[null,null,null,null,null,null,null,null,null,null,null,null,null,null,null,null,null,8,{"$f":"T197&R197","v":"QLD Alligator Creek 1328"},"QLD Alligator Creek 132"]
[null,null,null,"MEDIUM SCENARIO",null,null,null,null,null,null,null,null,null,null,null,null,null,9,"QLD Alligator Creek 1329","QLD Alligator Creek 132"]
[null,null,null,"Summer",null,null,null,null,null,null,null,null,null,null,null,null,null,10,"QLD Alligator Creek 13210","QLD Alligator Creek 132"]
[null,null,null,"Temperature corrected actuals have increased over the historical period.",null,null,null,null,null,null,null,null,null,null,null,null,null,11,"QLD Alligator Creek 13211","QLD Alligator Creek 132"]
[null,null,null,"Forecast demand is relatively flat over the outlook period.",null,null,null,null,null,null,null,null,null,null,null,null,null,12,"QLD Alligator Creek 13212","QLD Alligator Creek 132"]
[null,null,null,"The 10% POE offset for PV is zero.",null,null,null,null,null,null,null,null,null,null,null,null,null,13,"QLD Alligator Creek 13213","QLD Alligator Creek 132"]
[null,null,null,null,null,null,null,null,null,null,null,null,null,null,null,null,null,14,"QLD Alligator Creek 13214","QLD Alligator Creek 132"]
[null,null,null,null,null,null,null,null,null,null,null,null,null,null,null,null,null,15,"QLD Alligator Creek 13215","QLD Alligator Creek 132"]
[null,null,null,"Winter",null,null,null,null,null,null,null,null,null,null,null,null,null,16,"QLD Alligator Creek 13216","QLD Alligator Creek 132"]
[null,null,null,"Temperature corrected actuals have increased over the historical period.",null,null,null,null,null,null,null,null,null,null,null,null,null,17,"QLD Alligator Creek 13217","QLD Alligator Creek 132"]
[null,null,null,"Forecast demand is increasing over the outlook period.",null,null,null,null,null,null,null,null,null,null,null,null,null,18,"QLD Alligator Creek 13218","QLD Alligator Creek 132"]
[null,null,null,"The 10% POE offset for PV is zero.",null,null,null,null,null,null,null,null,null,null,null,null,null,19,"QLD Alligator Creek 13219","QLD Alligator Creek 132"]
[null,null,null,null,null,null,null,null,null,null,null,null,null,null,null,null,null,20,"QLD Alligator Creek 13220","QLD Alligator Creek 132"]
[null,null,null,null,null,null,null,null,null,null,null,null,null,null,null,null,null,21,"QLD Alligator Creek 13221","QLD Alligator Creek 132"]
[null,null,null,"Other",null,null,null,null,null,null,null,null,null,null,null,null,null,22,"QLD Alligator Creek 13222","QLD Alligator Creek 132"]
[null,null,null,"Primarily supplies Hay Point port, Dalrmyple bay port, and railway loads.",null,null,null,null,null,null,null,null,null,null,null,null,null,23,"QLD Alligator Creek 13223","QLD Alligator Creek 132"]
[null,null,null,"Demand is not weather sensitive.",null,null,null,null,null,null,null,null,null,null,null,null,null,24,"QLD Alligator Creek 13224","QLD Alligator Creek 132"]
[null,null,null,"Diversity factors: Summer = 0.57; Winter = 0.79.",null,null,null,null,null,null,null,null,null,null,null,null,null,25,"QLD Alligator Creek 13225","QLD Alligator Creek 132"]
[null,null,null,"Power factors: Summer = 0.99, lagging; Winter = 0.98, lagging.",null,null,null,null,null,null,null,null,null,null,null,null,null,26,"QLD Alligator Creek 13226","QLD Alligator Creek 132"]
[null,null,null,null,null,null,null,null,null,null,null,null,null,null,null,null,null,27,"QLD Alligator Creek 13227","QLD Alligator Creek 132"]
[null,null,null,null,null,null,null,null,null,null,null,null,null,null,null,null,null,28,"QLD Alligator Creek 13228","QLD Alligator Creek 132"]
[null,null,null,null,null,null,null,null,null,null,null,null,null,null,null,null,null,29,"QLD Alligator Creek 13229","QLD Alligator Creek 132"]
[null,null,null,null,null,null,null,null,null,null,null,null,null,null,null,null,null,30,"QLD Alligator Creek 13230","QLD Alligator Creek 132"]
[null,null,null,null,null,null,null,null,null,null,null,null,null,null,null,null,null,31,"QLD Alligator Creek 13231","QLD Alligator Creek 132"]
[null,null,"QLD Alan Sherriff",null,null,null,null,null,null,null,null,null,null,null,null,null,null,1,"QLD Alan Sherriff1",{"$f":"C221","v":"QLD Alan Sherriff"}]
[null,null,null,null,null,null,null,null,null,null,null,null,null,null,null,null,null,2,"QLD Alan Sherriff2",{"$f":"T221","v":"QLD Alan Sherriff"}]
[null,null,null,"MAIN SECTORS",null,null,null,null,null,null,null,null,null,null,null,null,null,3,"QLD Alan Sherriff3","QLD Alan Sherriff"]
[null,null,null,"Predominantly residential and commercial",null,null,null,null,null,null,null,null,null,null,null,null,null,4,"QLD Alan Sherriff4","QLD Alan Sherriff"]
[null,null,null,null,null,null,null,null,null,null,null,null,null,null,null,null,null,5,"QLD Alan Sherriff5","QLD Alan Sherriff"]
[null,null,null,null,null,null,null,null,null,null,null,null,null,null,null,null,null,6,"QLD Alan Sherriff6","QLD Alan Sherriff"]
[null,null,null,null,null,null,null,null,null,null,null,null,null,null,null,null,null,7,"QLD Alan Sherriff7","QLD Alan Sherriff"]
[null,null,null,null,null,null,null,null,null,null,null,null,null,null,null,null,null,{"$f":"MOD(ROW(Q228)-4,31)+1","v":8},"QLD Alan Sherriff8",{"$f":"T227","v":"QLD Alan Sherriff"}]
[null,null,null,"MEDIUM SCENARIO",null,null,null,null,null,null,null,null,null,null,null,null,null,9,"QLD Alan Sherriff9","QLD Alan Sherriff"]
[null,null,null,"Summer",null,null,null,null,null,null,null,null,null,null,null,null,null,10,"QLD Alan Sherriff10","QLD Alan Sherriff"]
[null,null,null,"Temperature corrected actuals have decreased since 2010.",null,null,null,null,null,null,null,null,null,null,null,null,null,11,"QLD Alan Sherriff11","QLD Alan Sherriff"]
[null,null,null,"Forecast demand is relatively flat over the outlook period.",null,null,null,null,null,null,null,null,null,null,null,null,null,12,"QLD Alan Sherriff12","QLD Alan Sherriff"]
[null,null,null,"The 10% POE offset for PV ranges from 8.8% to 10.7% between 2017 and 2026.",null,null,null,null,null,null,null,null,null,null,null,null,null,13,"QLD Alan Sherriff13","QLD Alan Sherriff"]
[null,null,null,null,null,null,null,null,null,null,null,null,null,null,null,null,null,14,"QLD Alan Sherriff14","QLD Alan Sherriff"]
[null,null,null,null,null,null,null,null,null,null,null,null,null,null,null,null,null,15,"QLD Alan Sherriff15","QLD Alan Sherriff"]
[null,null,null,"Winter",null,null,null,null,null,null,null,null,null,null,null,null,null,16,"QLD Alan Sherriff16","QLD Alan Sherriff"]
[null,null,null,"Temperature corrected actuals have increased over the historical period.",null,null,null,null,null,null,null,null,null,null,null,null,null,17,"QLD Alan Sherriff17","QLD Alan Sherriff"]
[null,null,null,"Forecast demand is increasing over the outlook period.",null,null,null,null,null,null,null,null,null,null,null,null,null,18,"QLD Alan Sherriff18","QLD Alan Sherriff"]
[null,null,null,"The 10% POE offset for PV ranges from 0.6% to 0.5% between 2016 and 2025.",null,null,null,null,null,null,null,null,null,null,null,null,null,19,"QLD Alan Sherriff19","QLD Alan Sherriff"]
[null,null,null,null,null,null,null,null,null,null,null,null,null,null,null,null,null,20,"QLD Alan Sherriff20","QLD Alan Sherriff"]
[null,null,null,null,null,null,null,null,null,null,null,null,null,null,null,null,null,21,"QLD Alan Sherriff21","QLD Alan Sherriff"]
[null,null,null,"Other",null,null,null,null,null,null,null,null,null,null,null,null,null,22,"QLD Alan Sherriff22","QLD Alan Sherriff"]
[null,null,null,"Supplies parts of Townsville.",null,null,null,null,null,null,null,null,null,null,null,null,null,23,"QLD Alan Sherriff23","QLD Alan Sherriff"]
[null,null,null,"Demand is weather sensitive in summer and winter.",null,null,null,null,null,null,null,null,null,null,null,null,null,24,"QLD Alan Sherriff24","QLD Alan Sherriff"]
[null,null,null,"Diversity factors: Summer = 0.86; Winter = 0.88.",null,null,null,null,null,null,null,null,null,null,null,null,null,25,"QLD Alan Sherriff25","QLD Alan Sherriff"]
[null,null,null,"Power factors: Summer = 0.9, lagging; Winter = 0.96, lagging.",null,null,null,null,null,null,null,null,null,null,null,null,null,26,"QLD Alan Sherriff26","QLD Alan Sherriff"]
[null,null,null,null,null,null,null,null,null,null,null,null,null,null,null,null,null,27,"QLD Alan Sherriff27","QLD Alan Sherriff"]
[null,null,null,null,null,null,null,null,null,null,null,null,null,null,null,null,null,28,"QLD Alan Sherriff28","QLD Alan Sherriff"]
[null,null,null,null,null,null,null,null,null,null,null,null,null,null,null,null,null,29,"QLD Alan Sherriff29","QLD Alan Sherriff"]
[null,null,null,null,null,null,null,null,null,null,null,null,null,null,null,null,null,30,"QLD Alan Sherriff30","QLD Alan Sherriff"]
[null,null,null,null,null,null,null,null,null,null,null,null,null,null,null,null,null,31,"QLD Alan Sherriff31","QLD Alan Sherriff"]
[null,null,"QLD Belmont Wecker Road 33",null,null,null,null,null,null,null,null,null,null,null,null,null,null,1,"QLD Belmont Wecker Road 331",{"$f":"C252","v":"QLD Belmont Wecker Road 33"}]
[null,null,null,null,null,null,null,null,null,null,null,null,null,null,null,null,null,2,"QLD Belmont Wecker Road 332",{"$f":"T252","v":"QLD Belmont Wecker Road 33"}]
[null,null,null,"MAIN SECTORS",null,null,null,null,null,null,null,null,null,null,null,null,null,3,"QLD Belmont Wecker Road 333","QLD Belmont Wecker Road 33"]
[null,null,null,"Predominantly residential and commercial",null,null,null,null,null,null,null,null,null,null,null,null,null,4,"QLD Belmont Wecker Road 334","QLD Belmont Wecker Road 33"]
[null,null,null,null,null,null,null,null,null,null,null,null,null,null,null,null,null,5,"QLD Belmont Wecker Road 335","QLD Belmont Wecker Road 33"]
[null,null,null,null,null,null,null,null,null,null,null,null,null,null,null,null,null,6,"QLD Belmont Wecker Road 336","QLD Belmont Wecker Road 33"]
[null,null,null,null,null,null,null,null,null,null,null,null,null,null,null,null,null,7,"QLD Belmont Wecker Road 337","QLD Belmont Wecker Road 33"]
[null,null,null,null,null,null,null,null,null,null,null,null,null,null,null,null,null,8,"QLD Belmont Wecker Road 338","QLD Belmont Wecker Road 33"]
[null,null,null,"MEDIUM SCENARIO",null,null,null,null,null,null,null,null,null,null,null,null,null,9,"QLD Belmont Wecker Road 339","QLD Belmont Wecker Road 33"]
[null,null,null,"Summer",null,null,null,null,null,null,null,null,null,null,null,null,null,10,{"$f":"T261&R261","v":"QLD Belmont Wecker Road 3310"},"QLD Belmont Wecker Road 33"]
[null,null,null,"Temperature corrected actuals have increased over the historical period.",null,null,null,null,null,null,null,null,null,null,null,null,null,11,"QLD Belmont Wecker Road 3311","QLD Belmont Wecker Road 33"]
[null,null,null,"Forecast demand is increasing over the outlook period.",null,null,null,null,null,null,null,null,null,null,null,null,null,12,"QLD Belmont Wecker Road 3312","QLD Belmont Wecker Road 33"]
[null,null,null,"The 10% POE offset for PV ranges from 3.8% to 5.8% between 2017 and 2026.",null,null,null,null,null,null,null,null,null,null,null,null,null,13,"QLD Belmont Wecker Road 3313","QLD Belmont Wecker Road 33"]
[null,null,null,null,null,null,null,null,null,null,null,null,null,null,null,null,null,14,"QLD Belmont Wecker Road 3314","QLD Belmont Wecker Road 33"]
[null,null,null,null,null,null,null,null,null,null,null,null,null,null,null,null,null,15,"QLD Belmont Wecker Road 3315","QLD Belmont Wecker Road 33"]
[null,null,null,"Winter",null,null,null,null,null,null,null,null,null,null,null,null,null,16,"QLD Belmont Wecker Road 3316","QLD Belmont Wecker Road 33"]
[null,null,null,"Temperature corrected actuals have decreased over the historical period.",null,null,null,null,null,null,null,null,null,null,null,null,null,17,"QLD Belmont Wecker Road 3317","QLD Belmont Wecker Road 33"]
[null,null,null,"Forecast demand is increasing over the outlook period.",null,null,null,null,null,null,null,null,null,null,null,null,null,18,"QLD Belmont Wecker Road 3318","QLD Belmont Wecker Road 33"]
[null,null,null,"The 10% POE offset for PV is zero.",null,null,null,null,null,null,null,null,null,null,null,null,null,19,"QLD Belmont Wecker Road 3319","QLD Belmont Wecker Road 33"]
[null,null,null,null,null,null,null,null,null,null,null,null,null,null,null,null,null,20,"QLD Belmont Wecker Road 3320","QLD Belmont Wecker Road 33"]
[null,null,null,null,null,null,null,null,null,null,null,null,null,null,null,null,null,21,"QLD Belmont Wecker Road 3321","QLD Belmont Wecker Road 33"]
[null,null,null,"Other",null,null,null,null,null,null,null,null,null,null,null,null,null,22,"QLD Belmont Wecker Road 3322","QLD Belmont Wecker Road 33"]
[null,null,null,"Supplies southern Brisbane.",null,null,null,null,null,null,null,null,null,null,null,null,null,23,"QLD Belmont Wecker Road 3323","QLD Belmont Wecker Road 33"]
[null,null,null,"Demand is weather sensitive in summer and winter.",null,null,null,null,null,null,null,null,null,null,null,null,null,24,"QLD Belmont Wecker Road 3324","QLD Belmont Wecker Road 33"]
[null,null,null,"Diversity factors: Summer = 1; Winter = 1.",null,null,null,null,null,null,null,null,null,null,null,null,null,25,"QLD Belmont Wecker Road 3325","QLD Belmont Wecker Road 33"]
[null,null,null,"Power factors: Summer = 0.94, lagging; Winter = 0.99, lagging.",null,null,null,null,null,null,null,null,null,null,null,null,null,26,"QLD Belmont Wecker Road 3326","QLD Belmont Wecker Road 33"]
[null,null,null,null,null,null,null,null,null,null,null,null,null,null,null,null,null,27,"QLD Belmont Wecker Road 3327","QLD Belmont Wecker Road 33"]
[null,null,null,null,null,null,null,null,null,null,null,null,null,null,null,null,null,28,"QLD Belmont Wecker Road 3328","QLD Belmont Wecker Road 33"]
[null,null,null,null,null,null,null,null,null,null,null,null,null,null,null,null,null,29,"QLD Belmont Wecker Road 3329","QLD Belmont Wecker Road 33"]
[null,null,null,null,null,null,null,null,null,null,null,null,null,null,null,null,null,30,"QLD Belmont Wecker Road 3330","QLD Belmont Wecker Road 33"]
[null,null,null,null,null,null,null,null,null,null,null,null,null,null,null,null,null,31,"QLD Belmont Wecker Road 3331","QLD Belmont Wecker Road 33"]
[null,null,"QLD Bundamba",null,null,null,null,null,null,null,null,null,null,null,null,null,null,1,"QLD Bundamba1",{"$f":"C283","v":"QLD Bundamba"}]
[null,null,null,null,null,null,null,null,null,null,null,null,null,null,null,null,null,2,"QLD Bundamba2",{"$f":"T283","v":"QLD Bundamba"}]
[null,null,null,"MAIN SECTORS",null,null,null,null,null,null,null,null,null,null,null,null,null,3,"QLD Bundamba3","QLD Bundamba"]
[null,null,null,"Predominantly residential and commercial",null,null,null,null,null,null,null,null,null,null,null,null,null,4,"QLD Bundamba4","QLD Bundamba"]
[null,null,null,null,null,null,null,null,null,null,null,null,null,null,null,null,null,5,"QLD Bundamba5","QLD Bundamba"]
[null,null,null,null,null,null,null,null,null,null,null,null,null,null,null,null,null,6,"QLD Bundamba6","QLD Bundamba"]
[null,null,null,null,null,null,null,null,null,null,null,null,null,null,null,null,null,7,"QLD Bundamba7","QLD Bundamba"]
[null,null,null,null,null,null,null,null,null,null,null,null,null,null,null,null,null,8,"QLD Bundamba8","QLD Bundamba"]
[null,null,null,"MEDIUM SCENARIO",null,null,null,null,null,null,null,null,null,null,null,null,null,9,"QLD Bundamba9","QLD Bundamba"]
[null,null,null,"Summer",null,null,null,null,null,null,null,null,null,null,null,null,null,{"$f":"MOD(ROW(Q292)-4,31)+1","v":10},"QLD Bundamba10",{"$f":"T291","v":"QLD Bundamba"}]
[null,null,null,"Temperature corrected actuals have increased over the historical period.",null,null,null,null,null,null,null,null,null,null,null,null,null,11,"QLD Bundamba11","QLD Bundamba"]
[null,null,null,"Forecast demand is increasing over the outlook period.",null,null,null,null,null,null,null,null,null,null,null,null,null,12,"QLD Bundamba12","QLD Bundamba"]
[null,null,null,"The 10% POE offset for PV ranges from 3.1% to 2.9% between 2017 and 2026.",null,null,null,null,null,null,null,null,null,null,null,null,null,13,"QLD Bundamba13","QLD Bundamba"]
[null,null,null,null,null,null,null,null,null,null,null,null,null,null,null,null,null,14,"QLD Bundamba14","QLD Bundamba"]
[null,null,null,null,null,null,null,null,null,null,null,null,null,null,null,null,null,15,"QLD Bundamba15","QLD Bundamba"]
[null,null,null,"Winter",null,null,null,null,null,null,null,null,null,null,null,null,null,16,"QLD Bundamba16","QLD Bundamba"]
[null,null,null,"Temperature corrected actuals have increased over the historical period.",null,null,null,null,null,null,null,null,null,null,null,null,null,17,"QLD Bundamba17","QLD Bundamba"]
[null,null,null,"Forecast demand is increasing over the outlook period.",null,null,null,null,null,null,null,null,null,null,null,null,null,18,"QLD Bundamba18","QLD Bundamba"]
[null,null,null,"The 10% POE offset for PV is zero.",null,null,null,null,null,null,null,null,null,null,null,null,null,19,"QLD Bundamba19","QLD Bundamba"]
[null,null,null,null,null,null,null,null,null,null,null,null,null,null,null,null,null,20,"QLD Bundamba20","QLD Bundamba"]
[null,null,null,null,null,null,null,null,null,null,null,null,null,null,null,null,null,21,"QLD Bundamba21","QLD Bundamba"]
[null,null,null,"Other",null,null,null,null,null,null,null,null,null,null,null,null,null,22,"QLD Bundamba22","QLD Bundamba"]
[null,null,null,"Supplies parts of Ipswich.",null,null,null,null,null,null,null,null,null,null,null,null,null,23,"QLD Bundamba23","QLD Bundamba"]
[null,null,null,"Demand is weather sensitive in summer and winter.",null,null,null,null,null,null,null,null,null,null,null,null,null,24,"QLD Bundamba24","QLD Bundamba"]
[null,null,null,"Diversity factors: Summer = 0.99; Winter = 1.",null,null,null,null,null,null,null,null,null,null,null,null,null,25,"QLD Bundamba25","QLD Bundamba"]
[null,null,null,"Power factors: Summer = 0.93, lagging; Winter = 0.96, lagging.",null,null,null,null,null,null,null,null,null,null,null,null,null,26,"QLD Bundamba26","QLD Bundamba"]
[null,null,null,null,null,null,null,null,null,null,null,null,null,null,null,null,null,27,"QLD Bundamba27","QLD Bundamba"]
[null,null,null,null,null,null,null,null,null,null,null,null,null,null,null,null,null,28,"QLD Bundamba28","QLD Bundamba"]
[null,null,null,null,null,null,null,null,null,null,null,null,null,null,null,null,null,29,"QLD Bundamba29","QLD Bundamba"]
[null,null,null,null,null,null,null,null,null,null,null,null,null,null,null,null,null,30,"QLD Bundamba30","QLD Bundamba"]
[null,null,null,null,null,null,null,null,null,null,null,null,null,null,null,null,null,31,"QLD Bundamba31","QLD Bundamba"]
[null,null,"QLD Biloela",null,null,null,null,null,null,null,null,null,null,null,null,null,null,1,"QLD Biloela1",{"$f":"C314","v":"QLD Biloela"}]
[null,null,null,null,null,null,null,null,null,null,null,null,null,null,null,null,null,2,"QLD Biloela2",{"$f":"T314","v":"QLD Biloela"}]
[null,null,null,"MAIN SECTORS",null,null,null,null,null,null,null,null,null,null,null,null,null,3,"QLD Biloela3","QLD Biloela"]
[null,null,null,"Predominantly commercial, industrial and mining",null,null,null,null,null,null,null,null,null,null,null,null,null,4,"QLD Biloela4","QLD Biloela"]
[null,null,null,null,null,null,null,null,null,null,null,null,null,null,null,null,null,5,"QLD Biloela5","QLD Biloela"]
[null,null,null,null,null,null,null,null,null,null,null,null,null,null,null,null,null,6,"QLD Biloela6","QLD Biloela"]
[null,null,null,null,null,null,null,null,null,null,null,null,null,null,null,null,null,7,"QLD Biloela7","QLD Biloela"]
[null,null,null,null,null,null,null,null,null,null,null,null,null,null,null,null,null,8,"QLD Biloela8","QLD Biloela"]
[null,null,null,"MEDIUM SCENARIO",null,null,null,null,null,null,null,null,null,null,null,null,null,9,"QLD Biloela9","QLD Biloela"]
[null,null,null,"Summer",null,null,null,null,null,null,null,null,null,null,null,null,null,10,"QLD Biloela10","QLD Biloela"]
[null,null,null,"Temperature corrected actuals have remained relatively flat over the historical period.",null,null,null,null,null,null,null,null,null,null,null,null,null,11,"QLD Biloela11","QLD Biloela"]
[null,null,null,"Forecast demand is increasing over the outlook period due to increases in load.",null,null,null,null,null,null,null,null,null,null,null,null,null,12,{"$f":"T325&R325","v":"QLD Biloela12"},"QLD Biloela"]
[null,null,null,"The 10% POE offset for PV is zero.",null,null,null,null,null,null,null,null,null,null,null,null,null,13,"QLD Biloela13","QLD Biloela"]
[null,null,null,null,null,null,null,null,null,null,null,null,null,null,null,null,null,14,"QLD Biloela14","QLD Biloela"]
[null,null,null,null,null,null,null,null,null,null,null,null,null,null,null,null,null,15,"QLD Biloela15","QLD Biloela"]
[null,null,null,"Winter",null,null,null,null,null,null,null,null,null,null,null,null,null,16,"QLD Biloela16","QLD Biloela"]
[null,null,null,"Temperature corrected actuals have remained relatively flat over the historical period.",null,null,null,null,null,null,null,null,null,null,null,null,null,17,"QLD Biloela17","QLD Biloela"]
[null,null,null,"Forecast demand is increasing over the outlook period due to increases in load.",null,null,null,null,null,null,null,null,null,null,null,null,null,18,"QLD Biloela18","QLD Biloela"]
[null,null,null,"The 10% POE offset for PV is zero.",null,null,null,null,null,null,null,null,null,null,null,null,null,19,"QLD Biloela19","QLD Biloela"]
[null,null,null,null,null,null,null,null,null,null,null,null,null,null,null,null,null,20,"QLD Biloela20","QLD Biloela"]
[null,null,null,null,null,null,null,null,null,null,null,null,null,null,null,null,null,21,"QLD Biloela21","QLD Biloela"]
[null,null,null,"Other",null,null,null,null,null,null,null,null,null,null,null,null,null,22,"QLD Biloela22","QLD Biloela"]
[null,null,null,"Supplies Biloela.",null,null,null,null,null,null,null,null,null,null,null,null,null,23,"QLD Biloela23","QLD Biloela"]
[null,null,null,"A block load is included in summer 2019-20.",null,null,null,null,null,null,null,null,null,null,null,null,null,24,"QLD Biloela24","QLD Biloela"]
[null,null,null,"Demand is weather sensitive in summer and winter.",null,null,null,null,null,null,null,null,null,null,null,null,null,25,"QLD Biloela25","QLD Biloela"]
[null,null,null,"Diversity factors: Summer = 0.87; Winter = 0.94.",null,null,null,null,null,null,null,null,null,null,null,null,null,26,"QLD Biloela26","QLD Biloela"]
[null,null,null,"Power factors: Summer = 1, lagging; Winter = 1, leading.",null,null,null,null,null,null,null,null,null,null,null,null,null,27,"QLD Biloela27","QLD Biloela"]
[null,null,null,null,null,null,null,null,null,null,null,null,null,null,null,null,null,28,"QLD Biloela28","QLD Biloela"]
[null,null,null,null,null,null,null,null,null,null,null,null,null,null,null,null,null,29,"QLD Biloela29","QLD Biloela"]
[null,null,null,null,null,null,null,null,null,null,null,null,null,null,null,null,null,30,"QLD Biloela30","QLD Biloela"]
[null,null,null,null,null,null,null,null,null,null,null,null,null,null,null,null,null,31,"QLD Biloela31","QLD Biloela"]
[null,null,"QLD Bulli Creek",null,null,null,null,null,null,null,null,null,null,null,null,null,null,1,"QLD Bulli Creek1",{"$f":"C345","v":"QLD Bulli Creek"}]
[null,null,null,null,null,null,null,null,null,null,null,null,null,null,null,null,null,2,"QLD Bulli Creek2",{"$f":"T345","v":"QLD Bulli Creek"}]
[null,null,null,"MAIN SECTORS",null,null,null,null,null,null,null,null,null,null,null,null,null,3,"QLD Bulli Creek3","QLD Bulli Creek"]
[null,null,null,null,null,null,null,null,null,null,null,null,null,null,null,null,null,4,"QLD Bulli Creek4","QLD Bulli Creek"]
[null,null,null,null,null,null,null,null,null,null,null,null,null,null,null,null,null,5,"QLD Bulli Creek5","QLD Bulli Creek"]
[null,null,null,null,null,null,null,null,null,null,null,null,null,null,null,null,null,6,"QLD Bulli Creek6","QLD Bulli Creek"]
[null,null,null,null,null,null,null,null,null,null,null,null,null,null,null,null,null,7,"QLD Bulli Creek7","QLD Bulli Creek"]
[null,null,null,null,null,null,null,null,null,null,null,null,null,null,null,null,null,8,"QLD Bulli Creek8","QLD Bulli Creek"]
[null,null,null,"MEDIUM SCENARIO",null,null,null,null,null,null,null,null,null,null,null,null,null,9,"QLD Bulli Creek9","QLD Bulli Creek"]
[null,null,null,"Summer",null,null,null,null,null,null,null,null,null,null,null,null,null,10,"QLD Bulli Creek10","QLD Bulli Creek"]
[null,null,null,"The 10% POE offset for PV is zero.",null,null,null,null,null,null,null,null,null,null,null,null,null,11,"QLD Bulli Creek11","QLD Bulli Creek"]
[null,null,null,null,null,null,null,null,null,null,null,null,null,null,null,null,null,{"$f":"MOD(ROW(Q356)-4,31)+1","v":12},"QLD Bulli Creek12",{"$f":"T355","v":"QLD Bulli Creek"}]
[null,null,null,null,null,null,null,null,null,null,null,null,null,null,null,null,null,13,"QLD Bulli Creek13","QLD Bulli Creek"]
[null,null,null,null,null,null,null,null,null,null,null,null,null,null,null,null,null,14,"QLD Bulli Creek14","QLD Bulli Creek"]
[null,null,null,null,null,null,null,null,null,null,null,null,null,null,null,null,null,15,"QLD Bulli Creek15","QLD Bulli Creek"]
[null,null,null,"Winter",null,null,null,null,null,null,null,null,null,null,null,null,null,16,"QLD Bulli Creek16","QLD Bulli Creek"]
[null,null,null,"The 10% POE offset for PV is zero.",null,null,null,null,null,null,null,null,null,null,null,null,null,17,"QLD Bulli Creek17","QLD Bulli Creek"]
[null,null,null,null,null,null,null,null,null,null,null,null,null,null,null,null,null,18,"QLD Bulli Creek18","QLD Bulli Creek"]
[null,null,null,null,null,null,null,null,null,null,null,null,null,null,null,null,null,19,"QLD Bulli Creek19","QLD Bulli Creek"]
[null,null,null,null,null,null,null,null,null,null,null,null,null,null,null,null,null,20,"QLD Bulli Creek20","QLD Bulli Creek"]
[null,null,null,null,null,null,null,null,null,null,null,null,null,null,null,null,null,21,"QLD Bulli Creek21","QLD Bulli Creek"]
[null,null,null,"Other",null,null,null,null,null,null,null,null,null,null,null,null,null,22,"QLD Bulli Creek22","QLD Bulli Creek"]
[null,null,null,"Diversity factors: Summer = 0; Winter = 0.",null,null,null,null,null,null,null,null,null,null,null,null,null,23,"QLD Bulli Creek23","QLD Bulli Creek"]
[null,null,null,"Power factors: Summer = 0.98, leading; Winter = 0.96, leading.",null,null,null,null,null,null,null,null,null,null,null,null,null,24,"QLD Bulli Creek24","QLD Bulli Creek"]
[null,null,null,null,null,null,null,null,null,null,null,null,null,null,null,null,null,25,"QLD Bulli Creek25","QLD Bulli Creek"]
[null,null,null,null,null,null,null,null,null,null,null,null,null,null,null,null,null,26,"QLD Bulli Creek26","QLD Bulli Creek"]
[null,null,null,null,null,null,null,null,null,null,null,null,null,null,null,null,null,27,"QLD Bulli Creek27","QLD Bulli Creek"]
[null,null,null,null,null,null,null,null,null,null,null,null,null,null,null,null,null,28,"QLD Bulli Creek28","QLD Bulli Creek"]
[null,null,null,null,null,null,null,null,null,null,null,null,null,null,null,null,null,29,"QLD Bulli Creek29","QLD Bulli Creek"]
[null,null,null,null,null,null,null,null,null,null,null,null,null,null,null,null,null,30,"QLD Bulli Creek30","QLD Bulli Creek"]
[null,null,null,null,null,null,null,null,null,null,null,null,null,null,null,null,null,31,"QLD Bulli Creek31","QLD Bulli Creek"]
[null,null,"QLD Blackstone",null,null,null,null,null,null,null,null,null,null,null,null,null,null,1,"QLD Blackstone1",{"$f":"C376","v":"QLD Blackstone"}]
[null,null,null,null,null,null,null,null,null,null,null,null,null,null,null,null,null,2,"QLD Blackstone2",{"$f":"T376","v":"QLD Blackstone"}]
[null,null,null,"MAIN SECTORS",null,null,null,null,null,null,null,null,null,null,null,null,null,3,"QLD Blackstone3","QLD Blackstone"]
[null,null,null,"Predominantly commercial and industrial",null,null,null,null,null,null,null,null,null,null,null,null,null,4,"QLD Blackstone4","QLD Blackstone"]
[null,null,null,null,null,null,null,null,null,null,null,null,null,null,null,null,null,5,"QLD Blackstone5","QLD Blackstone"]
[null,null,null,null,null,null,null,null,null,null,null,null,null,null,null,null,null,6,"QLD Blackstone6","QLD Blackstone"]
[null,null,null,null,null,null,null,null,null,null,null,null,null,null,null,null,null,7,"QLD Blackstone7","QLD Blackstone"]
[null,null,null,null,null,null,null,null,null,null,null,null,null,null,null,null,null,8,"QLD Blackstone8","QLD Blackstone"]
[null,null,null,"MEDIUM SCENARIO",null,null,null,null,null,null,null,null,null,null,null,null,null,9,"QLD Blackstone9","QLD Blackstone"]
[null,null,null,"Summer",null,null,null,null,null,null,null,null,null,null,null,null,null,10,"QLD Blackstone10","QLD Blackstone"]
[null,null,null,"Temperature corrected actuals have remained relatively flat over the historical period.",null,null,null,null,null,null,null,null,null,null,null,null,null,11,"QLD Blackstone11","QLD Blackstone"]
[null,null,null,"Forecast demand is increasing over the outlook period.",null,null,null,null,null,null,null,null,null,null,null,null,null,12,"QLD Blackstone12","QLD Blackstone"]
[null,null,null,"The 10% POE offset for PV ranges from 5.2% to 8.5% between 2017 and 2026.",null,null,null,null,null,null,null,null,null,null,null,null,null,13,"QLD Blackstone13","QLD Blackstone"]
[null,null,null,null,null,null,null,null,null,null,null,null,null,null,null,null,null,14,{"$f":"T389&R389","v":"QLD Blackstone14"},"QLD Blackstone"]
[null,null,null,null,null,null,null,null,null,null,null,null,null,null,null,null,null,15,"QLD Blackstone15","QLD Blackstone"]
[null,null,null,"Winter",null,null,null,null,null,null,null,null,null,null,null,null,null,16,"QLD Blackstone16","QLD Blackstone"]
[null,null,null,"Temperature corrected actuals have remained relatively flat over the historical period.",null,null,null,null,null,null,null,null,null,null,null,null,null,17,"QLD Blackstone17","QLD Blackstone"]
[null,null,null,"Forecast demand is increasing over the outlook period.",null,null,null,null,null,null,null,null,null,null,null,null,null,18,"QLD Blackstone18","QLD Blackstone"]
[null,null,null,"The 10% POE offset for PV is constant at 0.1%.",null,null,null,null,null,null,null,null,null,null,null,null,null,19,"QLD Blackstone19","QLD Blackstone"]
[null,null,null,null,null,null,null,null,null,null,null,null,null,null,null,null,null,20,"QLD Blackstone20","QLD Blackstone"]
[null,null,null,null,null,null,null,null,null,null,null,null,null,null,null,null,null,21,"QLD Blackstone21","QLD Blackstone"]
[null,null,null,"Other",null,null,null,null,null,null,null,null,null,null,null,null,null,22,"QLD Blackstone22","QLD Blackstone"]
[null,null,null,"Supplies parts of Ipswich.",null,null,null,null,null,null,null,null,null,null,null,null,null,23,"QLD Blackstone23","QLD Blackstone"]
[null,null,null,"Block load included in winter 2018.",null,null,null,null,null,null,null,null,null,null,null,null,null,24,"QLD Blackstone24","QLD Blackstone"]
[null,null,null,"The impact of the following embedded generator(s) has been removed in the forecasts; Whitwood Rd Renewable Energy Plant.",null,null,null,null,null,null,null,null,null,null,null,null,null,25,"QLD Blackstone25","QLD Blackstone"]
[null,null,null,"Demand is weather sensitive in summer and winter.",null,null,null,null,null,null,null,null,null,null,null,null,null,26,"QLD Blackstone26","QLD Blackstone"]
[null,null,null,"Diversity factors: Summer = 1; Winter = 1.",null,null,null,null,null,null,null,null,null,null,null,null,null,27,"QLD Blackstone27","QLD Blackstone"]
[null,null,null,"Power factors: Summer = 0.99, lagging; Winter = 0.98, lagging.",null,null,null,null,null,null,null,null,null,null,null,null,null,28,"QLD Blackstone28","QLD Blackstone"]
[null,null,null,null,null,null,null,null,null,null,null,null,null,null,null,null,null,29,"QLD Blackstone29","QLD Blackstone"]
[null,null,null,null,null,null,null,null,null,null,null,null,null,null,null,null,null,30,"QLD Blackstone30","QLD Blackstone"]
[null,null,null,null,null,null,null,null,null,null,null,null,null,null,null,null,null,31,"QLD Blackstone31","QLD Blackstone"]
[null,null,"QLD Bluff (Rail)",null,null,null,null,null,null,null,null,null,null,null,null,null,null,1,"QLD Bluff (Rail)1",{"$f":"C407","v":"QLD Bluff (Rail)"}]
[null,null,null,null,null,null,null,null,null,null,null,null,null,null,null,null,null,2,"QLD Bluff (Rail)2",{"$f":"T407","v":"QLD Bluff (Rail)"}]
[null,null,null,"MAIN SECTORS",null,null,null,null,null,null,null,null,null,null,null,null,null,3,"QLD Bluff (Rail)3","QLD Bluff (Rail)"]
[null,null,null,"The forecast is confidential.",null,null,null,null,null,null,null,null,null,null,null,null,null,4,"QLD Bluff (Rail)4","QLD Bluff (Rail)"]
[null,null,null,null,null,null,null,null,null,null,null,null,null,null,null,null,null,5,"QLD Bluff (Rail)5","QLD Bluff (Rail)"]
[null,null,null,null,null,null,null,null,null,null,null,null,null,null,null,null,null,6,"QLD Bluff (Rail)6","QLD Bluff (Rail)"]
[null,null,null,null,null,null,null,null,null,null,null,null,null,null,null,null,null,7,"QLD Bluff (Rail)7","QLD Bluff (Rail)"]
[null,null,null,null,null,null,null,null,null,null,null,null,null,null,null,null,null,8,"QLD Bluff (Rail)8","QLD Bluff (Rail)"]
[null,null,null,"MEDIUM SCENARIO",null,null,null,null,null,null,null,null,null,null,null,null,null,9,"QLD Bluff (Rail)9","QLD Bluff (Rail)"]
[null,null,null,"Summer",null,null,null,null,null,null,null,null,null,null,null,null,null,10,"QLD Bluff (Rail)10","QLD Bluff (Rail)"]
[null,null,null,null,null,null,null,null,null,null,null,null,null,null,null,null,null,11,"QLD Bluff (Rail)11","QLD Bluff (Rail)"]
[null,null,null,null,null,null,null,null,null,null,null,null,null,null,null,null,null,12,"QLD Bluff (Rail)12","QLD Bluff (Rail)"]
[null,null,null,null,null,null,null,null,null,null,null,null,null,null,null,null,null,13,"QLD Bluff (Rail)13","QLD Bluff (Rail)"]
[null,null,null,null,null,null,null,null,null,null,null,null,null,null,null,null,null,{"$f":"MOD(ROW(Q420)-4,31)+1","v":14},"QLD Bluff (Rail)14",{"$f":"T419","v":"QLD Bluff (Rail)"}]
[null,null,null,null,null,null,null,null,null,null,null,null,null,null,null,null,null,15,"QLD Bluff (Rail)15","QLD Bluff (Rail)"]
[null,null,null,"Winter",null,null,null,null,null,null,null,null,null,null,null,null,null,16,"QLD Bluff (Rail)16","QLD Bluff (Rail)"]
[null,null,null,null,null,null,null,null,null,null,null,null,null,null,null,null,null,17,"QLD Bluff (Rail)17","QLD Bluff (Rail)"]
[null,null,null,null,null,null,null,null,null,null,null,null,null,null,null,null,null,18,"QLD Bluff (Rail)18","QLD Bluff (Rail)"]
[null,null,null,null,null,null,null,null,null,null,null,null,null,null,null,null,null,19,"QLD Bluff (Rail)19","QLD Bluff (Rail)"]
[null,null,null,null,null,null,null,null,null,null,null,null,null,null,null,null,null,20,"QLD Bluff (Rail)20","QLD Bluff (Rail)"]
[null,null,null,null,null,null,null,null,null,null,null,null,null,null,null,null,null,21,"QLD Bluff (Rail)21","QLD Bluff (Rail)"]
[null,null,null,"Other",null,null,null,null,null,null,null,null,null,null,null,null,null,22,"QLD Bluff (Rail)22","QLD Bluff (Rail)"]
[null,null,null,null,null,null,null,null,null,null,null,null,null,null,null,null,null,23,"QLD Bluff (Rail)23","QLD Bluff (Rail)"]
[null,null,null,null,null,null,null,null,null,null,null,null,null,null,null,null,null,24,"QLD Bluff (Rail)24","QLD Bluff (Rail)"]
[null,null,null,null,null,null,null,null,null,null,null,null,null,null,null,null,null,25,"QLD Bluff (Rail)25","QLD Bluff (Rail)"]
[null,null,null,null,null,null,null,null,null,null,null,null,null,null,null,null,null,26,"QLD Bluff (Rail)26","QLD Bluff (Rail)"]
[null,null,null,null,null,null,null,null,null,null,null,null,null,null,null,null,null,27,"QLD Bluff (Rail)27","QLD Bluff (Rail)"]
[null,null,null,null,null,null,null,null,null,null,null,null,null,null,null,null,null,28,"QLD Bluff (Rail)28","QLD Bluff (Rail)"]
[null,null,null,null,null,null,null,null,null,null,null,null,null,null,null,null,null,29,"QLD Bluff (Rail)29","QLD Bluff (Rail)"]
[null,null,null,null,null,null,null,null,null,null,null,null,null,null,null,null,null,30,"QLD Bluff (Rail)30","QLD Bluff (Rail)"]
[null,null,null,null,null,null,null,null,null,null,null,null,null,null,null,null,null,31,"QLD Bluff (Rail)31","QLD Bluff (Rail)"]
[null,null,"QLD Bulli Creek (Waggamba)",null,null,null,null,null,null,null,null,null,null,null,null,null,null,1,"QLD Bulli Creek (Waggamba)1",{"$f":"C438","v":"QLD Bulli Creek (Waggamba)"}]
[null,null,null,null,null,null,null,null,null,null,null,null,null,null,null,null,null,2,"QLD Bulli Creek (Waggamba)2",{"$f":"T438","v":"QLD Bulli Creek (Waggamba)"}]
[null,null,null,"MAIN SECTORS",null,null,null,null,null,null,null,null,null,null,null,null,null,3,"QLD Bulli Creek (Waggamba)3","QLD Bulli Creek (Waggamba)"]
[null,null,null,"Predominantly residential, agricultural",null,null,null,null,null,null,null,null,null,null,null,null,null,4,"QLD Bulli Creek (Waggamba)4","QLD Bulli Creek (Waggamba)"]
[null,null,null,null,null,null,null,null,null,null,null,null,null,null,null,null,null,5,"QLD Bulli Creek (Waggamba)5","QLD Bulli Creek (Waggamba)"]
[null,null,null,null,null,null,null,null,null,null,null,null,null,null,null,null,null,6,"QLD Bulli Creek (Waggamba)6","QLD Bulli Creek (Waggamba)"]
[null,null,null,null,null,null,null,null,null,null,null,null,null,null,null,null,null,7,"QLD Bulli Creek (Waggamba)7","QLD Bulli Creek (Waggamba)"]
[null,null,null,null,null,null,null,null,null,null,null,null,null,null,null,null,null,8,"QLD Bulli Creek (Waggamba)8","QLD Bulli Creek (Waggamba)"]
[null,null,null,"MEDIUM SCENARIO",null,null,null,null,null,null,null,null,null,null,null,null,null,9,"QLD Bulli Creek (Waggamba)9","QLD Bulli Creek (Waggamba)"]
[null,null,null,"Summer",null,null,null,null,null,null,null,null,null,null,null,null,null,10,"QLD Bulli Creek (Waggamba)10","QLD Bulli Creek (Waggamba)"]
[null,null,null,"Temperature corrected actuals have increased since 2012.",null,null,null,null,null,null,null,null,null,null,null,null,null,11,"QLD Bulli Creek (Waggamba)11","QLD Bulli Creek (Waggamba)"]
[null,null,null,"Forecast demand is relatively flat over the outlook period.",null,null,null,null,null,null,null,null,null,null,null,null,null,12,"QLD Bulli Creek (Waggamba)12","QLD Bulli Creek (Waggamba)"]
[null,null,null,"The 10% POE offset for PV is constant at 0.5%.",null,null,null,null,null,null,null,null,null,null,null,null,null,13,"QLD Bulli Creek (Waggamba)13","QLD Bulli Creek (Waggamba)"]
[null,null,null,null,null,null,null,null,null,null,null,null,null,null,null,null,null,14,"QLD Bulli Creek (Waggamba)14","QLD Bulli Creek (Waggamba)"]
[null,null,null,null,null,null,null,null,null,null,null,null,null,null,null,null,null,15,"QLD Bulli Creek (Waggamba)15","QLD Bulli Creek (Waggamba)"]
[null,null,null,"Winter",null,null,null,null,null,null,null,null,null,null,null,null,null,16,{"$f":"T453&R453","v":"QLD Bulli Creek (Waggamba)16"},"QLD Bulli Creek (Waggamba)"]
[null,null,null,"Temperature corrected actuals have increased since 2014.",null,null,null,null,null,null,null,null,null,null,null,null,null,17,"QLD Bulli Creek (Waggamba)17","QLD Bulli Creek (Waggamba)"]
[null,null,null,"Forecast demand is increasing over the outlook period.",null,null,null,null,null,null,null,null,null,null,null,null,null,18,"QLD Bulli Creek (Waggamba)18","QLD Bulli Creek (Waggamba)"]
[null,null,null,"The 10% POE offset for PV is zero.",null,null,null,null,null,null,null,null,null,null,null,null,null,19,"QLD Bulli Creek (Waggamba)19","QLD Bulli Creek (Waggamba)"]
[null,null,null,null,null,null,null,null,null,null,null,null,null,null,null,null,null,20,"QLD Bulli Creek (Waggamba)20","QLD Bulli Creek (Waggamba)"]
[null,null,null,null,null,null,null,null,null,null,null,null,null,null,null,null,null,21,"QLD Bulli Creek (Waggamba)21","QLD Bulli Creek (Waggamba)"]
[null,null,null,"Other",null,null,null,null,null,null,null,null,null,null,null,null,null,22,"QLD Bulli Creek (Waggamba)22","QLD Bulli Creek (Waggamba)"]
[null,null,null,"Supply from Queensland into northern New South Wales.",null,null,null,null,null,null,null,null,null,null,null,null,null,23,"QLD Bulli Creek (Waggamba)23","QLD Bulli Creek (Waggamba)"]
[null,null,null,"Demand is weather sensitive in summer and winter.",null,null,null,null,null,null,null,null,null,null,null,null,null,24,"QLD Bulli Creek (Waggamba)24","QLD Bulli Creek (Waggamba)"]
[null,null,null,"Diversity factors: Summer = 0.73; Winter = 1.",null,null,null,null,null,null,null,null,null,null,null,null,null,25,"QLD Bulli Creek (Waggamba)25","QLD Bulli Creek (Waggamba)"]
[null,null,null,"Power factors: Summer = 0.98, leading; Winter = 0.96, leading.",null,null,null,null,null,null,null,null,null,null,null,null,null,26,"QLD Bulli Creek (Waggamba)26","QLD Bulli Creek (Waggamba)"]
[null,null,null,null,null,null,null,null,null,null,null,null,null,null,null,null,null,27,"QLD Bulli Creek (Waggamba)27","QLD Bulli Creek (Waggamba)"]
[null,null,null,null,null,null,null,null,null,null,null,null,null,null,null,null,null,28,"QLD Bulli Creek (Waggamba)28","QLD Bulli Creek (Waggamba)"]
[null,null,null,null,null,null,null,null,null,null,null,null,null,null,null,null,null,29,"QLD Bulli Creek (Waggamba)29","QLD Bulli Creek (Waggamba)"]
[null,null,null,null,null,null,null,null,null,null,null,null,null,null,null,null,null,30,"QLD Bulli Creek (Waggamba)30","QLD Bulli Creek (Waggamba)"]
[null,null,null,null,null,null,null,null,null,null,null,null,null,null,null,null,null,31,"QLD Bulli Creek (Waggamba)31","QLD Bulli Creek (Waggamba)"]
[null,null,"QLD Belmont Wecker Road 110",null,null,null,null,null,null,null,null,null,null,null,null,null,null,1,"QLD Belmont Wecker Road 1101",{"$f":"C469","v":"QLD Belmont Wecker Road 110"}]
[null,null,null,null,null,null,null,null,null,null,null,null,null,null,null,null,null,2,"QLD Belmont Wecker Road 1102",{"$f":"T469","v":"QLD Belmont Wecker Road 110"}]
[null,null,null,"MAIN SECTORS",null,null,null,null,null,null,null,null,null,null,null,null,null,3,"QLD Belmont Wecker Road 1103","QLD Belmont Wecker Road 110"]
[null,null,null,"Predominantly residential and commercial",null,null,null,null,null,null,null,null,null,null,null,null,null,4,"QLD Belmont Wecker Road 1104","QLD Belmont Wecker Road 110"]
[null,null,null,null,null,null,null,null,null,null,null,null,null,null,null,null,null,5,"QLD Belmont Wecker Road 1105","QLD Belmont Wecker Road 110"]
[null,null,null,null,null,null,null,null,null,null,null,null,null,null,null,null,null,6,"QLD Belmont Wecker Road 1106","QLD Belmont Wecker Road 110"]
[null,null,null,null,null,null,null,null,null,null,null,null,null,null,null,null,null,7,"QLD Belmont Wecker Road 1107","QLD Belmont Wecker Road 110"]
[null,null,null,null,null,null,null,null,null,null,null,null,null,null,null,null,null,8,"QLD Belmont Wecker Road 1108","QLD Belmont Wecker Road 110"]
[null,null,null,"MEDIUM SCENARIO",null,null,null,null,null,null,null,null,null,null,null,null,null,9,"QLD Belmont Wecker Road 1109","QLD Belmont Wecker Road 110"]
[null,null,null,"Summer",null,null,null,null,null,null,null,null,null,null,null,null,null,10,"QLD Belmont Wecker Road 11010","QLD Belmont Wecker Road 110"]
[null,null,null,"Temperature corrected actuals have remained relatively flat over the historical period.",null,null,null,null,null,null,null,null,null,null,null,null,null,11,"QLD Belmont Wecker Road 11011","QLD Belmont Wecker Road 110"]
[null,null,null,"Forecast demand is increasing over the outlook period.",null,null,null,null,null,null,null,null,null,null,null,null,null,12,"QLD Belmont Wecker Road 11012","QLD Belmont Wecker Road 110"]
[null,null,null,"The 10% POE offset for PV ranges from 4.8% to 6.8% between 2017 and 2026.",null,null,null,null,null,null,null,null,null,null,null,null,null,13,"QLD Belmont Wecker Road 11013","QLD Belmont Wecker Road 110"]
[null,null,null,null,null,null,null,null,null,null,null,null,null,null,null,null,null,14,"QLD Belmont Wecker Road 11014","QLD Belmont Wecker Road 110"]
[null,null,null,null,null,null,null,null,null,null,null,null,null,null,null,null,null,15,"QLD Belmont Wecker Road 11015","QLD Belmont Wecker Road 110"]
[null,null,null,"Winter",null,null,null,null,null,null,null,null,null,null,null,null,null,{"$f":"MOD(ROW(Q484)-4,31)+1","v":16},"QLD Belmont Wecker Road 11016",{"$f":"T483","v":"QLD Belmont Wecker Road 110"}]
[null,null,null,"Temperature corrected actuals have fluctuated over the historical period.",null,null,null,null,null,null,null,null,null,null,null,null,null,17,"QLD Belmont Wecker Road 11017","QLD Belmont Wecker Road 110"]
[null,null,null,"Forecast demand is increasing over the outlook period.",null,null,null,null,null,null,null,null,null,null,null,null,null,18,"QLD Belmont Wecker Road 11018","QLD Belmont Wecker Road 110"]
[null,null,null,"The 10% POE offset for PV is zero.",null,null,null,null,null,null,null,null,null,null,null,null,null,19,"QLD Belmont Wecker Road 11019","QLD Belmont Wecker Road 110"]
[null,null,null,null,null,null,null,null,null,null,null,null,null,null,null,null,null,20,"QLD Belmont Wecker Road 11020","QLD Belmont Wecker Road 110"]
[null,null,null,null,null,null,null,null,null,null,null,null,null,null,null,null,null,21,"QLD Belmont Wecker Road 11021","QLD Belmont Wecker Road 110"]
[null,null,null,"Other",null,null,null,null,null,null,null,null,null,null,null,null,null,22,"QLD Belmont Wecker Road 11022","QLD Belmont Wecker Road 110"]
[null,null,null,"Supplies southern Brisbane.",null,null,null,null,null,null,null,null,null,null,null,null,null,23,"QLD Belmont Wecker Road 11023","QLD Belmont Wecker Road 110"]
[null,null,null,"The impact of the following embedded generator(s) has been removed in the forecasts; Queensland Childrens Hospital",null,null,null,null,null,null,null,null,null,null,null,null,null,24,"QLD Belmont Wecker Road 11024","QLD Belmont Wecker Road 110"]
[null,null,null,"Generator, Birkdale Renewable Energy Facility and Rochedale Renewable Energy.",null,null,null,null,null,null,null,null,null,null,null,null,null,25,"QLD Belmont Wecker Road 11025","QLD Belmont Wecker Road 110"]
[null,null,null,"Demand is weather sensitive in summer and winter.",null,null,null,null,null,null,null,null,null,null,null,null,null,26,"QLD Belmont Wecker Road 11026","QLD Belmont Wecker Road 110"]
[null,null,null,"Diversity factors: Summer = 1; Winter = 1.",null,null,null,null,null,null,null,null,null,null,null,null,null,27,"QLD Belmont Wecker Road 11027","QLD Belmont Wecker Road 110"]
[null,null,null,"Power factors: Summer = 1, lagging; Winter = 1, lagging.",null,null,null,null,null,null,null,null,null,null,null,null,null,28,"QLD Belmont Wecker Road 11028","QLD Belmont Wecker Road 110"]
[null,null,null,null,null,null,null,null,null,null,null,null,null,null,null,null,null,29,"QLD Belmont Wecker Road 11029","QLD Belmont Wecker Road 110"]
[null,null,null,null,null,null,null,null,null,null,null,null,null,null,null,null,null,30,"QLD Belmont Wecker Road 11030","QLD Belmont Wecker Road 110"]
[null,null,null,null,null,null,null,null,null,null,null,null,null,null,null,null,null,31,"QLD Belmont Wecker Road 11031","QLD Belmont Wecker Road 110"]
[null,null,"QLD Bolingbroke (Rail)",null,null,null,null,null,null,null,null,null,null,null,null,null,null,1,"QLD Bolingbroke (Rail)1",{"$f":"C500","v":"QLD Bolingbroke (Rail)"}]
[null,null,null,null,null,null,null,null,null,null,null,null,null,null,null,null,null,2,"QLD Bolingbroke (Rail)2",{"$f":"T500","v":"QLD Bolingbroke (Rail)"}]
[null,null,null,"MAIN SECTORS",null,null,null,null,null,null,null,null,null,null,null,null,null,3,"QLD Bolingbroke (Rail)3","QLD Bolingbroke (Rail)"]
[null,null,null,"The forecast is confidential.",null,null,null,null,null,null,null,null,null,null,null,null,null,4,"QLD Bolingbroke (Rail)4","QLD Bolingbroke (Rail)"]
[null,null,null,null,null,null,null,null,null,null,null,null,null,null,null,null,null,5,"QLD Bolingbroke (Rail)5","QLD Bolingbroke (Rail)"]
[null,null,null,null,null,null,null,null,null,null,null,null,null,null,null,null,null,6,"QLD Bolingbroke (Rail)6","QLD Bolingbroke (Rail)"]
[null,null,null,null,null,null,null,null,null,null,null,null,null,null,null,null,null,7,"QLD Bolingbroke (Rail)7","QLD Bolingbroke (Rail)"]
[null,null,null,null,null,null,null,null,null,null,null,null,null,null,null,null,null,8,"QLD Bolingbroke (Rail)8","QLD Bolingbroke (Rail)"]
[null,null,null,"MEDIUM SCENARIO",null,null,null,null,null,null,null,null,null,null,null,null,null,9,"QLD Bolingbroke (Rail)9","QLD Bolingbroke (Rail)"]
[null,null,null,"Summer",null,null,null,null,null,null,null,null,null,null,null,null,null,10,"QLD Bolingbroke (Rail)10","QLD Bolingbroke (Rail)"]
[null,null,null,null,null,null,null,null,null,null,null,null,null,null,null,null,null,11,"QLD Bolingbroke (Rail)11","QLD Bolingbroke (Rail)"]
[null,null,null,null,null,null,null,null,null,null,null,null,null,null,null,null,null,12,"QLD Bolingbroke (Rail)12","QLD Bolingbroke (Rail)"]
[null,null,null,null,null,null,null,null,null,null,null,null,null,null,null,null,null,13,"QLD Bolingbroke (Rail)13","QLD Bolingbroke (Rail)"]
[null,null,null,null,null,null,null,null,null,null,null,null,null,null,null,null,null,14,"QLD Bolingbroke (Rail)14","QLD Bolingbroke (Rail)"]
[null,null,null,null,null,null,null,null,null,null,null,null,null,null,null,null,null,15,"QLD Bolingbroke (Rail)15","QLD Bolingbroke (Rail)"]
[null,null,null,"Winter",null,null,null,null,null,null,null,null,null,null,null,null,null,16,"QLD Bolingbroke (Rail)16","QLD Bolingbroke (Rail)"]
[null,null,null,null,null,null,null,null,null,null,null,null,null,null,null,null,null,17,"QLD Bolingbroke (Rail)17","QLD Bolingbroke (Rail)"]
[null,null,null,null,null,null,null,null,null,null,null,null,null,null,null,null,null,18,{"$f":"T517&R517","v":"QLD Bolingbroke (Rail)18"},"QLD Bolingbroke (Rail)"]
[null,null,null,null,null,null,null,null,null,null,null,null,null,null,null,null,null,19,"QLD Bolingbroke (Rail)19","QLD Bolingbroke (Rail)"]
[null,null,null,null,null,null,null,null,null,null,null,null,null,null,null,null,null,20,"QLD Bolingbroke (Rail)20","QLD Bolingbroke (Rail)"]
[null,null,null,null,null,null,null,null,null,null,null,null,null,null,null,null,null,21,"QLD Bolingbroke (Rail)21","QLD Bolingbroke (Rail)"]
[null,null,null,"Other",null,null,null,null,null,null,null,null,null,null,null,null,null,22,"QLD Bolingbroke (Rail)22","QLD Bolingbroke (Rail)"]
[null,null,null,null,null,null,null,null,null,null,null,null,null,null,null,null,null,23,"QLD Bolingbroke (Rail)23","QLD Bolingbroke (Rail)"]
[null,null,null,null,null,null,null,null,null,null,null,null,null,null,null,null,null,24,"QLD Bolingbroke (Rail)24","QLD Bolingbroke (Rail)"]
[null,null,null,null,null,null,null,null,null,null,null,null,null,null,null,null,null,25,"QLD Bolingbroke (Rail)25","QLD Bolingbroke (Rail)"]
[null,null,null,null,null,null,null,null,null,null,null,null,null,null,null,null,null,26,"QLD Bolingbroke (Rail)26","QLD Bolingbroke (Rail)"]
[null,null,null,null,null,null,null,null,null,null,null,null,null,null,null,null,null,27,"QLD Bolingbroke (Rail)27","QLD Bolingbroke (Rail)"]
[null,null,null,null,null,null,null,null,null,null,null,null,null,null,null,null,null,28,"QLD Bolingbroke (Rail)28","QLD Bolingbroke (Rail)"]
[null,null,null,null,null,null,null,null,null,null,null,null,null,null,null,null,null,29,"QLD Bolingbroke (Rail)29","QLD Bolingbroke (Rail)"]
[null,null,null,null,null,null,null,null,null,null,null,null,null,null,null,null,null,30,"QLD Bolingbroke (Rail)30","QLD Bolingbroke (Rail)"]
[null,null,null,null,null,null,null,null,null,null,null,null,null,null,null,null,null,31,"QLD Bolingbroke (Rail)31","QLD Bolingbroke (Rail)"]
[null,null,"QLD Bowen North",null,null,null,null,null,null,null,null,null,null,null,null,null,null,1,"QLD Bowen North1",{"$f":"C531","v":"QLD Bowen North"}]
[null,null,null,null,null,null,null,null,null,null,null,null,null,null,null,null,null,2,"QLD Bowen North2",{"$f":"T531","v":"QLD Bowen North"}]
[null,null,null,"MAIN SECTORS",null,null,null,null,null,null,null,null,null,null,null,null,null,3,"QLD Bowen North3","QLD Bowen North"]
[null,null,null,"Predominantly residential, commercial, industrial, port loads",null,null,null,null,null,null,null,null,null,null,null,null,null,4,"QLD Bowen North4","QLD Bowen North"]
[null,null,null,null,null,null,null,null,null,null,null,null,null,null,null,null,null,5,"QLD Bowen North5","QLD Bowen North"]
[null,null,null,null,null,null,null,null,null,null,null,null,null,null,null,null,null,6,"QLD Bowen North6","QLD Bowen North"]
[null,null,null,null,null,null,null,null,null,null,null,null,null,null,null,null,null,7,"QLD Bowen North7","QLD Bowen North"]
[null,null,null,null,null,null,null,null,null,null,null,null,null,null,null,null,null,8,"QLD Bowen North8","QLD Bowen North"]
[null,null,null,"MEDIUM SCENARIO",null,null,null,null,null,null,null,null,null,null,null,null,null,9,"QLD Bowen North9","QLD Bowen North"]
[null,null,null,"Summer",null,null,null,null,null,null,null,null,null,null,null,null,null,10,"QLD Bowen North10","QLD Bowen North"]
[null,null,null,"Temperature corrected actuals have remained relatively flat over the historical period.",null,null,null,null,null,null,null,null,null,null,null,null,null,11,"QLD Bowen North11","QLD Bowen North"]
[null,null,null,"Forecast demand is increasing over the outlook period due to increases in load.",null,null,null,null,null,null,null,null,null,null,null,null,null,12,"QLD Bowen North12","QLD Bowen North"]
[null,null,null,"The 10% POE offset for PV is zero.",null,null,null,null,null,null,null,null,null,null,null,null,null,13,"QLD Bowen North13","QLD Bowen North"]
[null,null,null,null,null,null,null,null,null,null,null,null,null,null,null,null,null,14,"QLD Bowen North14","QLD Bowen North"]
[null,null,null,null,null,null,null,null,null,null,null,null,null,null,null,null,null,15,"QLD Bowen North15","QLD Bowen North"]
[null,null,null,"Winter",null,null,null,null,null,null,null,null,null,null,null,null,null,16,"QLD Bowen North16","QLD Bowen North"]
[null,null,null,"Temperature corrected actuals have remained relatively flat over the historical period.",null,null,null,null,null,null,null,null,null,null,null,null,null,17,"QLD Bowen North17","QLD Bowen North"]
[null,null,null,"Forecast demand is increasing over the outlook period due to increases in load.",null,null,null,null,null,null,null,null,null,null,null,null,null,{"$f":"MOD(ROW(Q548)-4,31)+1","v":18},"QLD Bowen North18",{"$f":"T547","v":"QLD Bowen North"}]
[null,null,null,"The 10% POE offset for PV is zero.",null,null,null,null,null,null,null,null,null,null,null,null,null,19,"QLD Bowen North19","QLD Bowen North"]
[null,null,null,null,null,null,null,null,null,null,null,null,null,null,null,null,null,20,"QLD Bowen North20","QLD Bowen North"]
[null,null,null,null,null,null,null,null,null,null,null,null,null,null,null,null,null,21,"QLD Bowen North21","QLD Bowen North"]
[null,null,null,"Other",null,null,null,null,null,null,null,null,null,null,null,null,null,22,"QLD Bowen North22","QLD Bowen North"]
[null,null,null,"Supplies Bowen, as well as Abbott Point port and mining loads.",null,null,null,null,null,null,null,null,null,null,null,null,null,23,"QLD Bowen North23","QLD Bowen North"]
[null,null,null,"Block load included in summer 2016-17 and summer 2019-20.",null,null,null,null,null,null,null,null,null,null,null,null,null,24,"QLD Bowen North24","QLD Bowen North"]
[null,null,null,"Demand is not weather sensitive.",null,null,null,null,null,null,null,null,null,null,null,null,null,25,"QLD Bowen North25","QLD Bowen North"]
[null,null,null,"Diversity factors: Summer = 0.8; Winter = 0.74.",null,null,null,null,null,null,null,null,null,null,null,null,null,26,"QLD Bowen North26","QLD Bowen North"]
[null,null,null,"Power factors: Summer = 1, lagging; Winter = 1, lagging.",null,null,null,null,null,null,null,null,null,null,null,null,null,27,"QLD Bowen North27","QLD Bowen North"]
[null,null,null,null,null,null,null,null,null,null,null,null,null,null,null,null,null,28,"QLD Bowen North28","QLD Bowen North"]
[null,null,null,null,null,null,null,null,null,null,null,null,null,null,null,null,null,29,"QLD Bowen North29","QLD Bowen North"]
[null,null,null,null,null,null,null,null,null,null,null,null,null,null,null,null,null,30,"QLD Bowen North30","QLD Bowen North"]
[null,null,null,null,null,null,null,null,null,null,null,null,null,null,null,null,null,31,"QLD Bowen North31","QLD Bowen North"]
[null,null,"QLD Boyne Island 275",null,null,null,null,null,null,null,null,null,null,null,null,null,null,1,"QLD Boyne Island 2751",{"$f":"C562","v":"QLD Boyne Island 275"}]
[null,null,null,null,null,null,null,null,null,null,null,null,null,null,null,null,null,2,"QLD Boyne Island 2752",{"$f":"T562","v":"QLD Boyne Island 275"}]
[null,null,null,"MAIN SECTORS",null,null,null,null,null,null,null,null,null,null,null,null,null,3,"QLD Boyne Island 2753","QLD Boyne Island 275"]
[null,null,null,"The forecast is confidential.",null,null,null,null,null,null,null,null,null,null,null,null,null,4,"QLD Boyne Island 2754","QLD Boyne Island 275"]
[null,null,null,null,null,null,null,null,null,null,null,null,null,null,null,null,null,5,"QLD Boyne Island 2755","QLD Boyne Island 275"]
[null,null,null,null,null,null,null,null,null,null,null,null,null,null,null,null,null,6,"QLD Boyne Island 2756","QLD Boyne Island 275"]
[null,null,null,null,null,null,null,null,null,null,null,null,null,null,null,null,null,7,"QLD Boyne Island 2757","QLD Boyne Island 275"]
[null,null,null,null,null,null,null,null,null,null,null,null,null,null,null,null,null,8,"QLD Boyne Island 2758","QLD Boyne Island 275"]
[null,null,null,"MEDIUM SCENARIO",null,null,null,null,null,null,null,null,null,null,null,null,null,9,"QLD Boyne Island 2759","QLD Boyne Island 275"]
[null,null,null,"Summer",null,null,null,null,null,null,null,null,null,null,null,null,null,10,"QLD Boyne Island 27510","QLD Boyne Island 275"]
[null,null,null,null,null,null,null,null,null,null,null,null,null,null,null,null,null,11,"QLD Boyne Island 27511","QLD Boyne Island 275"]
[null,null,null,null,null,null,null,null,null,null,null,null,null,null,null,null,null,12,"QLD Boyne Island 27512","QLD Boyne Island 275"]
[null,null,null,null,null,null,null,null,null,null,null,null,null,null,null,null,null,13,"QLD Boyne Island 27513","QLD Boyne Island 275"]
[null,null,null,null,null,null,null,null,null,null,null,null,null,null,null,null,null,14,"QLD Boyne Island 27514","QLD Boyne Island 275"]
[null,null,null,null,null,null,null,null,null,null,null,null,null,null,null,null,null,15,"QLD Boyne Island 27515","QLD Boyne Island 275"]
[null,null,null,"Winter",null,null,null,null,null,null,null,null,null,null,null,null,null,16,"QLD Boyne Island 27516","QLD Boyne Island 275"]
[null,null,null,null,null,null,null,null,null,null,null,null,null,null,null,null,null,17,"QLD Boyne Island 27517","QLD Boyne Island 275"]
[null,null,null,null,null,null,null,null,null,null,null,null,null,null,null,null,null,18,"QLD Boyne Island 27518","QLD Boyne Island 275"]
[null,null,null,null,null,null,null,null,null,null,null,null,null,null,null,null,null,19,"QLD Boyne Island 27519","QLD Boyne Island 275"]
[null,null,null,null,null,null,null,null,null,null,null,null,null,null,null,null,null,20,{"$f":"T581&R581","v":"QLD Boyne Island 27520"},"QLD Boyne Island 275"]
[null,null,null,null,null,null,null,null,null,null,null,null,null,null,null,null,null,21,"QLD Boyne Island 27521","QLD Boyne Island 275"]
[null,null,null,"Other",null,null,null,null,null,null,null,null,null,null,null,null,null,22,"QLD Boyne Island 27522","QLD Boyne Island 275"]
[null,null,null,null,null,null,null,null,null,null,null,null,null,null,null,null,null,23,"QLD Boyne Island 27523","QLD Boyne Island 275"]
[null,null,null,null,null,null,null,null,null,null,null,null,null,null,null,null,null,24,"QLD Boyne Island 27524","QLD Boyne Island 275"]
[null,null,null,null,null,null,null,null,null,null,null,null,null,null,null,null,null,25,"QLD Boyne Island 27525","QLD Boyne Island 275"]
[null,null,null,null,null,null,null,null,null,null,null,null,null,null,null,null,null,26,"QLD Boyne Island 27526","QLD Boyne Island 275"]
[null,null,null,null,null,null,null,null,null,null,null,null,null,null,null,null,null,27,"QLD Boyne Island 27527","QLD Boyne Island 275"]
[null,null,null,null,null,null,null,null,null,null,null,null,null,null,null,null,null,28,"QLD Boyne Island 27528","QLD Boyne Island 275"]
[null,null,null,null,null,null,null,null,null,null,null,null,null,null,null,null,null,29,"QLD Boyne Island 27529","QLD Boyne Island 275"]
[null,null,null,null,null,null,null,null,null,null,null,null,null,null,null,null,null,30,"QLD Boyne Island 27530","QLD Boyne Island 275"]
[null,null,null,null,null,null,null,null,null,null,null,null,null,null,null,null,null,31,"QLD Boyne Island 27531","QLD Boyne Island 275"]
[null,null,"QLD Boyne Island 132",null,null,null,null,null,null,null,null,null,null,null,null,null,null,1,"QLD Boyne Island 1321",{"$f":"C593","v":"QLD Boyne Island 132"}]
[null,null,null,null,null,null,null,null,null,null,null,null,null,null,null,null,null,2,"QLD Boyne Island 1322",{"$f":"T593","v":"QLD Boyne Island 132"}]
[null,null,null,"MAIN SECTORS",null,null,null,null,null,null,null,null,null,null,null,null,null,3,"QLD Boyne Island 1323","QLD Boyne Island 132"]
[null,null,null,"The forecast is confidential.",null,null,null,null,null,null,null,null,null,null,null,null,null,4,"QLD Boyne Island 1324","QLD Boyne Island 132"]
[null,null,null,null,null,null,null,null,null,null,null,null,null,null,null,null,null,5,"QLD Boyne Island 1325","QLD Boyne Island 132"]
[null,null,null,null,null,null,null,null,null,null,null,null,null,null,null,null,null,6,"QLD Boyne Island 1326","QLD Boyne Island 132"]
[null,null,null,null,null,null,null,null,null,null,null,null,null,null,null,null,null,7,"QLD Boyne Island 1327","QLD Boyne Island 132"]
[null,null,null,null,null,null,null,null,null,null,null,null,null,null,null,null,null,8,"QLD Boyne Island 1328","QLD Boyne Island 132"]
[null,null,null,"MEDIUM SCENARIO",null,null,null,null,null,null,null,null,null,null,null,null,null,9,"QLD Boyne Island 1329","QLD Boyne Island 132"]
[null,null,null,"Summer",null,null,null,null,null,null,null,null,null,null,null,null,null,10,"QLD Boyne Island 13210","QLD Boyne Island 132"]
[null,null,null,null,null,null,null,null,null,null,null,null,null,null,null,null,null,11,"QLD Boyne Island 13211","QLD Boyne Island 132"]
[null,null,null,null,null,null,null,null,null,null,null,null,null,null,null,null,null,12,"QLD Boyne Island 13212","QLD Boyne Island 132"]
[null,null,null,null,null,null,null,null,null,null,null,null,null,null,null,null,null,13,"QLD Boyne Island 13213","QLD Boyne Island 132"]
[null,null,null,null,null,null,null,null,null,null,null,null,null,null,null,null,null,14,"QLD Boyne Island 13214","QLD Boyne Island 132"]
[null,null,null,null,null,null,null,null,null,null,null,null,null,null,null,null,null,15,"QLD Boyne Island 13215","QLD Boyne Island 132"]
[null,null,null,"Winter",null,null,null,null,null,null,null,null,null,null,null,null,null,16,"QLD Boyne Island 13216","QLD Boyne Island 132"]
[null,null,null,null,null,null,null,null,null,null,null,null,null,null,null,null,null,17,"QLD Boyne Island 13217","QLD Boyne Island 132"]
[null,null,null,null,null,null,null,null,null,null,null,null,null,null,null,null,null,18,"QLD Boyne Island 13218","QLD Boyne Island 132"]
[null,null,null,null,null,null,null,null,null,null,null,null,null,null,null,null,null,19,"QLD Boyne Island 13219","QLD Boyne Island 132"]
[null,null,null,null,null,null,null,null,null,null,null,null,null,null,null,null,null,{"$f":"MOD(ROW(Q612)-4,31)+1","v":20},"QLD Boyne Island 13220",{"$f":"T611","v":"QLD Boyne Island 132"}]
[null,null,null,null,null,null,null,null,null,null,null,null,null,null,null,null,null,21,"QLD Boyne Island 13221","QLD Boyne Island 132"]
[null,null,null,"Other",null,null,null,null,null,null,null,null,null,null,null,null,null,22,"QLD Boyne Island 13222","QLD Boyne Island 132"]
[null,null,null,null,null,null,null,null,null,null,null,null,null,null,null,null,null,23,"QLD Boyne Island 13223","QLD Boyne Island 132"]
[null,null,null,null,null,null,null,null,null,null,null,null,null,null,null,null,null,24,"QLD Boyne Island 13224","QLD Boyne Island 132"]
[null,null,null,null,null,null,null,null,null,null,null,null,null,null,null,null,null,25,"QLD Boyne Island 13225","QLD Boyne Island 132"]
[null,null,null,null,null,null,null,null,null,null,null,null,null,null,null,null,null,26,"QLD Boyne Island 13226","QLD Boyne Island 132"]
[null,null,null,null,null,null,null,null,null,null,null,null,null,null,null,null,null,27,"QLD Boyne Island 13227","QLD Boyne Island 132"]
[null,null,null,null,null,null,null,null,null,null,null,null,null,null,null,null,null,28,"QLD Boyne Island 13228","QLD Boyne Island 132"]
[null,null,null,null,null,null,null,null,null,null,null,null,null,null,null,null,null,29,"QLD Boyne Island 13229","QLD Boyne Island 132"]
[null,null,null,null,null,null,null,null,null,null,null,null,null,null,null,null,null,30,"QLD Boyne Island 13230","QLD Boyne Island 132"]
[null,null,null,null,null,null,null,null,null,null,null,null,null,null,null,null,null,31,"QLD Boyne Island 13231","QLD Boyne Island 132"]
[null,null,"QLD Braemer Kumbarilla Park",null,null,null,null,null,null,null,null,null,null,null,null,null,null,1,"QLD Braemer Kumbarilla Park1",{"$f":"C624","v":"QLD Braemer Kumbarilla Park"}]
[null,null,null,null,null,null,null,null,null,null,null,null,null,null,null,null,null,2,"QLD Braemer Kumbarilla Park2",{"$f":"T624","v":"QLD Braemer Kumbarilla Park"}]
[null,null,null,"MAIN SECTORS",null,null,null,null,null,null,null,null,null,null,null,null,null,3,"QLD Braemer Kumbarilla Park3","QLD Braemer Kumbarilla Park"]
[null,null,null,"The forecast is confidential.",null,null,null,null,null,null,null,null,null,null,null,null,null,4,"QLD Braemer Kumbarilla Park4","QLD Braemer Kumbarilla Park"]
[null,null,null,null,null,null,null,null,null,null,null,null,null,null,null,null,null,5,"QLD Braemer Kumbarilla Park5","QLD Braemer Kumbarilla Park"]
[null,null,null,null,null,null,null,null,null,null,null,null,null,null,null,null,null,6,"QLD Braemer Kumbarilla Park6","QLD Braemer Kumbarilla Park"]
[null,null,null,null,null,null,null,null,null,null,null,null,null,null,null,null,null,7,"QLD Braemer Kumbarilla Park7","QLD Braemer Kumbarilla Park"]
[null,null,null,null,null,null,null,null,null,null,null,null,null,null,null,null,null,8,"QLD Braemer Kumbarilla Park8","QLD Braemer Kumbarilla Park"]
[null,null,null,"MEDIUM SCENARIO",null,null,null,null,null,null,null,null,null,null,null,null,null,9,"QLD Braemer Kumbarilla Park9","QLD Braemer Kumbarilla Park"]
[null,null,null,"Summer",null,null,null,null,null,null,null,null,null,null,null,null,null,10,"QLD Braemer Kumbarilla Park10","QLD Braemer Kumbarilla Park"]
[null,null,null,null,null,null,null,null,null,null,null,null,null,null,null,null,null,11,"QLD Braemer Kumbarilla Park11","QLD Braemer Kumbarilla Park"]
[null,null,null,null,null,null,null,null,null,null,null,null,null,null,null,null,null,12,"QLD Braemer Kumbarilla Park12","QLD Braemer Kumbarilla Park"]
[null,null,null,null,null,null,null,null,null,null,null,null,null,null,null,null,null,13,"QLD Braemer Kumbarilla Park13","QLD Braemer Kumbarilla Park"]
[null,null,null,null,null,null,null,null,null,null,null,null,null,null,null,null,null,14,"QLD Braemer Kumbarilla Park14","QLD Braemer Kumbarilla Park"]
[null,null,null,null,null,null,null,null,null,null,null,null,null,null,null,null,null,15,"QLD Braemer Kumbarilla Park15","QLD Braemer Kumbarilla Park"]
[null,null,null,"Winter",null,null,null,null,null,null,null,null,null,null,null,null,null,16,"QLD Braemer Kumbarilla Park16","QLD Braemer Kumbarilla Park"]
[null,null,null,null,null,null,null,null,null,null,null,null,null,null,null,null,null,17,"QLD Braemer Kumbarilla Park17","QLD Braemer Kumbarilla Park"]
[null,null,null,null,null,null,null,null,null,null,null,null,null,null,null,null,null,18,"QLD Braemer Kumbarilla Park18","QLD Braemer Kumbarilla Park"]
[null,null,null,null,null,null,null,null,null,null,null,null,null,null,null,null,null,19,"QLD Braemer Kumbarilla Park19","QLD Braemer Kumbarilla Park"]
[null,null,null,null,null,null,null,null,null,null,null,null,null,null,null,null,null,20,"QLD Braemer Kumbarilla Park20","QLD Braemer Kumbarilla Park"]
[null,null,null,null,null,null,null,null,null,null,null,null,null,null,null,null,null,21,"QLD Braemer Kumbarilla Park21","QLD Braemer Kumbarilla Park"]
[null,null,null,"Other",null,null,null,null,null,null,null,null,null,null,null,null,null,22,{"$f":"T645&R645","v":"QLD Braemer Kumbarilla Park22"},"QLD Braemer Kumbarilla Park"]
[null,null,null,null,null,null,null,null,null,null,null,null,null,null,null,null,null,23,"QLD Braemer Kumbarilla Park23","QLD Braemer Kumbarilla Park"]
[null,null,null,null,null,null,null,null,null,null,null,null,null,null,null,null,null,24,"QLD Braemer Kumbarilla Park24","QLD Braemer Kumbarilla Park"]
[null,null,null,null,null,null,null,null,null,null,null,null,null,null,null,null,null,25,"QLD Braemer Kumbarilla Park25","QLD Braemer Kumbarilla Park"]
[null,null,null,null,null,null,null,null,null,null,null,null,null,null,null,null,null,26,"QLD Braemer Kumbarilla Park26","QLD Braemer Kumbarilla Park"]
[null,null,null,null,null,null,null,null,null,null,null,null,null,null,null,null,null,27,"QLD Braemer Kumbarilla Park27","QLD Braemer Kumbarilla Park"]
[null,null,null,null,null,null,null,null,null,null,null,null,null,null,null,null,null,28,"QLD Braemer Kumbarilla Park28","QLD Braemer Kumbarilla Park"]
[null,null,null,null,null,null,null,null,null,null,null,null,null,null,null,null,null,29,"QLD Braemer Kumbarilla Park29","QLD Braemer Kumbarilla Park"]
[null,null,null,null,null,null,null,null,null,null,null,null,null,null,null,null,null,30,"QLD Braemer Kumbarilla Park30","QLD Braemer Kumbarilla Park"]
[null,null,null,null,null,null,null,null,null,null,null,null,null,null,null,null,null,31,"QLD Braemer Kumbarilla Park31","QLD Braemer Kumbarilla Park"]
[null,null,"QLD Burton Downs",null,null,null,null,null,null,null,null,null,null,null,null,null,null,1,"QLD Burton Downs1",{"$f":"C655","v":"QLD Burton Downs"}]
[null,null,null,null,null,null,null,null,null,null,null,null,null,null,null,null,null,2,"QLD Burton Downs2",{"$f":"T655","v":"QLD Burton Downs"}]
[null,null,null,"MAIN SECTORS",null,null,null,null,null,null,null,null,null,null,null,null,null,3,"QLD Burton Downs3","QLD Burton Downs"]
[null,null,null,"The forecast is confidential.",null,null,null,null,null,null,null,null,null,null,null,null,null,4,"QLD Burton Downs4","QLD Burton Downs"]
[null,null,null,null,null,null,null,null,null,null,null,null,null,null,null,null,null,5,"QLD Burton Downs5","QLD Burton Downs"]
[null,null,null,null,null,null,null,null,null,null,null,null,null,null,null,null,null,6,"QLD Burton Downs6","QLD Burton Downs"]
[null,null,null,null,null,null,null,null,null,null,null,null,null,null,null,null,null,7,"QLD Burton Downs7","QLD Burton Downs"]
[null,null,null,null,null,null,null,null,null,null,null,null,null,null,null,null,null,8,"QLD Burton Downs8","QLD Burton Downs"]
[null,null,null,"MEDIUM SCENARIO",null,null,null,null,null,null,null,null,null,null,null,null,null,9,"QLD Burton Downs9","QLD Burton Downs"]
[null,null,null,"Summer",null,null,null,null,null,null,null,null,null,null,null,null,null,10,"QLD Burton Downs10","QLD Burton Downs"]
[null,null,null,null,null,null,null,null,null,null,null,null,null,null,null,null,null,11,"QLD Burton Downs11","QLD Burton Downs"]
[null,null,null,null,null,null,null,null,null,null,null,null,null,null,null,null,null,12,"QLD Burton Downs12","QLD Burton Downs"]
[null,null,null,null,null,null,null,null,null,null,null,null,null,null,null,null,null,13,"QLD Burton Downs13","QLD Burton Downs"]
[null,null,null,null,null,null,null,null,null,null,null,null,null,null,null,null,null,14,"QLD Burton Downs14","QLD Burton Downs"]
[null,null,null,null,null,null,null,null,null,null,null,null,null,null,null,null,null,15,"QLD Burton Downs15","QLD Burton Downs"]
[null,null,null,"Winter",null,null,null,null,null,null,null,null,null,null,null,null,null,16,"QLD Burton Downs16","QLD Burton Downs"]
[null,null,null,null,null,null,null,null,null,null,null,null,null,null,null,null,null,17,"QLD Burton Downs17","QLD Burton Downs"]
[null,null,null,null,null,null,null,null,null,null,null,null,null,null,null,null,null,18,"QLD Burton Downs18","QLD Burton Downs"]
[null,null,null,null,null,null,null,null,null,null,null,null,null,null,null,null,null,19,"QLD Burton Downs19","QLD Burton Downs"]
[null,null,null,null,null,null,null,null,null,null,null,null,null,null,null,null,null,20,"QLD Burton Downs20","QLD Burton Downs"]
[null,null,null,null,null,null,null,null,null,null,null,null,null,null,null,null,null,21,"QLD Burton Downs21","QLD Burton Downs"]
[null,null,null,"Other",null,null,null,null,null,null,null,null,null,null,null,null,null,{"$f":"MOD(ROW(Q676)-4,31)+1","v":22},"QLD Burton Downs22",{"$f":"T675","v":"QLD Burton Downs"}]
[null,null,null,null,null,null,null,null,null,null,null,null,null,null,null,null,null,23,"QLD Burton Downs23","QLD Burton Downs"]
[null,null,null,null,null,null,null,null,null,null,null,null,null,null,null,null,null,24,"QLD Burton Downs24","QLD Burton Downs"]
[null,null,null,null,null,null,null,null,null,null,null,null,null,null,null,null,null,25,"QLD Burton Downs25","QLD Burton Downs"]
[null,null,null,null,null,null,null,null,null,null,null,null,null,null,null,null,null,26,"QLD Burton Downs26","QLD Burton Downs"]
[null,null,null,null,null,null,null,null,null,null,null,null,null,null,null,null,null,27,"QLD Burton Downs27","QLD Burton Downs"]
[null,null,null,null,null,null,null,null,null,null,null,null,null,null,null,null,null,28,"QLD Burton Downs28","QLD Burton Downs"]
[null,null,null,null,null,null,null,null,null,null,null,null,null,null,null,null,null,29,"QLD Burton Downs29","QLD Burton Downs"]
[null,null,null,null,null,null,null,null,null,null,null,null,null,null,null,null,null,30,"QLD Burton Downs30","QLD Burton Downs"]
[null,null,null,null,null,null,null,null,null,null,null,null,null,null,null,null,null,31,"QLD Burton Downs31","QLD Burton Downs"]
[null,null,"QLD Blackwater 132",null,null,null,null,null,null,null,null,null,null,null,null,null,null,1,"QLD Blackwater 1321",{"$f":"C686","v":"QLD Blackwater 132"}]
[null,null,null,null,null,null,null,null,null,null,null,null,null,null,null,null,null,2,"QLD Blackwater 1322",{"$f":"T686","v":"QLD Blackwater 132"}]
[null,null,null,"MAIN SECTORS",null,null,null,null,null,null,null,null,null,null,null,null,null,3,"QLD Blackwater 1323","QLD Blackwater 132"]
[null,null,null,"Predominantly mining, rail",null,null,null,null,null,null,null,null,null,null,null,null,null,4,"QLD Blackwater 1324","QLD Blackwater 132"]
[null,null,null,null,null,null,null,null,null,null,null,null,null,null,null,null,null,5,"QLD Blackwater 1325","QLD Blackwater 132"]
[null,null,null,null,null,null,null,null,null,null,null,null,null,null,null,null,null,6,"QLD Blackwater 1326","QLD Blackwater 132"]
[null,null,null,null,null,null,null,null,null,null,null,null,null,null,null,null,null,7,"QLD Blackwater 1327","QLD Blackwater 132"]
[null,null,null,null,null,null,null,null,null,null,null,null,null,null,null,null,null,8,"QLD Blackwater 1328","QLD Blackwater 132"]
[null,null,null,"MEDIUM SCENARIO",null,null,null,null,null,null,null,null,null,null,null,null,null,9,"QLD Blackwater 1329","QLD Blackwater 132"]
[null,null,null,"Summer",null,null,null,null,null,null,null,null,null,null,null,null,null,10,"QLD Blackwater 13210","QLD Blackwater 132"]
[null,null,null,"Temperature corrected actuals have remained relatively flat over the historical period.",null,null,null,null,null,null,null,null,null,null,null,null,null,11,"QLD Blackwater 13211","QLD Blackwater 132"]
[null,null,null,"Forecast demand is relatively flat over the outlook period.",null,null,null,null,null,null,null,null,null,null,null,null,null,12,"QLD Blackwater 13212","QLD Blackwater 132"]
[null,null,null,"The 10% POE offset for PV ranges from 1.3% to 2.6% between 2017 and 2026.",null,null,null,null,null,null,null,null,null,null,null,null,null,13,"QLD Blackwater 13213","QLD Blackwater 132"]
[null,null,null,null,null,null,null,null,null,null,null,null,null,null,null,null,null,14,"QLD Blackwater 13214","QLD Blackwater 132"]
[null,null,null,null,null,null,null,null,null,null,null,null,null,null,null,null,null,15,"QLD Blackwater 13215","QLD Blackwater 132"]
[null,null,null,"Winter",null,null,null,null,null,null,null,null,null,null,null,null,null,16,"QLD Blackwater 13216","QLD Blackwater 132"]
[null,null,null,"Temperature corrected actuals have remained relatively flat over the historical period.",null,null,null,null,null,null,null,null,null,null,null,null,null,17,"QLD Blackwater 13217","QLD Blackwater 132"]
[null,null,null,"Forecast demand is increasing over the outlook period.",null,null,null,null,null,null,null,null,null,null,null,null,null,18,"QLD Blackwater 13218","QLD Blackwater 132"]
[null,null,null,"The 10% POE offset for PV is constant at 0.1%.",null,null,null,null,null,null,null,null,null,null,null,null,null,19,"QLD Blackwater 13219","QLD Blackwater 132"]
[null,null,null,null,null,null,null,null,null,null,null,null,null,null,null,null,null,20,"QLD Blackwater 13220","QLD Blackwater 132"]
[null,null,null,null,null,null,null,null,null,null,null,null,null,null,null,null,null,21,"QLD Blackwater 13221","QLD Blackwater 132"]
[null,null,null,"Other",null,null,null,null,null,null,null,null,null,null,null,null,null,22,"QLD Blackwater 13222","QLD Blackwater 132"]
[null,null,null,"Supplies railway and mining loads.",null,null,null,null,null,null,null,null,null,null,null,null,null,23,"QLD Blackwater 13223","QLD Blackwater 132"]
[null,null,null,"Block load included in summer 2016-17.",null,null,null,null,null,null,null,null,null,null,null,null,null,24,{"$f":"T709&R709","v":"QLD Blackwater 13224"},"QLD Blackwater 132"]
[null,null,null,"Demand is not weather sensitive.",null,null,null,null,null,null,null,null,null,null,null,null,null,25,"QLD Blackwater 13225","QLD Blackwater 132"]
[null,null,null,"Diversity factors: Summer = 0.63; Winter = 0.54.",null,null,null,null,null,null,null,null,null,null,null,null,null,26,"QLD Blackwater 13226","QLD Blackwater 132"]
[null,null,null,"Power factors: Summer = 1, leading; Winter = 0.93, leading.",null,null,null,null,null,null,null,null,null,null,null,null,null,27,"QLD Blackwater 13227","QLD Blackwater 132"]
[null,null,null,null,null,null,null,null,null,null,null,null,null,null,null,null,null,28,"QLD Blackwater 13228","QLD Blackwater 132"]
[null,null,null,null,null,null,null,null,null,null,null,null,null,null,null,null,null,29,"QLD Blackwater 13229","QLD Blackwater 132"]
[null,null,null,null,null,null,null,null,null,null,null,null,null,null,null,null,null,30,"QLD Blackwater 13230","QLD Blackwater 132"]
[null,null,null,null,null,null,null,null,null,null,null,null,null,null,null,null,null,31,"QLD Blackwater 13231","QLD Blackwater 132"]
[null,null,"QLD Blackwater 66/11",null,null,null,null,null,null,null,null,null,null,null,null,null,null,1,"QLD Blackwater 66/111",{"$f":"C717","v":"QLD Blackwater 66/11"}]
[null,null,null,null,null,null,null,null,null,null,null,null,null,null,null,null,null,2,"QLD Blackwater 66/112",{"$f":"T717","v":"QLD Blackwater 66/11"}]
[null,null,null,"MAIN SECTORS",null,null,null,null,null,null,null,null,null,null,null,null,null,3,"QLD Blackwater 66/113","QLD Blackwater 66/11"]
[null,null,null,"Predominantly commercial, industrial and mining",null,null,null,null,null,null,null,null,null,null,null,null,null,4,"QLD Blackwater 66/114","QLD Blackwater 66/11"]
[null,null,null,null,null,null,null,null,null,null,null,null,null,null,null,null,null,5,"QLD Blackwater 66/115","QLD Blackwater 66/11"]
[null,null,null,null,null,null,null,null,null,null,null,null,null,null,null,null,null,6,"QLD Blackwater 66/116","QLD Blackwater 66/11"]
[null,null,null,null,null,null,null,null,null,null,null,null,null,null,null,null,null,7,"QLD Blackwater 66/117","QLD Blackwater 66/11"]
[null,null,null,null,null,null,null,null,null,null,null,null,null,null,null,null,null,8,"QLD Blackwater 66/118","QLD Blackwater 66/11"]
[null,null,null,"MEDIUM SCENARIO",null,null,null,null,null,null,null,null,null,null,null,null,null,9,"QLD Blackwater 66/119","QLD Blackwater 66/11"]
[null,null,null,"Summer",null,null,null,null,null,null,null,null,null,null,null,null,null,10,"QLD Blackwater 66/1110","QLD Blackwater 66/11"]
[null,null,null,"Temperature corrected actuals have increased over the historical period.",null,null,null,null,null,null,null,null,null,null,null,null,null,11,"QLD Blackwater 66/1111","QLD Blackwater 66/11"]
[null,null,null,"Forecast demand is increasing over the outlook period.",null,null,null,null,null,null,null,null,null,null,null,null,null,12,"QLD Blackwater 66/1112","QLD Blackwater 66/11"]
[null,null,null,"The 10% POE offset for PV is constant at 0.3%.",null,null,null,null,null,null,null,null,null,null,null,null,null,13,"QLD Blackwater 66/1113","QLD Blackwater 66/11"]
[null,null,null,null,null,null,null,null,null,null,null,null,null,null,null,null,null,14,"QLD Blackwater 66/1114","QLD Blackwater 66/11"]
[null,null,null,null,null,null,null,null,null,null,null,null,null,null,null,null,null,15,"QLD Blackwater 66/1115","QLD Blackwater 66/11"]
[null,null,null,"Winter",null,null,null,null,null,null,null,null,null,null,null,null,null,16,"QLD Blackwater 66/1116","QLD Blackwater 66/11"]
[null,null,null,"Temperature corrected actuals have increased over the historical period.",null,null,null,null,null,null,null,null,null,null,null,null,null,17,"QLD Blackwater 66/1117","QLD Blackwater 66/11"]
[null,null,null,"Forecast demand is increasing over the outlook period.",null,null,null,null,null,null,null,null,null,null,null,null,null,18,"QLD Blackwater 66/1118","QLD Blackwater 66/11"]
[null,null,null,"The 10% POE offset for PV is zero.",null,null,null,null,null,null,null,null,null,null,null,null,null,19,"QLD Blackwater 66/1119","QLD Blackwater 66/11"]
[null,null,null,null,null,null,null,null,null,null,null,null,null,null,null,null,null,20,"QLD Blackwater 66/1120","QLD Blackwater 66/11"]
[null,null,null,null,null,null,null,null,null,null,null,null,null,null,null,null,null,21,"QLD Blackwater 66/1121","QLD Blackwater 66/11"]
[null,null,null,"Other",null,null,null,null,null,null,null,null,null,null,null,null,null,22,"QLD Blackwater 66/1122","QLD Blackwater 66/11"]
[null,null,null,"Primarily supplies mining loads.",null,null,null,null,null,null,null,null,null,null,null,null,null,23,"QLD Blackwater 66/1123","QLD Blackwater 66/11"]
[null,null,null,"Demand is weather sensitive in summer and winter.",null,null,null,null,null,null,null,null,null,null,null,null,null,{"$f":"MOD(ROW(Q740)-4,31)+1","v":24},"QLD Blackwater 66/1124",{"$f":"T739","v":"QLD Blackwater 66/11"}]
[null,null,null,"Diversity factors: Summer = 0.82; Winter = 1.",null,null,null,null,null,null,null,null,null,null,null,null,null,25,"QLD Blackwater 66/1125","QLD Blackwater 66/11"]
[null,null,null,"Power factors: Summer = 1, leading; Winter = 1, leading.",null,null,null,null,null,null,null,null,null,null,null,null,null,26,"QLD Blackwater 66/1126","QLD Blackwater 66/11"]
[null,null,null,null,null,null,null,null,null,null,null,null,null,null,null,null,null,27,"QLD Blackwater 66/1127","QLD Blackwater 66/11"]
[null,null,null,null,null,null,null,null,null,null,null,null,null,null,null,null,null,28,"QLD Blackwater 66/1128","QLD Blackwater 66/11"]
[null,null,null,null,null,null,null,null,null,null,null,null,null,null,null,null,null,29,"QLD Blackwater 66/1129","QLD Blackwater 66/11"]
[null,null,null,null,null,null,null,null,null,null,null,null,null,null,null,null,null,30,"QLD Blackwater 66/1130","QLD Blackwater 66/11"]
[null,null,null,null,null,null,null,null,null,null,null,null,null,null,null,null,null,31,"QLD Blackwater 66/1131","QLD Blackwater 66/11"]
[null,null,"QLD Calliope River",null,null,null,null,null,null,null,null,null,null,null,null,null,null,1,"QLD Calliope River1",{"$f":"C748","v":"QLD Calliope River"}]
[null,null,null,null,null,null,null,null,null,null,null,null,null,null,null,null,null,2,"QLD Calliope River2",{"$f":"T748","v":"QLD Calliope River"}]
[null,null,null,"MAIN SECTORS",null,null,null,null,null,null,null,null,null,null,null,null,null,3,"QLD Calliope River3","QLD Calliope River"]
[null,null,null,"Predominantly industrial",null,null,null,null,null,null,null,null,null,null,null,null,null,4,"QLD Calliope River4","QLD Calliope River"]
[null,null,null,null,null,null,null,null,null,null,null,null,null,null,null,null,null,5,"QLD Calliope River5","QLD Calliope River"]
[null,null,null,null,null,null,null,null,null,null,null,null,null,null,null,null,null,6,"QLD Calliope River6","QLD Calliope River"]
[null,null,null,null,null,null,null,null,null,null,null,null,null,null,null,null,null,7,"QLD Calliope River7","QLD Calliope River"]
[null,null,null,null,null,null,null,null,null,null,null,null,null,null,null,null,null,8,"QLD Calliope River8","QLD Calliope River"]
[null,null,null,"MEDIUM SCENARIO",null,null,null,null,null,null,null,null,null,null,null,null,null,9,"QLD Calliope River9","QLD Calliope River"]
[null,null,null,"Summer",null,null,null,null,null,null,null,null,null,null,null,null,null,10,"QLD Calliope River10","QLD Calliope River"]
[null,null,null,"Temperature corrected actuals have remained relatively flat over the historical period.",null,null,null,null,null,null,null,null,null,null,null,null,null,11,"QLD Calliope River11","QLD Calliope River"]
[null,null,null,"Forecast demand is increasing over the outlook period due to increases in load.",null,null,null,null,null,null,null,null,null,null,null,null,null,12,"QLD Calliope River12","QLD Calliope River"]
[null,null,null,"The 10% POE offset for PV is zero.",null,null,null,null,null,null,null,null,null,null,null,null,null,13,"QLD Calliope River13","QLD Calliope River"]
[null,null,null,null,null,null,null,null,null,null,null,null,null,null,null,null,null,14,"QLD Calliope River14","QLD Calliope River"]
[null,null,null,null,null,null,null,null,null,null,null,null,null,null,null,null,null,15,"QLD Calliope River15","QLD Calliope River"]
[null,null,null,"Winter",null,null,null,null,null,null,null,null,null,null,null,null,null,16,"QLD Calliope River16","QLD Calliope River"]
[null,null,null,"Temperature corrected actuals have remained relatively flat over the historical period.",null,null,null,null,null,null,null,null,null,null,null,null,null,17,"QLD Calliope River17","QLD Calliope River"]
[null,null,null,"Forecast demand is increasing over the outlook period due to increases in load.",null,null,null,null,null,null,null,null,null,null,null,null,null,18,"QLD Calliope River18","QLD Calliope River"]
[null,null,null,"The 10% POE offset for PV is zero.",null,null,null,null,null,null,null,null,null,null,null,null,null,19,"QLD Calliope River19","QLD Calliope River"]
[null,null,null,null,null,null,null,null,null,null,null,null,null,null,null,null,null,20,"QLD Calliope River20","QLD Calliope River"]
[null,null,null,null,null,null,null,null,null,null,null,null,null,null,null,null,null,21,"QLD Calliope River21","QLD Calliope River"]
[null,null,null,"Other",null,null,null,null,null,null,null,null,null,null,null,null,null,22,"QLD Calliope River22","QLD Calliope River"]
[null,null,null,"Supplies parts of Gladstone.",null,null,null,null,null,null,null,null,null,null,null,null,null,23,"QLD Calliope River23","QLD Calliope River"]
[null,null,null,"Block load included in summer 2017-18 and load removed summer 2019-20.",null,null,null,null,null,null,null,null,null,null,null,null,null,24,"QLD Calliope River24","QLD Calliope River"]
[null,null,null,"Demand is not weather sensitive.",null,null,null,null,null,null,null,null,null,null,null,null,null,25,"QLD Calliope River25","QLD Calliope River"]
[null,null,null,"Diversity factors: Summer = 0.43; Winter = 0.7.",null,null,null,null,null,null,null,null,null,null,null,null,null,26,{"$f":"T773&R773","v":"QLD Calliope River26"},"QLD Calliope River"]
[null,null,null,"Power factors: Summer = 0.99, lagging; Winter = 0.99, lagging.",null,null,null,null,null,null,null,null,null,null,null,null,null,27,"QLD Calliope River27","QLD Calliope River"]
[null,null,null,null,null,null,null,null,null,null,null,null,null,null,null,null,null,28,"QLD Calliope River28","QLD Calliope River"]
[null,null,null,null,null,null,null,null,null,null,null,null,null,null,null,null,null,29,"QLD Calliope River29","QLD Calliope River"]
[null,null,null,null,null,null,null,null,null,null,null,null,null,null,null,null,null,30,"QLD Calliope River30","QLD Calliope River"]
[null,null,null,null,null,null,null,null,null,null,null,null,null,null,null,null,null,31,"QLD Calliope River31","QLD Calliope River"]
[null,null,"QLD Columboola",null,null,null,null,null,null,null,null,null,null,null,null,null,null,1,"QLD Columboola1",{"$f":"C779","v":"QLD Columboola"}]
[null,null,null,null,null,null,null,null,null,null,null,null,null,null,null,null,null,2,"QLD Columboola2",{"$f":"T779","v":"QLD Columboola"}]
[null,null,null,"MAIN SECTORS",null,null,null,null,null,null,null,null,null,null,null,null,null,3,"QLD Columboola3","QLD Columboola"]
[null,null,null,"Predominantly residential, commercial, industrial",null,null,null,null,null,null,null,null,null,null,null,null,null,4,"QLD Columboola4","QLD Columboola"]
[null,null,null,null,null,null,null,null,null,null,null,null,null,null,null,null,null,5,"QLD Columboola5","QLD Columboola"]
[null,null,null,null,null,null,null,null,null,null,null,null,null,null,null,null,null,6,"QLD Columboola6","QLD Columboola"]
[null,null,null,null,null,null,null,null,null,null,null,null,null,null,null,null,null,7,"QLD Columboola7","QLD Columboola"]
[null,null,null,null,null,null,null,null,null,null,null,null,null,null,null,null,null,8,"QLD Columboola8","QLD Columboola"]
[null,null,null,"MEDIUM SCENARIO",null,null,null,null,null,null,null,null,null,null,null,null,null,9,"QLD Columboola9","QLD Columboola"]
[null,null,null,"Summer",null,null,null,null,null,null,null,null,null,null,null,null,null,10,"QLD Columboola10","QLD Columboola"]
[null,null,null,"Temperature corrected actuals have increased since 2015.",null,null,null,null,null,null,null,null,null,null,null,null,null,11,"QLD Columboola11","QLD Columboola"]
[null,null,null,"Forecast demand is increasing over the outlook period.",null,null,null,null,null,null,null,null,null,null,null,null,null,12,"QLD Columboola12","QLD Columboola"]
[null,null,null,"The 10% POE offset for PV is zero.",null,null,null,null,null,null,null,null,null,null,null,null,null,13,"QLD Columboola13","QLD Columboola"]
[null,null,null,null,null,null,null,null,null,null,null,null,null,null,null,null,null,14,"QLD Columboola14","QLD Columboola"]
[null,null,null,null,null,null,null,null,null,null,null,null,null,null,null,null,null,15,"QLD Columboola15","QLD Columboola"]
[null,null,null,"Winter",null,null,null,null,null,null,null,null,null,null,null,null,null,16,"QLD Columboola16","QLD Columboola"]
[null,null,null,"Temperature corrected actuals have decreased over the historical period.",null,null,null,null,null,null,null,null,null,null,null,null,null,17,"QLD Columboola17","QLD Columboola"]
[null,null,null,"Forecast demand is increasing over the outlook period.",null,null,null,null,null,null,null,null,null,null,null,null,null,18,"QLD Columboola18","QLD Columboola"]
[null,null,null,"The 10% POE offset for PV is zero.",null,null,null,null,null,null,null,null,null,null,null,null,null,19,"QLD Columboola19","QLD Columboola"]
[null,null,null,null,null,null,null,null,null,null,null,null,null,null,null,null,null,20,"QLD Columboola20","QLD Columboola"]
[null,null,null,null,null,null,null,null,null,null,null,null,null,null,null,null,null,21,"QLD Columboola21","QLD Columboola"]
[null,null,null,"Other",null,null,null,null,null,null,null,null,null,null,null,null,null,22,"QLD Columboola22","QLD Columboola"]
[null,null,null,"Supplies Columboola and Roma Demand is weather sensitive in summer and winter.",null,null,null,null,null,null,null,null,null,null,null,null,null,23,"QLD Columboola23","QLD Columboola"]
[null,null,null,"Diversity factors: Summer = 0.47; Winter = 0.43.",null,null,null,null,null,null,null,null,null,null,null,null,null,24,"QLD Columboola24","QLD Columboola"]
[null,null,null,"Power factors: Summer = 0.99, leading; Winter = 1, leading.",null,null,null,null,null,null,null,null,null,null,null,null,null,25,"QLD Columboola25","QLD Columboola"]
[null,null,null,null,null,null,null,null,null,null,null,null,null,null,null,null,null,{"$f":"MOD(ROW(Q804)-4,31)+1","v":26},"QLD Columboola26",{"$f":"T803","v":"QLD Columboola"}]
[null,null,null,null,null,null,null,null,null,null,null,null,null,null,null,null,null,27,"QLD Columboola27","QLD Columboola"]
[null,null,null,null,null,null,null,null,null,null,null,null,null,null,null,null,null,28,"QLD Columboola28","QLD Columboola"]
[null,null,null,null,null,null,null,null,null,null,null,null,null,null,null,null,null,29,"QLD Columboola29","QLD Columboola"]
[null,null,null,null,null,null,null,null,null,null,null,null,null,null,null,null,null,30,"QLD Columboola30","QLD Columboola"]
[null,null,null,null,null,null,null,null,null,null,null,null,null,null,null,null,null,31,"QLD Columboola31","QLD Columboola"]
[null,null,"QLD Columboola_Lng",null,null,null,null,null,null,null,null,null,null,null,null,null,null,1,"QLD Columboola_Lng1",{"$f":"C810","v":"QLD Columboola_Lng"}]
[null,null,null,null,null,null,null,null,null,null,null,null,null,null,null,null,null,2,"QLD Columboola_Lng2",{"$f":"T810","v":"QLD Columboola_Lng"}]
[null,null,null,"MAIN SECTORS",null,null,null,null,null,null,null,null,null,null,null,null,null,3,"QLD Columboola_Lng3","QLD Columboola_Lng"]
[null,null,null,"The forecast is confidential.",null,null,null,null,null,null,null,null,null,null,null,null,null,4,"QLD Columboola_Lng4","QLD Columboola_Lng"]
[null,null,null,null,null,null,null,null,null,null,null,null,null,null,null,null,null,5,"QLD Columboola_Lng5","QLD Columboola_Lng"]
[null,null,null,null,null,null,null,null,null,null,null,null,null,null,null,null,null,6,"QLD Columboola_Lng6","QLD Columboola_Lng"]
[null,null,null,null,null,null,null,null,null,null,null,null,null,null,null,null,null,7,"QLD Columboola_Lng7","QLD Columboola_Lng"]
[null,null,null,null,null,null,null,null,null,null,null,null,null,null,null,null,null,8,"QLD Columboola_Lng8","QLD Columboola_Lng"]
[null,null,null,"MEDIUM SCENARIO",null,null,null,null,null,null,null,null,null,null,null,null,null,9,"QLD Columboola_Lng9","QLD Columboola_Lng"]
[null,null,null,"Summer",null,null,null,null,null,null,null,null,null,null,null,null,null,10,"QLD Columboola_Lng10","QLD Columboola_Lng"]
[null,null,null,null,null,null,null,null,null,null,null,null,null,null,null,null,null,11,"QLD Columboola_Lng11","QLD Columboola_Lng"]
[null,null,null,null,null,null,null,null,null,null,null,null,null,null,null,null,null,12,"QLD Columboola_Lng12","QLD Columboola_Lng"]
[null,null,null,null,null,null,null,null,null,null,null,null,null,null,null,null,null,13,"QLD Columboola_Lng13","QLD Columboola_Lng"]
[null,null,null,null,null,null,null,null,null,null,null,null,null,null,null,null,null,14,"QLD Columboola_Lng14","QLD Columboola_Lng"]
[null,null,null,null,null,null,null,null,null,null,null,null,null,null,null,null,null,15,"QLD Columboola_Lng15","QLD Columboola_Lng"]
[null,null,null,"Winter",null,null,null,null,null,null,null,null,null,null,null,null,null,16,"QLD Columboola_Lng16","QLD Columboola_Lng"]
[null,null,null,null,null,null,null,null,null,null,null,null,null,null,null,null,null,17,"QLD Columboola_Lng17","QLD Columboola_Lng"]
[null,null,null,null,null,null,null,null,null,null,null,null,null,null,null,null,null,18,"QLD Columboola_Lng18","QLD Columboola_Lng"]
[null,null,null,null,null,null,null,null,null,null,null,null,null,null,null,null,null,19,"QLD Columboola_Lng19","QLD Columboola_Lng"]
[null,null,null,null,null,null,null,null,null,null,null,null,null,null,null,null,null,20,"QLD Columboola_Lng20","QLD Columboola_Lng"]
[null,null,null,null,null,null,null,null,null,null,null,null,null,null,null,null,null,21,"QLD Columboola_Lng21","QLD Columboola_Lng"]
[null,null,null,"Other",null,null,null,null,null,null,null,null,null,null,null,null,null,22,"QLD Columboola_Lng22","QLD Columboola_Lng"]
[null,null,null,null,null,null,null,null,null,null,null,null,null,null,null,null,null,23,"QLD Columboola_Lng23","QLD Columboola_Lng"]
[null,null,null,null,null,null,null,null,null,null,null,null,null,null,null,null,null,24,"QLD Columboola_Lng24","QLD Columboola_Lng"]
[null,null,null,null,null,null,null,null,null,null,null,null,null,null,null,null,null,25,"QLD Columboola_Lng25","QLD Columboola_Lng"]
[null,null,null,null,null,null,null,null,null,null,null,null,null,null,null,null,null,26,"QLD Columboola_Lng26","QLD Columboola_Lng"]
[null,null,null,null,null,null,null,null,null,null,null,null,null,null,null,null,null,27,"QLD Columboola_Lng27","QLD Columboola_Lng"]
[null,null,null,null,null,null,null,null,null,null,null,null,null,null,null,null,null,28,{"$f":"T837&R837","v":"QLD Columboola_Lng28"},"QLD Columboola_Lng"]
[null,null,null,null,null,null,null,null,null,null,null,null,null,null,null,null,null,29,"QLD Columboola_Lng29","QLD Columboola_Lng"]
[null,null,null,null,null,null,null,null,null,null,null,null,null,null,null,null,null,30,"QLD Columboola_Lng30","QLD Columboola_Lng"]
[null,null,null,null,null,null,null,null,null,null,null,null,null,null,null,null,null,31,"QLD Columboola_Lng31","QLD Columboola_Lng"]
[null,null,"QLD Ashgrove West 110",null,null,null,null,null,null,null,null,null,null,null,null,null,null,1,"QLD Ashgrove West 1101",{"$f":"C841","v":"QLD Ashgrove West 110"}]
[null,null,null,null,null,null,null,null,null,null,null,null,null,null,null,null,null,2,"QLD Ashgrove West 1102",{"$f":"T841","v":"QLD Ashgrove West 110"}]
[null,null,null,"MAIN SECTORS",null,null,null,null,null,null,null,null,null,null,null,null,null,3,"QLD Ashgrove West 1103","QLD Ashgrove West 110"]
[null,null,null,"Predominantly residential and commercial.",null,null,null,null,null,null,null,null,null,null,null,null,null,4,"QLD Ashgrove West 1104","QLD Ashgrove West 110"]
[null,null,null,"Supply to Brisbane CBD",null,null,null,null,null,null,null,null,null,null,null,null,null,5,"QLD Ashgrove West 1105","QLD Ashgrove West 110"]
[null,null,null,null,null,null,null,null,null,null,null,null,null,null,null,null,null,6,"QLD Ashgrove West 1106","QLD Ashgrove West 110"]
[null,null,null,null,null,null,null,null,null,null,null,null,null,null,null,null,null,7,"QLD Ashgrove West 1107","QLD Ashgrove West 110"]
[null,null,null,null,null,null,null,null,null,null,null,null,null,null,null,null,null,8,"QLD Ashgrove West 1108","QLD Ashgrove West 110"]
[null,null,null,"MEDIUM SCENARIO",null,null,null,null,null,null,null,null,null,null,null,null,null,9,"QLD Ashgrove West 1109","QLD Ashgrove West 110"]
[null,null,null,"Summer",null,null,null,null,null,null,null,null,null,null,null,null,null,10,"QLD Ashgrove West 11010","QLD Ashgrove West 110"]
[null,null,null,"Temperature corrected actuals have increased since 2014.",null,null,null,null,null,null,null,null,null,null,null,null,null,11,"QLD Ashgrove West 11011","QLD Ashgrove West 110"]
[null,null,null,"Forecast demand is increasing over the outlook period.",null,null,null,null,null,null,null,null,null,null,null,null,null,12,"QLD Ashgrove West 11012","QLD Ashgrove West 110"]
[null,null,null,"The 10% POE offset for PV ranges from 1.1% to 1.9% between 2017 and 2026.",null,null,null,null,null,null,null,null,null,null,null,null,null,13,"QLD Ashgrove West 11013","QLD Ashgrove West 110"]
[null,null,null,null,null,null,null,null,null,null,null,null,null,null,null,null,null,14,"QLD Ashgrove West 11014","QLD Ashgrove West 110"]
[null,null,null,null,null,null,null,null,null,null,null,null,null,null,null,null,null,15,"QLD Ashgrove West 11015","QLD Ashgrove West 110"]
[null,null,null,"Winter",null,null,null,null,null,null,null,null,null,null,null,null,null,16,"QLD Ashgrove West 11016","QLD Ashgrove West 110"]
[null,null,null,"Temperature corrected actuals have fluctuated over the historical period.",null,null,null,null,null,null,null,null,null,null,null,null,null,17,"QLD Ashgrove West 11017","QLD Ashgrove West 110"]
[null,null,null,"Forecast demand is increasing over the outlook period.",null,null,null,null,null,null,null,null,null,null,null,null,null,18,"QLD Ashgrove West 11018","QLD Ashgrove West 110"]
[null,null,null,"The 10% POE offset for PV ranges from 0.4% to 0.7% between 2016 and 2025.",null,null,null,null,null,null,null,null,null,null,null,null,null,19,"QLD Ashgrove West 11019","QLD Ashgrove West 110"]
[null,null,null,null,null,null,null,null,null,null,null,null,null,null,null,null,null,20,"QLD Ashgrove West 11020","QLD Ashgrove West 110"]
[null,null,null,null,null,null,null,null,null,null,null,null,null,null,null,null,null,21,"QLD Ashgrove West 11021","QLD Ashgrove West 110"]
[null,null,null,"Other",null,null,null,null,null,null,null,null,null,null,null,null,null,22,"QLD Ashgrove West 11022","QLD Ashgrove West 110"]
[null,null,null,"Supplies Brisbane CBD.",null,null,null,null,null,null,null,null,null,null,null,null,null,23,"QLD Ashgrove West 11023","QLD Ashgrove West 110"]
[null,null,null,"The impact of the following embedded generator(s) has been removed in the forecasts; Southbank Institute Of Technology",null,null,null,null,null,null,null,null,null,null,null,null,null,24,"QLD Ashgrove West 11024","QLD Ashgrove West 110"]
[null,null,null,"Generator and Santos Place.",null,null,null,null,null,null,null,null,null,null,null,null,null,25,"QLD Ashgrove West 11025","QLD Ashgrove West 110"]
[null,null,null,"Demand is weather sensitive in summer and winter.",null,null,null,null,null,null,null,null,null,null,null,null,null,26,"QLD Ashgrove West 11026","QLD Ashgrove West 110"]
[null,null,null,"Diversity factors: Summer = 0.7; Winter = 0.53.",null,null,null,null,null,null,null,null,null,null,null,null,null,27,"QLD Ashgrove West 11027","QLD Ashgrove West 110"]
[null,null,null,"Power factors: Summer = 1, lagging; Winter = 1, lagging.",null,null,null,null,null,null,null,null,null,null,null,null,null,{"$f":"MOD(ROW(Q868)-4,31)+1","v":28},"QLD Ashgrove West 11028",{"$f":"T867","v":"QLD Ashgrove West 110"}]
[null,null,null,null,null,null,null,null,null,null,null,null,null,null,null,null,null,29,"QLD Ashgrove West 11029","QLD Ashgrove West 110"]
[null,null,null,null,null,null,null,null,null,null,null,null,null,null,null,null,null,30,"QLD Ashgrove West 11030","QLD Ashgrove West 110"]
[null,null,null,null,null,null,null,null,null,null,null,null,null,null,null,null,null,31,"QLD Ashgrove West 11031","QLD Ashgrove West 110"]
[null,null,"QLD Cardwell",null,null,null,null,null,null,null,null,null,null,null,null,null,null,1,"QLD Cardwell1",{"$f":"C872","v":"QLD Cardwell"}]
[null,null,null,null,null,null,null,null,null,null,null,null,null,null,null,null,null,2,"QLD Cardwell2",{"$f":"T872","v":"QLD Cardwell"}]
[null,null,null,"MAIN SECTORS",null,null,null,null,null,null,null,null,null,null,null,null,null,3,"QLD Cardwell3","QLD Cardwell"]
[null,null,null,"Predominantly residential and commercial",null,null,null,null,null,null,null,null,null,null,null,null,null,4,"QLD Cardwell4","QLD Cardwell"]
[null,null,null,null,null,null,null,null,null,null,null,null,null,null,null,null,null,5,"QLD Cardwell5","QLD Cardwell"]
[null,null,null,null,null,null,null,null,null,null,null,null,null,null,null,null,null,6,"QLD Cardwell6","QLD Cardwell"]
[null,null,null,null,null,null,null,null,null,null,null,null,null,null,null,null,null,7,"QLD Cardwell7","QLD Cardwell"]
[null,null,null,null,null,null,null,null,null,null,null,null,null,null,null,null,null,8,"QLD Cardwell8","QLD Cardwell"]
[null,null,null,"MEDIUM SCENARIO",null,null,null,null,null,null,null,null,null,null,null,null,null,9,"QLD Cardwell9","QLD Cardwell"]
[null,null,null,"Summer",null,null,null,null,null,null,null,null,null,null,null,null,null,10,"QLD Cardwell10","QLD Cardwell"]
[null,null,null,"Temperature corrected actuals have increased over the historical period.",null,null,null,null,null,null,null,null,null,null,null,null,null,11,"QLD Cardwell11","QLD Cardwell"]
[null,null,null,"Forecast demand is increasing over the outlook period.",null,null,null,null,null,null,null,null,null,null,null,null,null,12,"QLD Cardwell12","QLD Cardwell"]
[null,null,null,"The 10% POE offset for PV is constant at 0.6%.",null,null,null,null,null,null,null,null,null,null,null,null,null,13,"QLD Cardwell13","QLD Cardwell"]
[null,null,null,null,null,null,null,null,null,null,null,null,null,null,null,null,null,14,"QLD Cardwell14","QLD Cardwell"]
[null,null,null,null,null,null,null,null,null,null,null,null,null,null,null,null,null,15,"QLD Cardwell15","QLD Cardwell"]
[null,null,null,"Winter",null,null,null,null,null,null,null,null,null,null,null,null,null,16,"QLD Cardwell16","QLD Cardwell"]
[null,null,null,"Temperature corrected actuals have remained relatively flat over the historical period.",null,null,null,null,null,null,null,null,null,null,null,null,null,17,"QLD Cardwell17","QLD Cardwell"]
[null,null,null,"Forecast demand is increasing over the outlook period.",null,null,null,null,null,null,null,null,null,null,null,null,null,18,"QLD Cardwell18","QLD Cardwell"]
[null,null,null,"The 10% POE offset for PV is zero.",null,null,null,null,null,null,null,null,null,null,null,null,null,19,"QLD Cardwell19","QLD Cardwell"]
[null,null,null,null,null,null,null,null,null,null,null,null,null,null,null,null,null,20,"QLD Cardwell20","QLD Cardwell"]
[null,null,null,null,null,null,null,null,null,null,null,null,null,null,null,null,null,21,"QLD Cardwell21","QLD Cardwell"]
[null,null,null,"Other",null,null,null,null,null,null,null,null,null,null,null,null,null,22,"QLD Cardwell22","QLD Cardwell"]
[null,null,null,"Supplies Cardwell.",null,null,null,null,null,null,null,null,null,null,null,null,null,23,"QLD Cardwell23","QLD Cardwell"]
[null,null,null,"Demand is not weather sensitive.",null,null,null,null,null,null,null,null,null,null,null,null,null,24,"QLD Cardwell24","QLD Cardwell"]
[null,null,null,"Diversity factors: Summer = 0.78; Winter = 0.8.",null,null,null,null,null,null,null,null,null,null,null,null,null,25,"QLD Cardwell25","QLD Cardwell"]
[null,null,null,"Power factors: Summer = 0.98, lagging; Winter = 0.95, lagging.",null,null,null,null,null,null,null,null,null,null,null,null,null,26,"QLD Cardwell26","QLD Cardwell"]
[null,null,null,null,null,null,null,null,null,null,null,null,null,null,null,null,null,27,"QLD Cardwell27","QLD Cardwell"]
[null,null,null,null,null,null,null,null,null,null,null,null,null,null,null,null,null,28,"QLD Cardwell28","QLD Cardwell"]
[null,null,null,null,null,null,null,null,null,null,null,null,null,null,null,null,null,29,"QLD Cardwell29","QLD Cardwell"]
[null,null,null,null,null,null,null,null,null,null,null,null,null,null,null,null,null,30,{"$f":"T901&R901","v":"QLD Cardwell30"},"QLD Cardwell"]
[null,null,null,null,null,null,null,null,null,null,null,null,null,null,null,null,null,31,"QLD Cardwell31","QLD Cardwell"]
[null,null,"QLD Chinchilla",null,null,null,null,null,null,null,null,null,null,null,null,null,null,1,"QLD Chinchilla1",{"$f":"C903","v":"QLD Chinchilla"}]
[null,null,null,null,null,null,null,null,null,null,null,null,null,null,null,null,null,2,"QLD Chinchilla2",{"$f":"T903","v":"QLD Chinchilla"}]
[null,null,null,"MAIN SECTORS",null,null,null,null,null,null,null,null,null,null,null,null,null,3,"QLD Chinchilla3","QLD Chinchilla"]
[null,null,null,"Predominantly residential and commercial",null,null,null,null,null,null,null,null,null,null,null,null,null,4,"QLD Chinchilla4","QLD Chinchilla"]
[null,null,null,null,null,null,null,null,null,null,null,null,null,null,null,null,null,5,"QLD Chinchilla5","QLD Chinchilla"]
[null,null,null,null,null,null,null,null,null,null,null,null,null,null,null,null,null,6,"QLD Chinchilla6","QLD Chinchilla"]
[null,null,null,null,null,null,null,null,null,null,null,null,null,null,null,null,null,7,"QLD Chinchilla7","QLD Chinchilla"]
[null,null,null,null,null,null,null,null,null,null,null,null,null,null,null,null,null,8,"QLD Chinchilla8","QLD Chinchilla"]
[null,null,null,"MEDIUM SCENARIO",null,null,null,null,null,null,null,null,null,null,null,null,null,9,"QLD Chinchilla9","QLD Chinchilla"]
[null,null,null,"Summer",null,null,null,null,null,null,null,null,null,null,null,null,null,10,"QLD Chinchilla10","QLD Chinchilla"]
[null,null,null,"Temperature corrected actuals have decreased over the historical period.",null,null,null,null,null,null,null,null,null,null,null,null,null,11,"QLD Chinchilla11","QLD Chinchilla"]
[null,null,null,"Forecast demand is decreasing over the outlook period.",null,null,null,null,null,null,null,null,null,null,null,null,null,12,"QLD Chinchilla12","QLD Chinchilla"]
[null,null,null,"The 10% POE offset for PV ranges from 0.1% to 0.4% between 2017 and 2026.",null,null,null,null,null,null,null,null,null,null,null,null,null,13,"QLD Chinchilla13","QLD Chinchilla"]
[null,null,null,null,null,null,null,null,null,null,null,null,null,null,null,null,null,14,"QLD Chinchilla14","QLD Chinchilla"]
[null,null,null,null,null,null,null,null,null,null,null,null,null,null,null,null,null,15,"QLD Chinchilla15","QLD Chinchilla"]
[null,null,null,"Winter",null,null,null,null,null,null,null,null,null,null,null,null,null,16,"QLD Chinchilla16","QLD Chinchilla"]
[null,null,null,"Temperature corrected actuals have increased over the historical period.",null,null,null,null,null,null,null,null,null,null,null,null,null,17,"QLD Chinchilla17","QLD Chinchilla"]
[null,null,null,"Forecast demand is increasing over the outlook period.",null,null,null,null,null,null,null,null,null,null,null,null,null,18,"QLD Chinchilla18","QLD Chinchilla"]
[null,null,null,"The 10% POE offset for PV is zero.",null,null,null,null,null,null,null,null,null,null,null,null,null,19,"QLD Chinchilla19","QLD Chinchilla"]
[null,null,null,null,null,null,null,null,null,null,null,null,null,null,null,null,null,20,"QLD Chinchilla20","QLD Chinchilla"]
[null,null,null,null,null,null,null,null,null,null,null,null,null,null,null,null,null,21,"QLD Chinchilla21","QLD Chinchilla"]
[null,null,null,"Other",null,null,null,null,null,null,null,null,null,null,null,null,null,22,"QLD Chinchilla22","QLD Chinchilla"]
[null,null,null,"Supplies Chinchilla.",null,null,null,null,null,null,null,null,null,null,null,null,null,23,"QLD Chinchilla23","QLD Chinchilla"]
[null,null,null,"The impact of the following embedded generator(s) has been removed in the forecasts; Carbon Energy Kogan.",null,null,null,null,null,null,null,null,null,null,null,null,null,24,"QLD Chinchilla24","QLD Chinchilla"]
[null,null,null,"Demand is weather sensitive in summer and winter.",null,null,null,null,null,null,null,null,null,null,null,null,null,25,"QLD Chinchilla25","QLD Chinchilla"]
[null,null,null,"Diversity factors: Summer = 0.84; Winter = 1.",null,null,null,null,null,null,null,null,null,null,null,null,null,26,"QLD Chinchilla26","QLD Chinchilla"]
[null,null,null,"Power factors: Summer = 0.96, lagging; Winter = 0.98, lagging.",null,null,null,null,null,null,null,null,null,null,null,null,null,27,"QLD Chinchilla27","QLD Chinchilla"]
[null,null,null,null,null,null,null,null,null,null,null,null,null,null,null,null,null,28,"QLD Chinchilla28","QLD Chinchilla"]
[null,null,null,null,null,null,null,null,null,null,null,null,null,null,null,null,null,29,"QLD Chinchilla29","QLD Chinchilla"]
[null,null,null,null,null,null,null,null,null,null,null,null,null,null,null,null,null,{"$f":"MOD(ROW(Q932)-4,31)+1","v":30},"QLD Chinchilla30",{"$f":"T931","v":"QLD Chinchilla"}]
[null,null,null,null,null,null,null,null,null,null,null,null,null,null,null,null,null,31,"QLD Chinchilla31","QLD Chinchilla"]
[null,null,"QLD Clare",null,null,null,null,null,null,null,null,null,null,null,null,null,null,1,"QLD Clare1",{"$f":"C934","v":"QLD Clare"}]
[null,null,null,null,null,null,null,null,null,null,null,null,null,null,null,null,null,2,"QLD Clare2",{"$f":"T934","v":"QLD Clare"}]
[null,null,null,"MAIN SECTORS",null,null,null,null,null,null,null,null,null,null,null,null,null,3,"QLD Clare3","QLD Clare"]
[null,null,null,"Predominantly commercial, agricultural, industrial",null,null,null,null,null,null,null,null,null,null,null,null,null,4,"QLD Clare4","QLD Clare"]
[null,null,null,null,null,null,null,null,null,null,null,null,null,null,null,null,null,5,"QLD Clare5","QLD Clare"]
[null,null,null,null,null,null,null,null,null,null,null,null,null,null,null,null,null,6,"QLD Clare6","QLD Clare"]
[null,null,null,null,null,null,null,null,null,null,null,null,null,null,null,null,null,7,"QLD Clare7","QLD Clare"]
[null,null,null,null,null,null,null,null,null,null,null,null,null,null,null,null,null,8,"QLD Clare8","QLD Clare"]
[null,null,null,"MEDIUM SCENARIO",null,null,null,null,null,null,null,null,null,null,null,null,null,9,"QLD Clare9","QLD Clare"]
[null,null,null,"Summer",null,null,null,null,null,null,null,null,null,null,null,null,null,10,"QLD Clare10","QLD Clare"]
[null,null,null,"Temperature corrected actuals have remained relatively flat over the historical period.",null,null,null,null,null,null,null,null,null,null,null,null,null,11,"QLD Clare11","QLD Clare"]
[null,null,null,"Forecast demand is decreasing over the outlook period due to reductions in load.",null,null,null,null,null,null,null,null,null,null,null,null,null,12,"QLD Clare12","QLD Clare"]
[null,null,null,"The 10% POE offset for PV is zero.",null,null,null,null,null,null,null,null,null,null,null,null,null,13,"QLD Clare13","QLD Clare"]
[null,null,null,null,null,null,null,null,null,null,null,null,null,null,null,null,null,14,"QLD Clare14","QLD Clare"]
[null,null,null,null,null,null,null,null,null,null,null,null,null,null,null,null,null,15,"QLD Clare15","QLD Clare"]
[null,null,null,"Winter",null,null,null,null,null,null,null,null,null,null,null,null,null,16,"QLD Clare16","QLD Clare"]
[null,null,null,"Temperature corrected actuals have remained relatively flat over the historical period.",null,null,null,null,null,null,null,null,null,null,null,null,null,17,"QLD Clare17","QLD Clare"]
[null,null,null,"Forecast demand is increasing over the outlook period due to reductions in load.",null,null,null,null,null,null,null,null,null,null,null,null,null,18,"QLD Clare18","QLD Clare"]
[null,null,null,"The 10% POE offset for PV ranges from 4.2% to 3.5% between 2016 and 2025.",null,null,null,null,null,null,null,null,null,null,null,null,null,19,"QLD Clare19","QLD Clare"]
[null,null,null,null,null,null,null,null,null,null,null,null,null,null,null,null,null,20,"QLD Clare20","QLD Clare"]
[null,null,null,null,null,null,null,null,null,null,null,null,null,null,null,null,null,21,"QLD Clare21","QLD Clare"]
[null,null,null,"Other",null,null,null,null,null,null,null,null,null,null,null,null,null,22,"QLD Clare22","QLD Clare"]
[null,null,null,"Supplies Clare.",null,null,null,null,null,null,null,null,null,null,null,null,null,23,"QLD Clare23","QLD Clare"]
[null,null,null,"Block load removed in summer 2016-17.",null,null,null,null,null,null,null,null,null,null,null,null,null,24,"QLD Clare24","QLD Clare"]
[null,null,null,"The impact of the following embedded generator(s) has been removed in the forecasts; Pioneer Sugar Mill.",null,null,null,null,null,null,null,null,null,null,null,null,null,25,"QLD Clare25","QLD Clare"]
[null,null,null,"Demand is not weather sensitive.",null,null,null,null,null,null,null,null,null,null,null,null,null,26,"QLD Clare26","QLD Clare"]
[null,null,null,"Diversity factors: Summer = 0.91; Winter = 0.79.",null,null,null,null,null,null,null,null,null,null,null,null,null,27,"QLD Clare27","QLD Clare"]
[null,null,null,"Power factors: Summer = 0.92, lagging; Winter = 0.91, lagging.",null,null,null,null,null,null,null,null,null,null,null,null,null,28,"QLD Clare28","QLD Clare"]
[null,null,null,null,null,null,null,null,null,null,null,null,null,null,null,null,null,29,"QLD Clare29","QLD Clare"]
[null,null,null,null,null,null,null,null,null,null,null,null,null,null,null,null,null,30,"QLD Clare30","QLD Clare"]
[null,null,null,null,null,null,null,null,null,null,null,null,null,null,null,null,null,31,"QLD Clare31","QLD Clare"]
[null,null,"QLD Callemondah (Rail)",null,null,null,null,null,null,null,null,null,null,null,null,null,null,1,{"$f":"T965&R965","v":"QLD Callemondah (Rail)1"},{"$f":"C965","v":"QLD Callemondah (Rail)"}]
[null,null,null,null,null,null,null,null,null,null,null,null,null,null,null,null,null,2,"QLD Callemondah (Rail)2",{"$f":"T965","v":"QLD Callemondah (Rail)"}]
[null,null,null,"MAIN SECTORS",null,null,null,null,null,null,null,null,null,null,null,null,null,3,"QLD Callemondah (Rail)3","QLD Callemondah (Rail)"]
[null,null,null,"The forecast is confidential.",null,null,null,null,null,null,null,null,null,null,null,null,null,4,"QLD Callemondah (Rail)4","QLD Callemondah (Rail)"]
[null,null,null,null,null,null,null,null,null,null,null,null,null,null,null,null,null,5,"QLD Callemondah (Rail)5","QLD Callemondah (Rail)"]
[null,null,null,null,null,null,null,null,null,null,null,null,null,null,null,null,null,6,"QLD Callemondah (Rail)6","QLD Callemondah (Rail)"]
[null,null,null,null,null,null,null,null,null,null,null,null,null,null,null,null,null,7,"QLD Callemondah (Rail)7","QLD Callemondah (Rail)"]
[null,null,null,null,null,null,null,null,null,null,null,null,null,null,null,null,null,8,"QLD Callemondah (Rail)8","QLD Callemondah (Rail)"]
[null,null,null,"MEDIUM SCENARIO",null,null,null,null,null,null,null,null,null,null,null,null,null,9,"QLD Callemondah (Rail)9","QLD Callemondah (Rail)"]
[null,null,null,"Summer",null,null,null,null,null,null,null,null,null,null,null,null,null,10,"QLD Callemondah (Rail)10","QLD Callemondah (Rail)"]
[null,null,null,null,null,null,null,null,null,null,null,null,null,null,null,null,null,11,"QLD Callemondah (Rail)11","QLD Callemondah (Rail)"]
[null,null,null,null,null,null,null,null,null,null,null,null,null,null,null,null,null,12,"QLD Callemondah (Rail)12","QLD Callemondah (Rail)"]
[null,null,null,null,null,null,null,null,null,null,null,null,null,null,null,null,null,13,"QLD Callemondah (Rail)13","QLD Callemondah (Rail)"]
[null,null,null,null,null,null,null,null,null,null,null,null,null,null,null,null,null,14,"QLD Callemondah (Rail)14","QLD Callemondah (Rail)"]
[null,null,null,null,null,null,null,null,null,null,null,null,null,null,null,null,null,15,"QLD Callemondah (Rail)15","QLD Callemondah (Rail)"]
[null,null,null,"Winter",null,null,null,null,null,null,null,null,null,null,null,null,null,16,"QLD Callemondah (Rail)16","QLD Callemondah (Rail)"]
[null,null,null,null,null,null,null,null,null,null,null,null,null,null,null,null,null,17,"QLD Callemondah (Rail)17","QLD Callemondah (Rail)"]
[null,null,null,null,null,null,null,null,null,null,null,null,null,null,null,null,null,18,"QLD Callemondah (Rail)18","QLD Callemondah (Rail)"]
[null,null,null,null,null,null,null,null,null,null,null,null,null,null,null,null,null,19,"QLD Callemondah (Rail)19","QLD Callemondah (Rail)"]
[null,null,null,null,null,null,null,null,null,null,null,null,null,null,null,null,null,20,"QLD Callemondah (Rail)20","QLD Callemondah (Rail)"]
[null,null,null,null,null,null,null,null,null,null,null,null,null,null,null,null,null,21,"QLD Callemondah (Rail)21","QLD Callemondah (Rail)"]
[null,null,null,"Other",null,null,null,null,null,null,null,null,null,null,null,null,null,22,"QLD Callemondah (Rail)22","QLD Callemondah (Rail)"]
[null,null,null,null,null,null,null,null,null,null,null,null,null,null,null,null,null,23,"QLD Callemondah (Rail)23","QLD Callemondah (Rail)"]
[null,null,null,null,null,null,null,null,null,null,null,null,null,null,null,null,null,24,"QLD Callemondah (Rail)24","QLD Callemondah (Rail)"]
[null,null,null,null,null,null,null,null,null,null,null,null,null,null,null,null,null,25,"QLD Callemondah (Rail)25","QLD Callemondah (Rail)"]
[null,null,null,null,null,null,null,null,null,null,null,null,null,null,null,null,null,26,"QLD Callemondah (Rail)26","QLD Callemondah (Rail)"]
[null,null,null,null,null,null,null,null,null,null,null,null,null,null,null,null,null,27,"QLD Callemondah (Rail)27","QLD Callemondah (Rail)"]
[null,null,null,null,null,null,null,null,null,null,null,null,null,null,null,null,null,28,"QLD Callemondah (Rail)28","QLD Callemondah (Rail)"]
[null,null,null,null,null,null,null,null,null,null,null,null,null,null,null,null,null,29,"QLD Callemondah (Rail)29","QLD Callemondah (Rail)"]
[null,null,null,null,null,null,null,null,null,null,null,null,null,null,null,null,null,30,"QLD Callemondah (Rail)30","QLD Callemondah (Rail)"]
[null,null,null,null,null,null,null,null,null,null,null,null,null,null,null,null,null,31,"QLD Callemondah (Rail)31","QLD Callemondah (Rail)"]
[null,null,"QLD Columboola Bellvue",null,null,null,null,null,null,null,null,null,null,null,null,null,null,{"$f":"MOD(ROW(Q996)-4,31)+1","v":1},"QLD Columboola Bellvue1",{"$f":"C996","v":"QLD Columboola Bellvue"}]
[null,null,null,null,null,null,null,null,null,null,null,null,null,null,null,null,null,2,"QLD Columboola Bellvue2",{"$f":"T996","v":"QLD Columboola Bellvue"}]
[null,null,null,"MAIN SECTORS",null,null,null,null,null,null,null,null,null,null,null,null,null,3,"QLD Columboola Bellvue3","QLD Columboola Bellvue"]
[null,null,null,"The forecast is confidential.",null,null,null,null,null,null,null,null,null,null,null,null,null,4,"QLD Columboola Bellvue4","QLD Columboola Bellvue"]
[null,null,null,null,null,null,null,null,null,null,null,null,null,null,null,null,null,5,"QLD Columboola Bellvue5","QLD Columboola Bellvue"]
[null,null,null,null,null,null,null,null,null,null,null,null,null,null,null,null,null,6,"QLD Columboola Bellvue6","QLD Columboola Bellvue"]
[null,null,null,null,null,null,null,null,null,null,null,null,null,null,null,null,null,7,"QLD Columboola Bellvue7","QLD Columboola Bellvue"]
[null,null,null,null,null,null,null,null,null,null,null,null,null,null,null,null,null,8,"QLD Columboola Bellvue8","QLD Columboola Bellvue"]
[null,null,null,"MEDIUM SCENARIO",null,null,null,null,null,null,null,null,null,null,null,null,null,9,"QLD Columboola Bellvue9","QLD Columboola Bellvue"]
[null,null,null,"Summer",null,null,null,null,null,null,null,null,null,null,null,null,null,10,"QLD Columboola Bellvue10","QLD Columboola Bellvue"]
[null,null,null,null,null,null,null,null,null,null,null,null,null,null,null,null,null,11,"QLD Columboola Bellvue11","QLD Columboola Bellvue"]
[null,null,null,null,null,null,null,null,null,null,null,null,null,null,null,null,null,12,"QLD Columboola Bellvue12","QLD Columboola Bellvue"]
[null,null,null,null,null,null,null,null,null,null,null,null,null,null,null,null,null,13,"QLD Columboola Bellvue13","QLD Columboola Bellvue"]
[null,null,null,null,null,null,null,null,null,null,null,null,null,null,null,null,null,14,"QLD Columboola Bellvue14","QLD Columboola Bellvue"]
[null,null,null,null,null,null,null,null,null,null,null,null,null,null,null,null,null,15,"QLD Columboola Bellvue15","QLD Columboola Bellvue"]
[null,null,null,"Winter",null,null,null,null,null,null,null,null,null,null,null,null,null,16,"QLD Columboola Bellvue16","QLD Columboola Bellvue"]
[null,null,null,null,null,null,null,null,null,null,null,null,null,null,null,null,null,17,"QLD Columboola Bellvue17","QLD Columboola Bellvue"]
[null,null,null,null,null,null,null,null,null,null,null,null,null,null,null,null,null,18,"QLD Columboola Bellvue18","QLD Columboola Bellvue"]
[null,null,null,null,null,null,null,null,null,null,null,null,null,null,null,null,null,19,"QLD Columboola Bellvue19","QLD Columboola Bellvue"]
[null,null,null,null,null,null,null,null,null,null,null,null,null,null,null,null,null,20,"QLD Columboola Bellvue20","QLD Columboola Bellvue"]
[null,null,null,null,null,null,null,null,null,null,null,null,null,null,null,null,null,21,"QLD Columboola Bellvue21","QLD Columboola Bellvue"]
[null,null,null,"Other",null,null,null,null,null,null,null,null,null,null,null,null,null,22,"QLD Columboola Bellvue22","QLD Columboola Bellvue"]
[null,null,null,null,null,null,null,null,null,null,null,null,null,null,null,null,null,23,"QLD Columboola Bellvue23","QLD Columboola Bellvue"]
[null,null,null,null,null,null,null,null,null,null,null,null,null,null,null,null,null,24,"QLD Columboola Bellvue24","QLD Columboola Bellvue"]
[null,null,null,null,null,null,null,null,null,null,null,null,null,null,null,null,null,25,"QLD Columboola Bellvue25","QLD Columboola Bellvue"]
[null,null,null,null,null,null,null,null,null,null,null,null,null,null,null,null,null,26,"QLD Columboola Bellvue26","QLD Columboola Bellvue"]
[null,null,null,null,null,null,null,null,null,null,null,null,null,null,null,null,null,27,"QLD Columboola Bellvue27","QLD Columboola Bellvue"]
[null,null,null,null,null,null,null,null,null,null,null,null,null,null,null,null,null,28,"QLD Columboola Bellvue28","QLD Columboola Bellvue"]
[null,null,null,null,null,null,null,null,null,null,null,null,null,null,null,null,null,29,"QLD Columboola Bellvue29","QLD Columboola Bellvue"]
[null,null,null,null,null,null,null,null,null,null,null,null,null,null,null,null,null,30,"QLD Columboola Bellvue30","QLD Columboola Bellvue"]
[null,null,null,null,null,null,null,null,null,null,null,null,null,null,null,null,null,31,"QLD Columboola Bellvue31","QLD Columboola Bellvue"]
[null,null,"QLD Cairns City",null,null,null,null,null,null,null,null,null,null,null,null,null,null,1,"QLD Cairns City1",{"$f":"C1027","v":"QLD Cairns City"}]
[null,null,null,null,null,null,null,null,null,null,null,null,null,null,null,null,null,2,"QLD Cairns City2",{"$f":"T1027","v":"QLD Cairns City"}]
[null,null,null,"MAIN SECTORS",null,null,null,null,null,null,null,null,null,null,null,null,null,3,{"$f":"T1029&R1029","v":"QLD Cairns City3"},"QLD Cairns City"]
[null,null,null,"Predominantly residential and commercial",null,null,null,null,null,null,null,null,null,null,null,null,null,4,"QLD Cairns City4","QLD Cairns City"]
[null,null,null,null,null,null,null,null,null,null,null,null,null,null,null,null,null,5,"QLD Cairns City5","QLD Cairns City"]
[null,null,null,null,null,null,null,null,null,null,null,null,null,null,null,null,null,6,"QLD Cairns City6","QLD Cairns City"]
[null,null,null,null,null,null,null,null,null,null,null,null,null,null,null,null,null,7,"QLD Cairns City7","QLD Cairns City"]
[null,null,null,null,null,null,null,null,null,null,null,null,null,null,null,null,null,8,"QLD Cairns City8","QLD Cairns City"]
[null,null,null,"MEDIUM SCENARIO",null,null,null,null,null,null,null,null,null,null,null,null,null,9,"QLD Cairns City9","QLD Cairns City"]
[null,null,null,"Summer",null,null,null,null,null,null,null,null,null,null,null,null,null,10,"QLD Cairns City10","QLD Cairns City"]
[null,null,null,"Temperature corrected actuals have remained relatively flat over the historical period.",null,null,null,null,null,null,null,null,null,null,null,null,null,11,"QLD Cairns City11","QLD Cairns City"]
[null,null,null,"Forecast demand is increasing over the outlook period.",null,null,null,null,null,null,null,null,null,null,null,null,null,12,"QLD Cairns City12","QLD Cairns City"]
[null,null,null,"The 10% POE offset for PV ranges from 1.4% to 2.8% between 2017 and 2026.",null,null,null,null,null,null,null,null,null,null,null,null,null,13,"QLD Cairns City13","QLD Cairns City"]
[null,null,null,null,null,null,null,null,null,null,null,null,null,null,null,null,null,14,"QLD Cairns City14","QLD Cairns City"]
[null,null,null,null,null,null,null,null,null,null,null,null,null,null,null,null,null,15,"QLD Cairns City15","QLD Cairns City"]
[null,null,null,"Winter",null,null,null,null,null,null,null,null,null,null,null,null,null,16,"QLD Cairns City16","QLD Cairns City"]
[null,null,null,"Temperature corrected actuals have remained relatively flat over the historical period.",null,null,null,null,null,null,null,null,null,null,null,null,null,17,"QLD Cairns City17","QLD Cairns City"]
[null,null,null,"Forecast demand is increasing over the outlook period.",null,null,null,null,null,null,null,null,null,null,null,null,null,18,"QLD Cairns City18","QLD Cairns City"]
[null,null,null,"The 10% POE offset for PV ranges from 1.3% to 2.5% between 2016 and 2025.",null,null,null,null,null,null,null,null,null,null,null,null,null,19,"QLD Cairns City19","QLD Cairns City"]
[null,null,null,null,null,null,null,null,null,null,null,null,null,null,null,null,null,20,"QLD Cairns City20","QLD Cairns City"]
[null,null,null,null,null,null,null,null,null,null,null,null,null,null,null,null,null,21,"QLD Cairns City21","QLD Cairns City"]
[null,null,null,"Other",null,null,null,null,null,null,null,null,null,null,null,null,null,22,"QLD Cairns City22","QLD Cairns City"]
[null,null,null,"Supplies parts of Cairns.",null,null,null,null,null,null,null,null,null,null,null,null,null,23,"QLD Cairns City23","QLD Cairns City"]
[null,null,null,"Demand is weather sensitive in summer and winter.",null,null,null,null,null,null,null,null,null,null,null,null,null,24,"QLD Cairns City24","QLD Cairns City"]
[null,null,null,"Diversity factors: Summer = 0.9; Winter = 0.78.",null,null,null,null,null,null,null,null,null,null,null,null,null,25,"QLD Cairns City25","QLD Cairns City"]
[null,null,null,"Power factors: Summer = 1, lagging; Winter = 0.99, lagging.",null,null,null,null,null,null,null,null,null,null,null,null,null,26,"QLD Cairns City26","QLD Cairns City"]
[null,null,null,null,null,null,null,null,null,null,null,null,null,null,null,null,null,27,"QLD Cairns City27","QLD Cairns City"]
[null,null,null,null,null,null,null,null,null,null,null,null,null,null,null,null,null,28,"QLD Cairns City28","QLD Cairns City"]
[null,null,null,null,null,null,null,null,null,null,null,null,null,null,null,null,null,29,"QLD Cairns City29","QLD Cairns City"]
[null,null,null,null,null,null,null,null,null,null,null,null,null,null,null,null,null,30,"QLD Cairns City30","QLD Cairns City"]
[null,null,null,null,null,null,null,null,null,null,null,null,null,null,null,null,null,31,"QLD Cairns City31","QLD Cairns City"]
[null,null,"QLD Collinsville Load",null,null,null,null,null,null,null,null,null,null,null,null,null,null,1,"QLD Collinsville Load1",{"$f":"C1058","v":"QLD Collinsville Load"}]
[null,null,null,null,null,null,null,null,null,null,null,null,null,null,null,null,null,2,"QLD Collinsville Load2",{"$f":"T1058","v":"QLD Collinsville Load"}]
[null,null,null,"MAIN SECTORS",null,null,null,null,null,null,null,null,null,null,null,null,null,{"$f":"MOD(ROW(Q1060)-4,31)+1","v":3},"QLD Collinsville Load3","QLD Collinsville Load"]
[null,null,null,"Predominantly residential, commercial, industrial, mining",null,null,null,null,null,null,null,null,null,null,null,null,null,4,"QLD Collinsville Load4",{"$f":"T1060","v":"QLD Collinsville Load"}]
[null,null,null,null,null,null,null,null,null,null,null,null,null,null,null,null,null,5,"QLD Collinsville Load5","QLD Collinsville Load"]
[null,null,null,null,null,null,null,null,null,null,null,null,null,null,null,null,null,6,"QLD Collinsville Load6","QLD Collinsville Load"]
[null,null,null,null,null,null,null,null,null,null,null,null,null,null,null,null,null,7,"QLD Collinsville Load7","QLD Collinsville Load"]
[null,null,null,null,null,null,null,null,null,null,null,null,null,null,null,null,null,8,"QLD Collinsville Load8","QLD Collinsville Load"]
[null,null,null,"MEDIUM SCENARIO",null,null,null,null,null,null,null,null,null,null,null,null,null,9,"QLD Collinsville Load9","QLD Collinsville Load"]
[null,null,null,"Summer",null,null,null,null,null,null,null,null,null,null,null,null,null,10,"QLD Collinsville Load10","QLD Collinsville Load"]
[null,null,null,"Temperature corrected actuals have remained relatively flat over the historical period.",null,null,null,null,null,null,null,null,null,null,null,null,null,11,"QLD Collinsville Load11","QLD Collinsville Load"]
[null,null,null,"Forecast demand is increasing over the outlook period due to increase in load.",null,null,null,null,null,null,null,null,null,null,null,null,null,12,"QLD Collinsville Load12","QLD Collinsville Load"]
[null,null,null,"The 10% POE offset for PV ranges from 0.5% to 0.4% between 2017 and 2026.",null,null,null,null,null,null,null,null,null,null,null,null,null,13,"QLD Collinsville Load13","QLD Collinsville Load"]
[null,null,null,null,null,null,null,null,null,null,null,null,null,null,null,null,null,14,"QLD Collinsville Load14","QLD Collinsville Load"]
[null,null,null,null,null,null,null,null,null,null,null,null,null,null,null,null,null,15,"QLD Collinsville Load15","QLD Collinsville Load"]
[null,null,null,"Winter",null,null,null,null,null,null,null,null,null,null,null,null,null,16,"QLD Collinsville Load16","QLD Collinsville Load"]
[null,null,null,"Temperature corrected actuals have remained relatively flat over the historical period.",null,null,null,null,null,null,null,null,null,null,null,null,null,17,"QLD Collinsville Load17","QLD Collinsville Load"]
[null,null,null,"Forecast demand is increasing over the outlook period due to increases in load.",null,null,null,null,null,null,null,null,null,null,null,null,null,18,"QLD Collinsville Load18","QLD Collinsville Load"]
[null,null,null,"The 10% POE offset for PV is zero.",null,null,null,null,null,null,null,null,null,null,null,null,null,19,"QLD Collinsville Load19","QLD Collinsville Load"]
[null,null,null,null,null,null,null,null,null,null,null,null,null,null,null,null,null,20,"QLD Collinsville Load20","QLD Collinsville Load"]
[null,null,null,null,null,null,null,null,null,null,null,null,null,null,null,null,null,21,"QLD Collinsville Load21","QLD Collinsville Load"]
[null,null,null,"Other",null,null,null,null,null,null,null,null,null,null,null,null,null,22,"QLD Collinsville Load22","QLD Collinsville Load"]
[null,null,null,"Supplies Collinsville and mining loads.",null,null,null,null,null,null,null,null,null,null,null,null,null,23,"QLD Collinsville Load23","QLD Collinsville Load"]
[null,null,null,"Block load included in summer 2018-19.",null,null,null,null,null,null,null,null,null,null,null,null,null,24,"QLD Collinsville Load24","QLD Collinsville Load"]
[null,null,null,"Demand is not weather sensitive.",null,null,null,null,null,null,null,null,null,null,null,null,null,25,"QLD Collinsville Load25","QLD Collinsville Load"]
[null,null,null,"Diversity factors: Summer = 0.77; Winter = 0.78.",null,null,null,null,null,null,null,null,null,null,null,null,null,26,"QLD Collinsville Load26","QLD Collinsville Load"]
[null,null,null,"Power factors: Summer = 0.92, lagging; Winter = 0.91, lagging.",null,null,null,null,null,null,null,null,null,null,null,null,null,27,"QLD Collinsville Load27","QLD Collinsville Load"]
[null,null,null,null,null,null,null,null,null,null,null,null,null,null,null,null,null,28,"QLD Collinsville Load28","QLD Collinsville Load"]
[null,null,null,null,null,null,null,null,null,null,null,null,null,null,null,null,null,29,"QLD Collinsville Load29","QLD Collinsville Load"]
[null,null,null,null,null,null,null,null,null,null,null,null,null,null,null,null,null,30,"QLD Collinsville Load30","QLD Collinsville Load"]
[null,null,null,null,null,null,null,null,null,null,null,null,null,null,null,null,null,31,"QLD Collinsville Load31","QLD Collinsville Load"]
[null,null,"QLD Coppabella (Rail)",null,null,null,null,null,null,null,null,null,null,null,null,null,null,1,"QLD Coppabella (Rail)1",{"$f":"C1089","v":"QLD Coppabella (Rail)"}]
[null,null,null,null,null,null,null,null,null,null,null,null,null,null,null,null,null,2,"QLD Coppabella (Rail)2",{"$f":"T1089","v":"QLD Coppabella (Rail)"}]
[null,null,null,"MAIN SECTORS",null,null,null,null,null,null,null,null,null,null,null,null,null,3,"QLD Coppabella (Rail)3","QLD Coppabella (Rail)"]
[null,null,null,"The forecast is confidential.",null,null,null,null,null,null,null,null,null,null,null,null,null,4,"QLD Coppabella (Rail)4","QLD Coppabella (Rail)"]
[null,null,null,null,null,null,null,null,null,null,null,null,null,null,null,null,null,5,{"$f":"T1093&R1093","v":"QLD Coppabella (Rail)5"},"QLD Coppabella (Rail)"]
[null,null,null,null,null,null,null,null,null,null,null,null,null,null,null,null,null,6,"QLD Coppabella (Rail)6","QLD Coppabella (Rail)"]
[null,null,null,null,null,null,null,null,null,null,null,null,null,null,null,null,null,7,"QLD Coppabella (Rail)7","QLD Coppabella (Rail)"]
[null,null,null,null,null,null,null,null,null,null,null,null,null,null,null,null,null,8,"QLD Coppabella (Rail)8","QLD Coppabella (Rail)"]
[null,null,null,"MEDIUM SCENARIO",null,null,null,null,null,null,null,null,null,null,null,null,null,9,"QLD Coppabella (Rail)9","QLD Coppabella (Rail)"]
[null,null,null,"Summer",null,null,null,null,null,null,null,null,null,null,null,null,null,10,"QLD Coppabella (Rail)10","QLD Coppabella (Rail)"]
[null,null,null,null,null,null,null,null,null,null,null,null,null,null,null,null,null,11,"QLD Coppabella (Rail)11","QLD Coppabella (Rail)"]
[null,null,null,null,null,null,null,null,null,null,null,null,null,null,null,null,null,12,"QLD Coppabella (Rail)12","QLD Coppabella (Rail)"]
[null,null,null,null,null,null,null,null,null,null,null,null,null,null,null,null,null,13,"QLD Coppabella (Rail)13","QLD Coppabella (Rail)"]
[null,null,null,null,null,null,null,null,null,null,null,null,null,null,null,null,null,14,"QLD Coppabella (Rail)14","QLD Coppabella (Rail)"]
[null,null,null,null,null,null,null,null,null,null,null,null,null,null,null,null,null,15,"QLD Coppabella (Rail)15","QLD Coppabella (Rail)"]
[null,null,null,"Winter",null,null,null,null,null,null,null,null,null,null,null,null,null,16,"QLD Coppabella (Rail)16","QLD Coppabella (Rail)"]
[null,null,null,null,null,null,null,null,null,null,null,null,null,null,null,null,null,17,"QLD Coppabella (Rail)17","QLD Coppabella (Rail)"]
[null,null,null,null,null,null,null,null,null,null,null,null,null,null,null,null,null,18,"QLD Coppabella (Rail)18","QLD Coppabella (Rail)"]
[null,null,null,null,null,null,null,null,null,null,null,null,null,null,null,null,null,19,"QLD Coppabella (Rail)19","QLD Coppabella (Rail)"]
[null,null,null,null,null,null,null,null,null,null,null,null,null,null,null,null,null,20,"QLD Coppabella (Rail)20","QLD Coppabella (Rail)"]
[null,null,null,null,null,null,null,null,null,null,null,null,null,null,null,null,null,21,"QLD Coppabella (Rail)21","QLD Coppabella (Rail)"]
[null,null,null,"Other",null,null,null,null,null,null,null,null,null,null,null,null,null,22,"QLD Coppabella (Rail)22","QLD Coppabella (Rail)"]
[null,null,null,null,null,null,null,null,null,null,null,null,null,null,null,null,null,23,"QLD Coppabella (Rail)23","QLD Coppabella (Rail)"]
[null,null,null,null,null,null,null,null,null,null,null,null,null,null,null,null,null,24,"QLD Coppabella (Rail)24","QLD Coppabella (Rail)"]
[null,null,null,null,null,null,null,null,null,null,null,null,null,null,null,null,null,25,"QLD Coppabella (Rail)25","QLD Coppabella (Rail)"]
[null,null,null,null,null,null,null,null,null,null,null,null,null,null,null,null,null,26,"QLD Coppabella (Rail)26","QLD Coppabella (Rail)"]
[null,null,null,null,null,null,null,null,null,null,null,null,null,null,null,null,null,27,"QLD Coppabella (Rail)27","QLD Coppabella (Rail)"]
[null,null,null,null,null,null,null,null,null,null,null,null,null,null,null,null,null,28,"QLD Coppabella (Rail)28","QLD Coppabella (Rail)"]
[null,null,null,null,null,null,null,null,null,null,null,null,null,null,null,null,null,29,"QLD Coppabella (Rail)29","QLD Coppabella (Rail)"]
[null,null,null,null,null,null,null,null,null,null,null,null,null,null,null,null,null,30,"QLD Coppabella (Rail)30","QLD Coppabella (Rail)"]
[null,null,null,null,null,null,null,null,null,null,null,null,null,null,null,null,null,31,"QLD Coppabella (Rail)31","QLD Coppabella (Rail)"]
[null,null,"QLD Cairns",null,null,null,null,null,null,null,null,null,null,null,null,null,null,1,"QLD Cairns1",{"$f":"C1120","v":"QLD Cairns"}]
[null,null,null,null,null,null,null,null,null,null,null,null,null,null,null,null,null,2,"QLD Cairns2",{"$f":"T1120","v":"QLD Cairns"}]
[null,null,null,"MAIN SECTORS",null,null,null,null,null,null,null,null,null,null,null,null,null,3,"QLD Cairns3","QLD Cairns"]
[null,null,null,"Predominantly residential and commercial",null,null,null,null,null,null,null,null,null,null,null,null,null,4,"QLD Cairns4","QLD Cairns"]
[null,null,null,null,null,null,null,null,null,null,null,null,null,null,null,null,null,{"$f":"MOD(ROW(Q1124)-4,31)+1","v":5},"QLD Cairns5","QLD Cairns"]
[null,null,null,null,null,null,null,null,null,null,null,null,null,null,null,null,null,6,"QLD Cairns6",{"$f":"T1124","v":"QLD Cairns"}]
[null,null,null,null,null,null,null,null,null,null,null,null,null,null,null,null,null,7,"QLD Cairns7","QLD Cairns"]
[null,null,null,null,null,null,null,null,null,null,null,null,null,null,null,null,null,8,"QLD Cairns8","QLD Cairns"]
[null,null,null,"MEDIUM SCENARIO",null,null,null,null,null,null,null,null,null,null,null,null,null,9,"QLD Cairns9","QLD Cairns"]
[null,null,null,"Summer",null,null,null,null,null,null,null,null,null,null,null,null,null,10,"QLD Cairns10","QLD Cairns"]
[null,null,null,"Temperature corrected actuals have decreased over the historical period.",null,null,null,null,null,null,null,null,null,null,null,null,null,11,"QLD Cairns11","QLD Cairns"]
[null,null,null,"Forecast demand is decreasing over the outlook period.",null,null,null,null,null,null,null,null,null,null,null,null,null,12,"QLD Cairns12","QLD Cairns"]
[null,null,null,"The 10% POE offset for PV ranges from 6.0% to 15.9% between 2017 and 2026.",null,null,null,null,null,null,null,null,null,null,null,null,null,13,"QLD Cairns13","QLD Cairns"]
[null,null,null,null,null,null,null,null,null,null,null,null,null,null,null,null,null,14,"QLD Cairns14","QLD Cairns"]
[null,null,null,null,null,null,null,null,null,null,null,null,null,null,null,null,null,15,"QLD Cairns15","QLD Cairns"]
[null,null,null,"Winter",null,null,null,null,null,null,null,null,null,null,null,null,null,16,"QLD Cairns16","QLD Cairns"]
[null,null,null,"Temperature corrected actuals have decreased over the historical period.",null,null,null,null,null,null,null,null,null,null,null,null,null,17,"QLD Cairns17","QLD Cairns"]
[null,null,null,"Forecast demand is relatively flat over the outlook period.",null,null,null,null,null,null,null,null,null,null,null,null,null,18,"QLD Cairns18","QLD Cairns"]
[null,null,null,"The 10% POE offset for PV ranges from 6.9% to 14.2% between 2016 and 2025.",null,null,null,null,null,null,null,null,null,null,null,null,null,19,"QLD Cairns19","QLD Cairns"]
[null,null,null,null,null,null,null,null,null,null,null,null,null,null,null,null,null,20,"QLD Cairns20","QLD Cairns"]
[null,null,null,null,null,null,null,null,null,null,null,null,null,null,null,null,null,21,"QLD Cairns21","QLD Cairns"]
[null,null,null,"Other",null,null,null,null,null,null,null,null,null,null,null,null,null,22,"QLD Cairns22","QLD Cairns"]
[null,null,null,"Supplies parts of Cairns.",null,null,null,null,null,null,null,null,null,null,null,null,null,23,"QLD Cairns23","QLD Cairns"]
[null,null,null,"Demand is weather sensitive in summer and winter.",null,null,null,null,null,null,null,null,null,null,null,null,null,24,"QLD Cairns24","QLD Cairns"]
[null,null,null,"Diversity factors: Summer = 0.87; Winter = 0.79.",null,null,null,null,null,null,null,null,null,null,null,null,null,25,"QLD Cairns25","QLD Cairns"]
[null,null,null,"Power factors: Summer = 0.94, lagging; Winter = 0.96, lagging.",null,null,null,null,null,null,null,null,null,null,null,null,null,26,"QLD Cairns26","QLD Cairns"]
[null,null,null,null,null,null,null,null,null,null,null,null,null,null,null,null,null,27,"QLD Cairns27","QLD Cairns"]
[null,null,null,null,null,null,null,null,null,null,null,null,null,null,null,null,null,28,"QLD Cairns28","QLD Cairns"]
[null,null,null,null,null,null,null,null,null,null,null,null,null,null,null,null,null,29,"QLD Cairns29","QLD Cairns"]
[null,null,null,null,null,null,null,null,null,null,null,null,null,null,null,null,null,30,"QLD Cairns30","QLD Cairns"]
[null,null,null,null,null,null,null,null,null,null,null,null,null,null,null,null,null,31,"QLD Cairns31","QLD Cairns"]
[null,null,"QLD Dingo (Rail)",null,null,null,null,null,null,null,null,null,null,null,null,null,null,1,"QLD Dingo (Rail)1",{"$f":"C1151","v":"QLD Dingo (Rail)"}]
[null,null,null,null,null,null,null,null,null,null,null,null,null,null,null,null,null,2,"QLD Dingo (Rail)2",{"$f":"T1151","v":"QLD Dingo (Rail)"}]
[null,null,null,"MAIN SECTORS",null,null,null,null,null,null,null,null,null,null,null,null,null,3,"QLD Dingo (Rail)3","QLD Dingo (Rail)"]
[null,null,null,"The forecast is confidential.",null,null,null,null,null,null,null,null,null,null,null,null,null,4,"QLD Dingo (Rail)4","QLD Dingo (Rail)"]
[null,null,null,null,null,null,null,null,null,null,null,null,null,null,null,null,null,5,"QLD Dingo (Rail)5","QLD Dingo (Rail)"]
[null,null,null,null,null,null,null,null,null,null,null,null,null,null,null,null,null,6,"QLD Dingo (Rail)6","QLD Dingo (Rail)"]
[null,null,null,null,null,null,null,null,null,null,null,null,null,null,null,null,null,7,{"$f":"T1157&R1157","v":"QLD Dingo (Rail)7"},"QLD Dingo (Rail)"]
[null,null,null,null,null,null,null,null,null,null,null,null,null,null,null,null,null,8,"QLD Dingo (Rail)8","QLD Dingo (Rail)"]
[null,null,null,"MEDIUM SCENARIO",null,null,null,null,null,null,null,null,null,null,null,null,null,9,"QLD Dingo (Rail)9","QLD Dingo (Rail)"]
[null,null,null,"Summer",null,null,null,null,null,null,null,null,null,null,null,null,null,10,"QLD Dingo (Rail)10","QLD Dingo (Rail)"]
[null,null,null,null,null,null,null,null,null,null,null,null,null,null,null,null,null,11,"QLD Dingo (Rail)11","QLD Dingo (Rail)"]
[null,null,null,null,null,null,null,null,null,null,null,null,null,null,null,null,null,12,"QLD Dingo (Rail)12","QLD Dingo (Rail)"]
[null,null,null,null,null,null,null,null,null,null,null,null,null,null,null,null,null,13,"QLD Dingo (Rail)13","QLD Dingo (Rail)"]
[null,null,null,null,null,null,null,null,null,null,null,null,null,null,null,null,null,14,"QLD Dingo (Rail)14","QLD Dingo (Rail)"]
[null,null,null,null,null,null,null,null,null,null,null,null,null,null,null,null,null,15,"QLD Dingo (Rail)15","QLD Dingo (Rail)"]
[null,null,null,"Winter",null,null,null,null,null,null,null,null,null,null,null,null,null,16,"QLD Dingo (Rail)16","QLD Dingo (Rail)"]
[null,null,null,null,null,null,null,null,null,null,null,null,null,null,null,null,null,17,"QLD Dingo (Rail)17","QLD Dingo (Rail)"]
[null,null,null,null,null,null,null,null,null,null,null,null,null,null,null,null,null,18,"QLD Dingo (Rail)18","QLD Dingo (Rail)"]
[null,null,null,null,null,null,null,null,null,null,null,null,null,null,null,null,null,19,"QLD Dingo (Rail)19","QLD Dingo (Rail)"]
[null,null,null,null,null,null,null,null,null,null,null,null,null,null,null,null,null,20,"QLD Dingo (Rail)20","QLD Dingo (Rail)"]
[null,null,null,null,null,null,null,null,null,null,null,null,null,null,null,null,null,21,"QLD Dingo (Rail)21","QLD Dingo (Rail)"]
[null,null,null,"Other",null,null,null,null,null,null,null,null,null,null,null,null,null,22,"QLD Dingo (Rail)22","QLD Dingo (Rail)"]
[null,null,null,null,null,null,null,null,null,null,null,null,null,null,null,null,null,23,"QLD Dingo (Rail)23","QLD Dingo (Rail)"]
[null,null,null,null,null,null,null,null,null,null,null,null,null,null,null,null,null,24,"QLD Dingo (Rail)24","QLD Dingo (Rail)"]
[null,null,null,null,null,null,null,null,null,null,null,null,null,null,null,null,null,25,"QLD Dingo (Rail)25","QLD Dingo (Rail)"]
[null,null,null,null,null,null,null,null,null,null,null,null,null,null,null,null,null,26,"QLD Dingo (Rail)26","QLD Dingo (Rail)"]
[null,null,null,null,null,null,null,null,null,null,null,null,null,null,null,null,null,27,"QLD Dingo (Rail)27","QLD Dingo (Rail)"]
[null,null,null,null,null,null,null,null,null,null,null,null,null,null,null,null,null,28,"QLD Dingo (Rail)28","QLD Dingo (Rail)"]
[null,null,null,null,null,null,null,null,null,null,null,null,null,null,null,null,null,29,"QLD Dingo (Rail)29","QLD Dingo (Rail)"]
[null,null,null,null,null,null,null,null,null,null,null,null,null,null,null,null,null,30,"QLD Dingo (Rail)30","QLD Dingo (Rail)"]
[null,null,null,null,null,null,null,null,null,null,null,null,null,null,null,null,null,31,"QLD Dingo (Rail)31","QLD Dingo (Rail)"]
[null,null,"QLD Duaringa",null,null,null,null,null,null,null,null,null,null,null,null,null,null,1,"QLD Duaringa1",{"$f":"C1182","v":"QLD Duaringa"}]
[null,null,null,null,null,null,null,null,null,null,null,null,null,null,null,null,null,2,"QLD Duaringa2",{"$f":"T1182","v":"QLD Duaringa"}]
[null,null,null,"MAIN SECTORS",null,null,null,null,null,null,null,null,null,null,null,null,null,3,"QLD Duaringa3","QLD Duaringa"]
[null,null,null,"The forecast is confidential.",null,null,null,null,null,null,null,null,null,null,null,null,null,4,"QLD Duaringa4","QLD Duaringa"]
[null,null,null,null,null,null,null,null,null,null,null,null,null,null,null,null,null,5,"QLD Duaringa5","QLD Duaringa"]
[null,null,null,null,null,null,null,null,null,null,null,null,null,null,null,null,null,6,"QLD Duaringa6","QLD Duaringa"]
[null,null,null,null,null,null,null,null,null,null,null,null,null,null,null,null,null,{"$f":"MOD(ROW(Q1188)-4,31)+1","v":7},"QLD Duaringa7","QLD Duaringa"]
[null,null,null,null,null,null,null,null,null,null,null,null,null,null,null,null,null,8,"QLD Duaringa8",{"$f":"T1188","v":"QLD Duaringa"}]
[null,null,null,"MEDIUM SCENARIO",null,null,null,null,null,null,null,null,null,null,null,null,null,9,"QLD Duaringa9","QLD Duaringa"]
[null,null,null,"Summer",null,null,null,null,null,null,null,null,null,null,null,null,null,10,"QLD Duaringa10","QLD Duaringa"]
[null,null,null,null,null,null,null,null,null,null,null,null,null,null,null,null,null,11,"QLD Duaringa11","QLD Duaringa"]
[null,null,null,null,null,null,null,null,null,null,null,null,null,null,null,null,null,12,"QLD Duaringa12","QLD Duaringa"]
[null,null,null,null,null,null,null,null,null,null,null,null,null,null,null,null,null,13,"QLD Duaringa13","QLD Duaringa"]
[null,null,null,null,null,null,null,null,null,null,null,null,null,null,null,null,null,14,"QLD Duaringa14","QLD Duaringa"]
[null,null,null,null,null,null,null,null,null,null,null,null,null,null,null,null,null,15,"QLD Duaringa15","QLD Duaringa"]
[null,null,null,"Winter",null,null,null,null,null,null,null,null,null,null,null,null,null,16,"QLD Duaringa16","QLD Duaringa"]
[null,null,null,null,null,null,null,null,null,null,null,null,null,null,null,null,null,17,"QLD Duaringa17","QLD Duaringa"]
[null,null,null,null,null,null,null,null,null,null,null,null,null,null,null,null,null,18,"QLD Duaringa18","QLD Duaringa"]
[null,null,null,null,null,null,null,null,null,null,null,null,null,null,null,null,null,19,"QLD Duaringa19","QLD Duaringa"]
[null,null,null,null,null,null,null,null,null,null,null,null,null,null,null,null,null,20,"QLD Duaringa20","QLD Duaringa"]
[null,null,null,null,null,null,null,null,null,null,null,null,null,null,null,null,null,21,"QLD Duaringa21","QLD Duaringa"]
[null,null,null,"Other",null,null,null,null,null,null,null,null,null,null,null,null,null,22,"QLD Duaringa22","QLD Duaringa"]
[null,null,null,null,null,null,null,null,null,null,null,null,null,null,null,null,null,23,"QLD Duaringa23","QLD Duaringa"]
[null,null,null,null,null,null,null,null,null,null,null,null,null,null,null,null,null,24,"QLD Duaringa24","QLD Duaringa"]
[null,null,null,null,null,null,null,null,null,null,null,null,null,null,null,null,null,25,"QLD Duaringa25","QLD Duaringa"]
[null,null,null,null,null,null,null,null,null,null,null,null,null,null,null,null,null,26,"QLD Duaringa26","QLD Duaringa"]
[null,null,null,null,null,null,null,null,null,null,null,null,null,null,null,null,null,27,"QLD Duaringa27","QLD Duaringa"]
[null,null,null,null,null,null,null,null,null,null,null,null,null,null,null,null,null,28,"QLD Duaringa28","QLD Duaringa"]
[null,null,null,null,null,null,null,null,null,null,null,null,null,null,null,null,null,29,"QLD Duaringa29","QLD Duaringa"]
[null,null,null,null,null,null,null,null,null,null,null,null,null,null,null,null,null,30,"QLD Duaringa30","QLD Duaringa"]
[null,null,null,null,null,null,null,null,null,null,null,null,null,null,null,null,null,31,"QLD Duaringa31","QLD Duaringa"]
[null,null,"QLD Dysart",null,null,null,null,null,null,null,null,null,null,null,null,null,null,1,"QLD Dysart1",{"$f":"C1213","v":"QLD Dysart"}]
[null,null,null,null,null,null,null,null,null,null,null,null,null,null,null,null,null,2,"QLD Dysart2",{"$f":"T1213","v":"QLD Dysart"}]
[null,null,null,"MAIN SECTORS",null,null,null,null,null,null,null,null,null,null,null,null,null,3,"QLD Dysart3","QLD Dysart"]
[null,null,null,"Predominantly industrial and mining",null,null,null,null,null,null,null,null,null,null,null,null,null,4,"QLD Dysart4","QLD Dysart"]
[null,null,null,null,null,null,null,null,null,null,null,null,null,null,null,null,null,5,"QLD Dysart5","QLD Dysart"]
[null,null,null,null,null,null,null,null,null,null,null,null,null,null,null,null,null,6,"QLD Dysart6","QLD Dysart"]
[null,null,null,null,null,null,null,null,null,null,null,null,null,null,null,null,null,7,"QLD Dysart7","QLD Dysart"]
[null,null,null,null,null,null,null,null,null,null,null,null,null,null,null,null,null,8,"QLD Dysart8","QLD Dysart"]
[null,null,null,"MEDIUM SCENARIO",null,null,null,null,null,null,null,null,null,null,null,null,null,9,{"$f":"T1221&R1221","v":"QLD Dysart9"},"QLD Dysart"]
[null,null,null,"Summer",null,null,null,null,null,null,null,null,null,null,null,null,null,10,"QLD Dysart10","QLD Dysart"]
[null,null,null,"Temperature corrected actuals have remained relatively flat over the historical period.",null,null,null,null,null,null,null,null,null,null,null,null,null,11,"QLD Dysart11","QLD Dysart"]
[null,null,null,"Forecast demand is relatively flat over the outlook period.",null,null,null,null,null,null,null,null,null,null,null,null,null,12,"QLD Dysart12","QLD Dysart"]
[null,null,null,"The 10% POE offset for PV is zero.",null,null,null,null,null,null,null,null,null,null,null,null,null,13,"QLD Dysart13","QLD Dysart"]
[null,null,null,null,null,null,null,null,null,null,null,null,null,null,null,null,null,14,"QLD Dysart14","QLD Dysart"]
[null,null,null,null,null,null,null,null,null,null,null,null,null,null,null,null,null,15,"QLD Dysart15","QLD Dysart"]
[null,null,null,"Winter",null,null,null,null,null,null,null,null,null,null,null,null,null,16,"QLD Dysart16","QLD Dysart"]
[null,null,null,"Temperature corrected actuals have remained relatively flat over the historical period.",null,null,null,null,null,null,null,null,null,null,null,null,null,17,"QLD Dysart17","QLD Dysart"]
[null,null,null,"Forecast demand is increasing over the outlook period.",null,null,null,null,null,null,null,null,null,null,null,null,null,18,"QLD Dysart18","QLD Dysart"]
[null,null,null,"The 10% POE offset for PV is zero.",null,null,null,null,null,null,null,null,null,null,null,null,null,19,"QLD Dysart19","QLD Dysart"]
[null,null,null,null,null,null,null,null,null,null,null,null,null,null,null,null,null,20,"QLD Dysart20","QLD Dysart"]
[null,null,null,null,null,null,null,null,null,null,null,null,null,null,null,null,null,21,"QLD Dysart21","QLD Dysart"]
[null,null,null,"Other",null,null,null,null,null,null,null,null,null,null,null,null,null,22,"QLD Dysart22","QLD Dysart"]
[null,null,null,"Supploes Dysart and mining loads.",null,null,null,null,null,null,null,null,null,null,null,null,null,23,"QLD Dysart23","QLD Dysart"]
[null,null,null,"Demand is not weather sensitive.",null,null,null,null,null,null,null,null,null,null,null,null,null,24,"QLD Dysart24","QLD Dysart"]
[null,null,null,"Diversity factors: Summer = 0.79; Winter = 0.85.",null,null,null,null,null,null,null,null,null,null,null,null,null,25,"QLD Dysart25","QLD Dysart"]
[null,null,null,"Power factors: Summer = 0.97, lagging; Winter = 0.98, lagging.",null,null,null,null,null,null,null,null,null,null,null,null,null,26,"QLD Dysart26","QLD Dysart"]
[null,null,null,null,null,null,null,null,null,null,null,null,null,null,null,null,null,27,"QLD Dysart27","QLD Dysart"]
[null,null,null,null,null,null,null,null,null,null,null,null,null,null,null,null,null,28,"QLD Dysart28","QLD Dysart"]
[null,null,null,null,null,null,null,null,null,null,null,null,null,null,null,null,null,29,"QLD Dysart29","QLD Dysart"]
[null,null,null,null,null,null,null,null,null,null,null,null,null,null,null,null,null,30,"QLD Dysart30","QLD Dysart"]
[null,null,null,null,null,null,null,null,null,null,null,null,null,null,null,null,null,31,"QLD Dysart31","QLD Dysart"]
[null,null,"QLD Eagle Downs Mine",null,null,null,null,null,null,null,null,null,null,null,null,null,null,1,"QLD Eagle Downs Mine1",{"$f":"C1244","v":"QLD Eagle Downs Mine"}]
[null,null,null,null,null,null,null,null,null,null,null,null,null,null,null,null,null,2,"QLD Eagle Downs Mine2",{"$f":"T1244","v":"QLD Eagle Downs Mine"}]
[null,null,null,"MAIN SECTORS",null,null,null,null,null,null,null,null,null,null,null,null,null,3,"QLD Eagle Downs Mine3","QLD Eagle Downs Mine"]
[null,null,null,"The forecast is confidential.",null,null,null,null,null,null,null,null,null,null,null,null,null,4,"QLD Eagle Downs Mine4","QLD Eagle Downs Mine"]
[null,null,null,null,null,null,null,null,null,null,null,null,null,null,null,null,null,5,"QLD Eagle Downs Mine5","QLD Eagle Downs Mine"]
[null,null,null,null,null,null,null,null,null,null,null,null,null,null,null,null,null,6,"QLD Eagle Downs Mine6","QLD Eagle Downs Mine"]
[null,null,null,null,null,null,null,null,null,null,null,null,null,null,null,null,null,7,"QLD Eagle Downs Mine7","QLD Eagle Downs Mine"]
[null,null,null,null,null,null,null,null,null,null,null,null,null,null,null,null,null,8,"QLD Eagle Downs Mine8","QLD Eagle Downs Mine"]
[null,null,null,"MEDIUM SCENARIO",null,null,null,null,null,null,null,null,null,null,null,null,null,{"$f":"MOD(ROW(Q1252)-4,31)+1","v":9},"QLD Eagle Downs Mine9","QLD Eagle Downs Mine"]
[null,null,null,"Summer",null,null,null,null,null,null,null,null,null,null,null,null,null,10,"QLD Eagle Downs Mine10",{"$f":"T1252","v":"QLD Eagle Downs Mine"}]
[null,null,null,null,null,null,null,null,null,null,null,null,null,null,null,null,null,11,"QLD Eagle Downs Mine11","QLD Eagle Downs Mine"]
[null,null,null,null,null,null,null,null,null,null,null,null,null,null,null,null,null,12,"QLD Eagle Downs Mine12","QLD Eagle Downs Mine"]
[null,null,null,null,null,null,null,null,null,null,null,null,null,null,null,null,null,13,"QLD Eagle Downs Mine13","QLD Eagle Downs Mine"]
[null,null,null,null,null,null,null,null,null,null,null,null,null,null,null,null,null,14,"QLD Eagle Downs Mine14","QLD Eagle Downs Mine"]
[null,null,null,null,null,null,null,null,null,null,null,null,null,null,null,null,null,15,"QLD Eagle Downs Mine15","QLD Eagle Downs Mine"]
[null,null,null,"Winter",null,null,null,null,null,null,null,null,null,null,null,null,null,16,"QLD Eagle Downs Mine16","QLD Eagle Downs Mine"]
[null,null,null,null,null,null,null,null,null,null,null,null,null,null,null,null,null,17,"QLD Eagle Downs Mine17","QLD Eagle Downs Mine"]
[null,null,null,null,null,null,null,null,null,null,null,null,null,null,null,null,null,18,"QLD Eagle Downs Mine18","QLD Eagle Downs Mine"]
[null,null,null,null,null,null,null,null,null,null,null,null,null,null,null,null,null,19,"QLD Eagle Downs Mine19","QLD Eagle Downs Mine"]
[null,null,null,null,null,null,null,null,null,null,null,null,null,null,null,null,null,20,"QLD Eagle Downs Mine20","QLD Eagle Downs Mine"]
[null,null,null,null,null,null,null,null,null,null,null,null,null,null,null,null,null,21,"QLD Eagle Downs Mine21","QLD Eagle Downs Mine"]
[null,null,null,"Other",null,null,null,null,null,null,null,null,null,null,null,null,null,22,"QLD Eagle Downs Mine22","QLD Eagle Downs Mine"]
[null,null,null,null,null,null,null,null,null,null,null,null,null,null,null,null,null,23,"QLD Eagle Downs Mine23","QLD Eagle Downs Mine"]
[null,null,null,null,null,null,null,null,null,null,null,null,null,null,null,null,null,24,"QLD Eagle Downs Mine24","QLD Eagle Downs Mine"]
[null,null,null,null,null,null,null,null,null,null,null,null,null,null,null,null,null,25,"QLD Eagle Downs Mine25","QLD Eagle Downs Mine"]
[null,null,null,null,null,null,null,null,null,null,null,null,null,null,null,null,null,26,"QLD Eagle Downs Mine26","QLD Eagle Downs Mine"]
[null,null,null,null,null,null,null,null,null,null,null,null,null,null,null,null,null,27,"QLD Eagle Downs Mine27","QLD Eagle Downs Mine"]
[null,null,null,null,null,null,null,null,null,null,null,null,null,null,null,null,null,28,"QLD Eagle Downs Mine28","QLD Eagle Downs Mine"]
[null,null,null,null,null,null,null,null,null,null,null,null,null,null,null,null,null,29,"QLD Eagle Downs Mine29","QLD Eagle Downs Mine"]
[null,null,null,null,null,null,null,null,null,null,null,null,null,null,null,null,null,30,"QLD Eagle Downs Mine30","QLD Eagle Downs Mine"]
[null,null,null,null,null,null,null,null,null,null,null,null,null,null,null,null,null,31,"QLD Eagle Downs Mine31","QLD Eagle Downs Mine"]
[null,null,"QLD El Arish",null,null,null,null,null,null,null,null,null,null,null,null,null,null,1,"QLD El Arish1",{"$f":"C1275","v":"QLD El Arish"}]
[null,null,null,null,null,null,null,null,null,null,null,null,null,null,null,null,null,2,"QLD El Arish2",{"$f":"T1275","v":"QLD El Arish"}]
[null,null,null,"MAIN SECTORS",null,null,null,null,null,null,null,null,null,null,null,null,null,3,"QLD El Arish3","QLD El Arish"]
[null,null,null,"Predominantly residential, commercial, industrial",null,null,null,null,null,null,null,null,null,null,null,null,null,4,"QLD El Arish4","QLD El Arish"]
[null,null,null,null,null,null,null,null,null,null,null,null,null,null,null,null,null,5,"QLD El Arish5","QLD El Arish"]
[null,null,null,null,null,null,null,null,null,null,null,null,null,null,null,null,null,6,"QLD El Arish6","QLD El Arish"]
[null,null,null,null,null,null,null,null,null,null,null,null,null,null,null,null,null,7,"QLD El Arish7","QLD El Arish"]
[null,null,null,null,null,null,null,null,null,null,null,null,null,null,null,null,null,8,"QLD El Arish8","QLD El Arish"]
[null,null,null,"MEDIUM SCENARIO",null,null,null,null,null,null,null,null,null,null,null,null,null,9,"QLD El Arish9","QLD El Arish"]
[null,null,null,"Summer",null,null,null,null,null,null,null,null,null,null,null,null,null,10,"QLD El Arish10","QLD El Arish"]
[null,null,null,"Temperature corrected actuals have remained relatively flat over the historical period.",null,null,null,null,null,null,null,null,null,null,null,null,null,11,{"$f":"T1285&R1285","v":"QLD El Arish11"},"QLD El Arish"]
[null,null,null,"Forecast demand is relatively flat over the outlook period.",null,null,null,null,null,null,null,null,null,null,null,null,null,12,"QLD El Arish12","QLD El Arish"]
[null,null,null,"The 10% POE offset for PV is zero.",null,null,null,null,null,null,null,null,null,null,null,null,null,13,"QLD El Arish13","QLD El Arish"]
[null,null,null,null,null,null,null,null,null,null,null,null,null,null,null,null,null,14,"QLD El Arish14","QLD El Arish"]
[null,null,null,null,null,null,null,null,null,null,null,null,null,null,null,null,null,15,"QLD El Arish15","QLD El Arish"]
[null,null,null,"Winter",null,null,null,null,null,null,null,null,null,null,null,null,null,16,"QLD El Arish16","QLD El Arish"]
[null,null,null,"Temperature corrected actuals have remained relatively flat over the historical period.",null,null,null,null,null,null,null,null,null,null,null,null,null,17,"QLD El Arish17","QLD El Arish"]
[null,null,null,"Forecast demand is increasing over the outlook period.",null,null,null,null,null,null,null,null,null,null,null,null,null,18,"QLD El Arish18","QLD El Arish"]
[null,null,null,"The 10% POE offset for PV is zero.",null,null,null,null,null,null,null,null,null,null,null,null,null,19,"QLD El Arish19","QLD El Arish"]
[null,null,null,null,null,null,null,null,null,null,null,null,null,null,null,null,null,20,"QLD El Arish20","QLD El Arish"]
[null,null,null,null,null,null,null,null,null,null,null,null,null,null,null,null,null,21,"QLD El Arish21","QLD El Arish"]
[null,null,null,"Other",null,null,null,null,null,null,null,null,null,null,null,null,null,22,"QLD El Arish22","QLD El Arish"]
[null,null,null,"Supplies El Arish.",null,null,null,null,null,null,null,null,null,null,null,null,null,23,"QLD El Arish23","QLD El Arish"]
[null,null,null,"Demand is not weather sensitive.",null,null,null,null,null,null,null,null,null,null,null,null,null,24,"QLD El Arish24","QLD El Arish"]
[null,null,null,"Diversity factors: Summer = 0.52; Winter = 0.78.",null,null,null,null,null,null,null,null,null,null,null,null,null,25,"QLD El Arish25","QLD El Arish"]
[null,null,null,"Power factors: Summer = 0.98, leading; Winter = 0.88, leading.",null,null,null,null,null,null,null,null,null,null,null,null,null,26,"QLD El Arish26","QLD El Arish"]
[null,null,null,null,null,null,null,null,null,null,null,null,null,null,null,null,null,27,"QLD El Arish27","QLD El Arish"]
[null,null,null,null,null,null,null,null,null,null,null,null,null,null,null,null,null,28,"QLD El Arish28","QLD El Arish"]
[null,null,null,null,null,null,null,null,null,null,null,null,null,null,null,null,null,29,"QLD El Arish29","QLD El Arish"]
[null,null,null,null,null,null,null,null,null,null,null,null,null,null,null,null,null,30,"QLD El Arish30","QLD El Arish"]
[null,null,null,null,null,null,null,null,null,null,null,null,null,null,null,null,null,31,"QLD El Arish31","QLD El Arish"]
[null,null,"QLD Kemmis",null,null,null,null,null,null,null,null,null,null,null,null,null,null,1,"QLD Kemmis1",{"$f":"C1306","v":"QLD Kemmis"}]
[null,null,null,null,null,null,null,null,null,null,null,null,null,null,null,null,null,2,"QLD Kemmis2",{"$f":"T1306","v":"QLD Kemmis"}]
[null,null,null,"MAIN SECTORS",null,null,null,null,null,null,null,null,null,null,null,null,null,3,"QLD Kemmis3","QLD Kemmis"]
[null,null,null,"The forecast is confidential.",null,null,null,null,null,null,null,null,null,null,null,null,null,4,"QLD Kemmis4","QLD Kemmis"]
[null,null,null,null,null,null,null,null,null,null,null,null,null,null,null,null,null,5,"QLD Kemmis5","QLD Kemmis"]
[null,null,null,null,null,null,null,null,null,null,null,null,null,null,null,null,null,6,"QLD Kemmis6","QLD Kemmis"]
[null,null,null,null,null,null,null,null,null,null,null,null,null,null,null,null,null,7,"QLD Kemmis7","QLD Kemmis"]
[null,null,null,null,null,null,null,null,null,null,null,null,null,null,null,null,null,8,"QLD Kemmis8","QLD Kemmis"]
[null,null,null,"MEDIUM SCENARIO",null,null,null,null,null,null,null,null,null,null,null,null,null,9,"QLD Kemmis9","QLD Kemmis"]
[null,null,null,"Summer",null,null,null,null,null,null,null,null,null,null,null,null,null,10,"QLD Kemmis10","QLD Kemmis"]
[null,null,null,null,null,null,null,null,null,null,null,null,null,null,null,null,null,{"$f":"MOD(ROW(Q1316)-4,31)+1","v":11},"QLD Kemmis11","QLD Kemmis"]
[null,null,null,null,null,null,null,null,null,null,null,null,null,null,null,null,null,12,"QLD Kemmis12",{"$f":"T1316","v":"QLD Kemmis"}]
[null,null,null,null,null,null,null,null,null,null,null,null,null,null,null,null,null,13,"QLD Kemmis13","QLD Kemmis"]
[null,null,null,null,null,null,null,null,null,null,null,null,null,null,null,null,null,14,"QLD Kemmis14","QLD Kemmis"]
[null,null,null,null,null,null,null,null,null,null,null,null,null,null,null,null,null,15,"QLD Kemmis15","QLD Kemmis"]
[null,null,null,"Winter",null,null,null,null,null,null,null,null,null,null,null,null,null,16,"QLD Kemmis16","QLD Kemmis"]
[null,null,null,null,null,null,null,null,null,null,null,null,null,null,null,null,null,17,"QLD Kemmis17","QLD Kemmis"]
[null,null,null,null,null,null,null,null,null,null,null,null,null,null,null,null,null,18,"QLD Kemmis18","QLD Kemmis"]
[null,null,null,null,null,null,null,null,null,null,null,null,null,null,null,null,null,19,"QLD Kemmis19","QLD Kemmis"]
[null,null,null,null,null,null,null,null,null,null,null,null,null,null,null,null,null,20,"QLD Kemmis20","QLD Kemmis"]
[null,null,null,null,null,null,null,null,null,null,null,null,null,null,null,null,null,21,"QLD Kemmis21","QLD Kemmis"]
[null,null,null,"Other",null,null,null,null,null,null,null,null,null,null,null,null,null,22,"QLD Kemmis22","QLD Kemmis"]
[null,null,null,null,null,null,null,null,null,null,null,null,null,null,null,null,null,23,"QLD Kemmis23","QLD Kemmis"]
[null,null,null,null,null,null,null,null,null,null,null,null,null,null,null,null,null,24,"QLD Kemmis24","QLD Kemmis"]
[null,null,null,null,null,null,null,null,null,null,null,null,null,null,null,null,null,25,"QLD Kemmis25","QLD Kemmis"]
[null,null,null,null,null,null,null,null,null,null,null,null,null,null,null,null,null,26,"QLD Kemmis26","QLD Kemmis"]
[null,null,null,null,null,null,null,null,null,null,null,null,null,null,null,null,null,27,"QLD Kemmis27","QLD Kemmis"]
[null,null,null,null,null,null,null,null,null,null,null,null,null,null,null,null,null,28,"QLD Kemmis28","QLD Kemmis"]
[null,null,null,null,null,null,null,null,null,null,null,null,null,null,null,null,null,29,"QLD Kemmis29","QLD Kemmis"]
[null,null,null,null,null,null,null,null,null,null,null,null,null,null,null,null,null,30,"QLD Kemmis30","QLD Kemmis"]
[null,null,null,null,null,null,null,null,null,null,null,null,null,null,null,null,null,31,"QLD Kemmis31","QLD Kemmis"]
[null,null,"QLD Edmonton",null,null,null,null,null,null,null,null,null,null,null,null,null,null,1,"QLD Edmonton1",{"$f":"C1337","v":"QLD Edmonton"}]
[null,null,null,null,null,null,null,null,null,null,null,null,null,null,null,null,null,2,"QLD Edmonton2",{"$f":"T1337","v":"QLD Edmonton"}]
[null,null,null,"MAIN SECTORS",null,null,null,null,null,null,null,null,null,null,null,null,null,3,"QLD Edmonton3","QLD Edmonton"]
[null,null,null,"Predominantly residential and commercial",null,null,null,null,null,null,null,null,null,null,null,null,null,4,"QLD Edmonton4","QLD Edmonton"]
[null,null,null,null,null,null,null,null,null,null,null,null,null,null,null,null,null,5,"QLD Edmonton5","QLD Edmonton"]
[null,null,null,null,null,null,null,null,null,null,null,null,null,null,null,null,null,6,"QLD Edmonton6","QLD Edmonton"]
[null,null,null,null,null,null,null,null,null,null,null,null,null,null,null,null,null,7,"QLD Edmonton7","QLD Edmonton"]
[null,null,null,null,null,null,null,null,null,null,null,null,null,null,null,null,null,8,"QLD Edmonton8","QLD Edmonton"]
[null,null,null,"MEDIUM SCENARIO",null,null,null,null,null,null,null,null,null,null,null,null,null,9,"QLD Edmonton9","QLD Edmonton"]
[null,null,null,"Summer",null,null,null,null,null,null,null,null,null,null,null,null,null,10,"QLD Edmonton10","QLD Edmonton"]
[null,null,null,"Temperature corrected actuals have increased over the historical period.",null,null,null,null,null,null,null,null,null,null,null,null,null,11,"QLD Edmonton11","QLD Edmonton"]
[null,null,null,"Forecast demand is increasing over the outlook period.",null,null,null,null,null,null,null,null,null,null,null,null,null,12,"QLD Edmonton12","QLD Edmonton"]
[null,null,null,"The 10% POE offset for PV is zero.",null,null,null,null,null,null,null,null,null,null,null,null,null,13,{"$f":"T1349&R1349","v":"QLD Edmonton13"},"QLD Edmonton"]
[null,null,null,null,null,null,null,null,null,null,null,null,null,null,null,null,null,14,"QLD Edmonton14","QLD Edmonton"]
[null,null,null,null,null,null,null,null,null,null,null,null,null,null,null,null,null,15,"QLD Edmonton15","QLD Edmonton"]
[null,null,null,"Winter",null,null,null,null,null,null,null,null,null,null,null,null,null,16,"QLD Edmonton16","QLD Edmonton"]
[null,null,null,"Temperature corrected actuals have increased over the historical period.",null,null,null,null,null,null,null,null,null,null,null,null,null,17,"QLD Edmonton17","QLD Edmonton"]
[null,null,null,"Forecast demand is increasing over the outlook period.",null,null,null,null,null,null,null,null,null,null,null,null,null,18,"QLD Edmonton18","QLD Edmonton"]
[null,null,null,"The 10% POE offset for PV is zero.",null,null,null,null,null,null,null,null,null,null,null,null,null,19,"QLD Edmonton19","QLD Edmonton"]
[null,null,null,null,null,null,null,null,null,null,null,null,null,null,null,null,null,20,"QLD Edmonton20","QLD Edmonton"]
[null,null,null,null,null,null,null,null,null,null,null,null,null,null,null,null,null,21,"QLD Edmonton21","QLD Edmonton"]
[null,null,null,"Other",null,null,null,null,null,null,null,null,null,null,null,null,null,22,"QLD Edmonton22","QLD Edmonton"]
[null,null,null,"Supplies Edmonton.",null,null,null,null,null,null,null,null,null,null,null,null,null,23,"QLD Edmonton23","QLD Edmonton"]
[null,null,null,"Demand is weather sensitive in summer and winter.",null,null,null,null,null,null,null,null,null,null,null,null,null,24,"QLD Edmonton24","QLD Edmonton"]
[null,null,null,"Diversity factors: Summer = 0.71; Winter = 0.9.",null,null,null,null,null,null,null,null,null,null,null,null,null,25,"QLD Edmonton25","QLD Edmonton"]
[null,null,null,"Power factors: Summer = 1, lagging; Winter = 0.99, leading.",null,null,null,null,null,null,null,null,null,null,null,null,null,26,"QLD Edmonton26","QLD Edmonton"]
[null,null,null,null,null,null,null,null,null,null,null,null,null,null,null,null,null,27,"QLD Edmonton27","QLD Edmonton"]
[null,null,null,null,null,null,null,null,null,null,null,null,null,null,null,null,null,28,"QLD Edmonton28","QLD Edmonton"]
[null,null,null,null,null,null,null,null,null,null,null,null,null,null,null,null,null,29,"QLD Edmonton29","QLD Edmonton"]
[null,null,null,null,null,null,null,null,null,null,null,null,null,null,null,null,null,30,"QLD Edmonton30","QLD Edmonton"]
[null,null,null,null,null,null,null,null,null,null,null,null,null,null,null,null,null,31,"QLD Edmonton31","QLD Edmonton"]
[null,null,"QLD Goodna",null,null,null,null,null,null,null,null,null,null,null,null,null,null,1,"QLD Goodna1",{"$f":"C1368","v":"QLD Goodna"}]
[null,null,null,null,null,null,null,null,null,null,null,null,null,null,null,null,null,2,"QLD Goodna2",{"$f":"T1368","v":"QLD Goodna"}]
[null,null,null,"MAIN SECTORS",null,null,null,null,null,null,null,null,null,null,null,null,null,3,"QLD Goodna3","QLD Goodna"]
[null,null,null,"Predominantly industrial",null,null,null,null,null,null,null,null,null,null,null,null,null,4,"QLD Goodna4","QLD Goodna"]
[null,null,null,null,null,null,null,null,null,null,null,null,null,null,null,null,null,5,"QLD Goodna5","QLD Goodna"]
[null,null,null,null,null,null,null,null,null,null,null,null,null,null,null,null,null,6,"QLD Goodna6","QLD Goodna"]
[null,null,null,null,null,null,null,null,null,null,null,null,null,null,null,null,null,7,"QLD Goodna7","QLD Goodna"]
[null,null,null,null,null,null,null,null,null,null,null,null,null,null,null,null,null,8,"QLD Goodna8","QLD Goodna"]
[null,null,null,"MEDIUM SCENARIO",null,null,null,null,null,null,null,null,null,null,null,null,null,9,"QLD Goodna9","QLD Goodna"]
[null,null,null,"Summer",null,null,null,null,null,null,null,null,null,null,null,null,null,10,"QLD Goodna10","QLD Goodna"]
[null,null,null,"Temperature corrected actuals have increased since 2012.",null,null,null,null,null,null,null,null,null,null,null,null,null,11,"QLD Goodna11","QLD Goodna"]
[null,null,null,"Forecast demand is increasing over the outlook period.",null,null,null,null,null,null,null,null,null,null,null,null,null,12,"QLD Goodna12","QLD Goodna"]
[null,null,null,"The 10% POE offset for PV ranges from 4.1% to 6.0% between 2017 and 2026.",null,null,null,null,null,null,null,null,null,null,null,null,null,{"$f":"MOD(ROW(Q1380)-4,31)+1","v":13},"QLD Goodna13","QLD Goodna"]
[null,null,null,null,null,null,null,null,null,null,null,null,null,null,null,null,null,14,"QLD Goodna14",{"$f":"T1380","v":"QLD Goodna"}]
[null,null,null,null,null,null,null,null,null,null,null,null,null,null,null,null,null,15,"QLD Goodna15","QLD Goodna"]
[null,null,null,"Winter",null,null,null,null,null,null,null,null,null,null,null,null,null,16,"QLD Goodna16","QLD Goodna"]
[null,null,null,"Temperature corrected actuals have increased since 2012.",null,null,null,null,null,null,null,null,null,null,null,null,null,17,"QLD Goodna17","QLD Goodna"]
[null,null,null,"Forecast demand is increasing over the outlook period.",null,null,null,null,null,null,null,null,null,null,null,null,null,18,"QLD Goodna18","QLD Goodna"]
[null,null,null,"The 10% POE offset for PV is constant at 0.4%.",null,null,null,null,null,null,null,null,null,null,null,null,null,19,"QLD Goodna19","QLD Goodna"]
[null,null,null,null,null,null,null,null,null,null,null,null,null,null,null,null,null,20,"QLD Goodna20","QLD Goodna"]
[null,null,null,null,null,null,null,null,null,null,null,null,null,null,null,null,null,21,"QLD Goodna21","QLD Goodna"]
[null,null,null,"Other",null,null,null,null,null,null,null,null,null,null,null,null,null,22,"QLD Goodna22","QLD Goodna"]
[null,null,null,"Supplies to parts of Ipswich.",null,null,null,null,null,null,null,null,null,null,null,null,null,23,"QLD Goodna23","QLD Goodna"]
[null,null,null,"Block load removed in summer 2021-22.",null,null,null,null,null,null,null,null,null,null,null,null,null,24,"QLD Goodna24","QLD Goodna"]
[null,null,null,"The impact of the following embedded generator(s) has been removed in the forecasts; Energy Impact SSCPK.",null,null,null,null,null,null,null,null,null,null,null,null,null,25,"QLD Goodna25","QLD Goodna"]
[null,null,null,"Demand is weather sensitive in summer and winter.",null,null,null,null,null,null,null,null,null,null,null,null,null,26,"QLD Goodna26","QLD Goodna"]
[null,null,null,"Diversity factors: Summer = 1; Winter = 1.",null,null,null,null,null,null,null,null,null,null,null,null,null,27,"QLD Goodna27","QLD Goodna"]
[null,null,null,"Power factors: Summer = 0.98, lagging; Winter = 0.99, lagging.",null,null,null,null,null,null,null,null,null,null,null,null,null,28,"QLD Goodna28","QLD Goodna"]
[null,null,null,null,null,null,null,null,null,null,null,null,null,null,null,null,null,29,"QLD Goodna29","QLD Goodna"]
[null,null,null,null,null,null,null,null,null,null,null,null,null,null,null,null,null,30,"QLD Goodna30","QLD Goodna"]
[null,null,null,null,null,null,null,null,null,null,null,null,null,null,null,null,null,31,"QLD Goodna31","QLD Goodna"]
[null,null,"QLD Gin Gin",null,null,null,null,null,null,null,null,null,null,null,null,null,null,1,"QLD Gin Gin1",{"$f":"C1399","v":"QLD Gin Gin"}]
[null,null,null,null,null,null,null,null,null,null,null,null,null,null,null,null,null,2,"QLD Gin Gin2",{"$f":"T1399","v":"QLD Gin Gin"}]
[null,null,null,"MAIN SECTORS",null,null,null,null,null,null,null,null,null,null,null,null,null,3,"QLD Gin Gin3","QLD Gin Gin"]
[null,null,null,"Predominantly residential and commercial",null,null,null,null,null,null,null,null,null,null,null,null,null,4,"QLD Gin Gin4","QLD Gin Gin"]
[null,null,null,null,null,null,null,null,null,null,null,null,null,null,null,null,null,5,"QLD Gin Gin5","QLD Gin Gin"]
[null,null,null,null,null,null,null,null,null,null,null,null,null,null,null,null,null,6,"QLD Gin Gin6","QLD Gin Gin"]
[null,null,null,null,null,null,null,null,null,null,null,null,null,null,null,null,null,7,"QLD Gin Gin7","QLD Gin Gin"]
[null,null,null,null,null,null,null,null,null,null,null,null,null,null,null,null,null,8,"QLD Gin Gin8","QLD Gin Gin"]
[null,null,null,"MEDIUM SCENARIO",null,null,null,null,null,null,null,null,null,null,null,null,null,9,"QLD Gin Gin9","QLD Gin Gin"]
[null,null,null,"Summer",null,null,null,null,null,null,null,null,null,null,null,null,null,10,"QLD Gin Gin10","QLD Gin Gin"]
[null,null,null,"Temperature corrected actuals have decreased over the historical period.",null,null,null,null,null,null,null,null,null,null,null,null,null,11,"QLD Gin Gin11","QLD Gin Gin"]
[null,null,null,"Forecast demand is decreasing over the outlook period.",null,null,null,null,null,null,null,null,null,null,null,null,null,12,"QLD Gin Gin12","QLD Gin Gin"]
[null,null,null,"The 10% POE offset for PV ranges from 3.9% to 4.4% between 2017 and 2026.",null,null,null,null,null,null,null,null,null,null,null,null,null,13,"QLD Gin Gin13","QLD Gin Gin"]
[null,null,null,null,null,null,null,null,null,null,null,null,null,null,null,null,null,14,"QLD Gin Gin14","QLD Gin Gin"]
[null,null,null,null,null,null,null,null,null,null,null,null,null,null,null,null,null,15,{"$f":"T1413&R1413","v":"QLD Gin Gin15"},"QLD Gin Gin"]
[null,null,null,"Winter",null,null,null,null,null,null,null,null,null,null,null,null,null,16,"QLD Gin Gin16","QLD Gin Gin"]
[null,null,null,"Temperature corrected actuals have decreased over the historical period.",null,null,null,null,null,null,null,null,null,null,null,null,null,17,"QLD Gin Gin17","QLD Gin Gin"]
[null,null,null,"Forecast demand is increasing over the outlook period.",null,null,null,null,null,null,null,null,null,null,null,null,null,18,"QLD Gin Gin18","QLD Gin Gin"]
[null,null,null,"The 10% POE offset for PV is zero.",null,null,null,null,null,null,null,null,null,null,null,null,null,19,"QLD Gin Gin19","QLD Gin Gin"]
[null,null,null,null,null,null,null,null,null,null,null,null,null,null,null,null,null,20,"QLD Gin Gin20","QLD Gin Gin"]
[null,null,null,null,null,null,null,null,null,null,null,null,null,null,null,null,null,21,"QLD Gin Gin21","QLD Gin Gin"]
[null,null,null,"Other",null,null,null,null,null,null,null,null,null,null,null,null,null,22,"QLD Gin Gin22","QLD Gin Gin"]
[null,null,null,"Supply to Bundaberg and Granite Creek.",null,null,null,null,null,null,null,null,null,null,null,null,null,23,"QLD Gin Gin23","QLD Gin Gin"]
[null,null,null,"The impact of the following embedded generator(s) has been removed in the forecasts; Paradise Dam.",null,null,null,null,null,null,null,null,null,null,null,null,null,24,"QLD Gin Gin24","QLD Gin Gin"]
[null,null,null,"Demand is weather sensitive in summer and winter.",null,null,null,null,null,null,null,null,null,null,null,null,null,25,"QLD Gin Gin25","QLD Gin Gin"]
[null,null,null,"Diversity factors: Summer = 0.92; Winter = 1.",null,null,null,null,null,null,null,null,null,null,null,null,null,26,"QLD Gin Gin26","QLD Gin Gin"]
[null,null,null,"Power factors: Summer = 1, leading; Winter = 0.99, leading.",null,null,null,null,null,null,null,null,null,null,null,null,null,27,"QLD Gin Gin27","QLD Gin Gin"]
[null,null,null,null,null,null,null,null,null,null,null,null,null,null,null,null,null,28,"QLD Gin Gin28","QLD Gin Gin"]
[null,null,null,null,null,null,null,null,null,null,null,null,null,null,null,null,null,29,"QLD Gin Gin29","QLD Gin Gin"]
[null,null,null,null,null,null,null,null,null,null,null,null,null,null,null,null,null,30,"QLD Gin Gin30","QLD Gin Gin"]
[null,null,null,null,null,null,null,null,null,null,null,null,null,null,null,null,null,31,"QLD Gin Gin31","QLD Gin Gin"]
[null,null,"QLD Gregory (Rail)",null,null,null,null,null,null,null,null,null,null,null,null,null,null,1,"QLD Gregory (Rail)1",{"$f":"C1430","v":"QLD Gregory (Rail)"}]
[null,null,null,null,null,null,null,null,null,null,null,null,null,null,null,null,null,2,"QLD Gregory (Rail)2",{"$f":"T1430","v":"QLD Gregory (Rail)"}]
[null,null,null,"MAIN SECTORS",null,null,null,null,null,null,null,null,null,null,null,null,null,3,"QLD Gregory (Rail)3","QLD Gregory (Rail)"]
[null,null,null,"The forecast is confidential.",null,null,null,null,null,null,null,null,null,null,null,null,null,4,"QLD Gregory (Rail)4","QLD Gregory (Rail)"]
[null,null,null,null,null,null,null,null,null,null,null,null,null,null,null,null,null,5,"QLD Gregory (Rail)5","QLD Gregory (Rail)"]
[null,null,null,null,null,null,null,null,null,null,null,null,null,null,null,null,null,6,"QLD Gregory (Rail)6","QLD Gregory (Rail)"]
[null,null,null,null,null,null,null,null,null,null,null,null,null,null,null,null,null,7,"QLD Gregory (Rail)7","QLD Gregory (Rail)"]
[null,null,null,null,null,null,null,null,null,null,null,null,null,null,null,null,null,8,"QLD Gregory (Rail)8","QLD Gregory (Rail)"]
[null,null,null,"MEDIUM SCENARIO",null,null,null,null,null,null,null,null,null,null,null,null,null,9,"QLD Gregory (Rail)9","QLD Gregory (Rail)"]
[null,null,null,"Summer",null,null,null,null,null,null,null,null,null,null,null,null,null,10,"QLD Gregory (Rail)10","QLD Gregory (Rail)"]
[null,null,null,null,null,null,null,null,null,null,null,null,null,null,null,null,null,11,"QLD Gregory (Rail)11","QLD Gregory (Rail)"]
[null,null,null,null,null,null,null,null,null,null,null,null,null,null,null,null,null,12,"QLD Gregory (Rail)12","QLD Gregory (Rail)"]
[null,null,null,null,null,null,null,null,null,null,null,null,null,null,null,null,null,13,"QLD Gregory (Rail)13","QLD Gregory (Rail)"]
[null,null,null,null,null,null,null,null,null,null,null,null,null,null,null,null,null,14,"QLD Gregory (Rail)14","QLD Gregory (Rail)"]
[null,null,null,null,null,null,null,null,null,null,null,null,null,null,null,null,null,{"$f":"MOD(ROW(Q1444)-4,31)+1","v":15},"QLD Gregory (Rail)15","QLD Gregory (Rail)"]
[null,null,null,"Winter",null,null,null,null,null,null,null,null,null,null,null,null,null,16,"QLD Gregory (Rail)16",{"$f":"T1444","v":"QLD Gregory (Rail)"}]
[null,null,null,null,null,null,null,null,null,null,null,null,null,null,null,null,null,17,"QLD Gregory (Rail)17","QLD Gregory (Rail)"]
[null,null,null,null,null,null,null,null,null,null,null,null,null,null,null,null,null,18,"QLD Gregory (Rail)18","QLD Gregory (Rail)"]
[null,null,null,null,null,null,null,null,null,null,null,null,null,null,null,null,null,19,"QLD Gregory (Rail)19","QLD Gregory (Rail)"]
[null,null,null,null,null,null,null,null,null,null,null,null,null,null,null,null,null,20,"QLD Gregory (Rail)20","QLD Gregory (Rail)"]
[null,null,null,null,null,null,null,null,null,null,null,null,null,null,null,null,null,21,"QLD Gregory (Rail)21","QLD Gregory (Rail)"]
[null,null,null,"Other",null,null,null,null,null,null,null,null,null,null,null,null,null,22,"QLD Gregory (Rail)22","QLD Gregory (Rail)"]
[null,null,null,null,null,null,null,null,null,null,null,null,null,null,null,null,null,23,"QLD Gregory (Rail)23","QLD Gregory (Rail)"]
[null,null,null,null,null,null,null,null,null,null,null,null,null,null,null,null,null,24,"QLD Gregory (Rail)24","QLD Gregory (Rail)"]
[null,null,null,null,null,null,null,null,null,null,null,null,null,null,null,null,null,25,"QLD Gregory (Rail)25","QLD Gregory (Rail)"]
[null,null,null,null,null,null,null,null,null,null,null,null,null,null,null,null,null,26,"QLD Gregory (Rail)26","QLD Gregory (Rail)"]
[null,null,null,null,null,null,null,null,null,null,null,null,null,null,null,null,null,27,"QLD Gregory (Rail)27","QLD Gregory (Rail)"]
[null,null,null,null,null,null,null,null,null,null,null,null,null,null,null,null,null,28,"QLD Gregory (Rail)28","QLD Gregory (Rail)"]
[null,null,null,null,null,null,null,null,null,null,null,null,null,null,null,null,null,29,"QLD Gregory (Rail)29","QLD Gregory (Rail)"]
[null,null,null,null,null,null,null,null,null,null,null,null,null,null,null,null,null,30,"QLD Gregory (Rail)30","QLD Gregory (Rail)"]
[null,null,null,null,null,null,null,null,null,null,null,null,null,null,null,null,null,31,"QLD Gregory (Rail)31","QLD Gregory (Rail)"]
[null,null,"QLD Grantleigh (Rail)",null,null,null,null,null,null,null,null,null,null,null,null,null,null,1,"QLD Grantleigh (Rail)1",{"$f":"C1461","v":"QLD Grantleigh (Rail)"}]
[null,null,null,null,null,null,null,null,null,null,null,null,null,null,null,null,null,2,"QLD Grantleigh (Rail)2",{"$f":"T1461","v":"QLD Grantleigh (Rail)"}]
[null,null,null,"MAIN SECTORS",null,null,null,null,null,null,null,null,null,null,null,null,null,3,"QLD Grantleigh (Rail)3","QLD Grantleigh (Rail)"]
[null,null,null,"The forecast is confidential.",null,null,null,null,null,null,null,null,null,null,null,null,null,4,"QLD Grantleigh (Rail)4","QLD Grantleigh (Rail)"]
[null,null,null,null,null,null,null,null,null,null,null,null,null,null,null,null,null,5,"QLD Grantleigh (Rail)5","QLD Grantleigh (Rail)"]
[null,null,null,null,null,null,null,null,null,null,null,null,null,null,null,null,null,6,"QLD Grantleigh (Rail)6","QLD Grantleigh (Rail)"]
[null,null,null,null,null,null,null,null,null,null,null,null,null,null,null,null,null,7,"QLD Grantleigh (Rail)7","QLD Grantleigh (Rail)"]
[null,null,null,null,null,null,null,null,null,null,null,null,null,null,null,null,null,8,"QLD Grantleigh (Rail)8","QLD Grantleigh (Rail)"]
[null,null,null,"MEDIUM SCENARIO",null,null,null,null,null,null,null,null,null,null,null,null,null,9,"QLD Grantleigh (Rail)9","QLD Grantleigh (Rail)"]
[null,null,null,"Summer",null,null,null,null,null,null,null,null,null,null,null,null,null,10,"QLD Grantleigh (Rail)10","QLD Grantleigh (Rail)"]
[null,null,null,null,null,null,null,null,null,null,null,null,null,null,null,null,null,11,"QLD Grantleigh (Rail)11","QLD Grantleigh (Rail)"]
[null,null,null,null,null,null,null,null,null,null,null,null,null,null,null,null,null,12,"QLD Grantleigh (Rail)12","QLD Grantleigh (Rail)"]
[null,null,null,null,null,null,null,null,null,null,null,null,null,null,null,null,null,13,"QLD Grantleigh (Rail)13","QLD Grantleigh (Rail)"]
[null,null,null,null,null,null,null,null,null,null,null,null,null,null,null,null,null,14,"QLD Grantleigh (Rail)14","QLD Grantleigh (Rail)"]
[null,null,null,null,null,null,null,null,null,null,null,null,null,null,null,null,null,15,"QLD Grantleigh (Rail)15","QLD Grantleigh (Rail)"]
[null,null,null,"Winter",null,null,null,null,null,null,null,null,null,null,null,null,null,16,"QLD Grantleigh (Rail)16","QLD Grantleigh (Rail)"]
[null,null,null,null,null,null,null,null,null,null,null,null,null,null,null,null,null,17,{"$f":"T1477&R1477","v":"QLD Grantleigh (Rail)17"},"QLD Grantleigh (Rail)"]
[null,null,null,null,null,null,null,null,null,null,null,null,null,null,null,null,null,18,"QLD Grantleigh (Rail)18","QLD Grantleigh (Rail)"]
[null,null,null,null,null,null,null,null,null,null,null,null,null,null,null,null,null,19,"QLD Grantleigh (Rail)19","QLD Grantleigh (Rail)"]
[null,null,null,null,null,null,null,null,null,null,null,null,null,null,null,null,null,20,"QLD Grantleigh (Rail)20","QLD Grantleigh (Rail)"]
[null,null,null,null,null,null,null,null,null,null,null,null,null,null,null,null,null,21,"QLD Grantleigh (Rail)21","QLD Grantleigh (Rail)"]
[null,null,null,"Other",null,null,null,null,null,null,null,null,null,null,null,null,null,22,"QLD Grantleigh (Rail)22","QLD Grantleigh (Rail)"]
[null,null,null,null,null,null,null,null,null,null,null,null,null,null,null,null,null,23,"QLD Grantleigh (Rail)23","QLD Grantleigh (Rail)"]
[null,null,null,null,null,null,null,null,null,null,null,null,null,null,null,null,null,24,"QLD Grantleigh (Rail)24","QLD Grantleigh (Rail)"]
[null,null,null,null,null,null,null,null,null,null,null,null,null,null,null,null,null,25,"QLD Grantleigh (Rail)25","QLD Grantleigh (Rail)"]
[null,null,null,null,null,null,null,null,null,null,null,null,null,null,null,null,null,26,"QLD Grantleigh (Rail)26","QLD Grantleigh (Rail)"]
[null,null,null,null,null,null,null,null,null,null,null,null,null,null,null,null,null,27,"QLD Grantleigh (Rail)27","QLD Grantleigh (Rail)"]
[null,null,null,null,null,null,null,null,null,null,null,null,null,null,null,null,null,28,"QLD Grantleigh (Rail)28","QLD Grantleigh (Rail)"]
[null,null,null,null,null,null,null,null,null,null,null,null,null,null,null,null,null,29,"QLD Grantleigh (Rail)29","QLD Grantleigh (Rail)"]
[null,null,null,null,null,null,null,null,null,null,null,null,null,null,null,null,null,30,"QLD Grantleigh (Rail)30","QLD Grantleigh (Rail)"]
[null,null,null,null,null,null,null,null,null,null,null,null,null,null,null,null,null,31,"QLD Grantleigh (Rail)31","QLD Grantleigh (Rail)"]
[null,null,"QLD Gladstone South",null,null,null,null,null,null,null,null,null,null,null,null,null,null,1,"QLD Gladstone South1",{"$f":"C1492","v":"QLD Gladstone South"}]
[null,null,null,null,null,null,null,null,null,null,null,null,null,null,null,null,null,2,"QLD Gladstone South2",{"$f":"T1492","v":"QLD Gladstone South"}]
[null,null,null,"MAIN SECTORS",null,null,null,null,null,null,null,null,null,null,null,null,null,3,"QLD Gladstone South3","QLD Gladstone South"]
[null,null,null,"Predominantly commercial and industrial",null,null,null,null,null,null,null,null,null,null,null,null,null,4,"QLD Gladstone South4","QLD Gladstone South"]
[null,null,null,null,null,null,null,null,null,null,null,null,null,null,null,null,null,5,"QLD Gladstone South5","QLD Gladstone South"]
[null,null,null,null,null,null,null,null,null,null,null,null,null,null,null,null,null,6,"QLD Gladstone South6","QLD Gladstone South"]
[null,null,null,null,null,null,null,null,null,null,null,null,null,null,null,null,null,7,"QLD Gladstone South7","QLD Gladstone South"]
[null,null,null,null,null,null,null,null,null,null,null,null,null,null,null,null,null,8,"QLD Gladstone South8","QLD Gladstone South"]
[null,null,null,"MEDIUM SCENARIO",null,null,null,null,null,null,null,null,null,null,null,null,null,9,"QLD Gladstone South9","QLD Gladstone South"]
[null,null,null,"Summer",null,null,null,null,null,null,null,null,null,null,null,null,null,10,"QLD Gladstone South10","QLD Gladstone South"]
[null,null,null,"Temperature corrected actuals have decreased over the historical period.",null,null,null,null,null,null,null,null,null,null,null,null,null,11,"QLD Gladstone South11","QLD Gladstone South"]
[null,null,null,"Forecast demand is decreasing over the outlook period.",null,null,null,null,null,null,null,null,null,null,null,null,null,12,"QLD Gladstone South12","QLD Gladstone South"]
[null,null,null,"The 10% POE offset for PV is zero.",null,null,null,null,null,null,null,null,null,null,null,null,null,13,"QLD Gladstone South13","QLD Gladstone South"]
[null,null,null,null,null,null,null,null,null,null,null,null,null,null,null,null,null,14,"QLD Gladstone South14","QLD Gladstone South"]
[null,null,null,null,null,null,null,null,null,null,null,null,null,null,null,null,null,15,"QLD Gladstone South15","QLD Gladstone South"]
[null,null,null,"Winter",null,null,null,null,null,null,null,null,null,null,null,null,null,16,"QLD Gladstone South16","QLD Gladstone South"]
[null,null,null,"Temperature corrected actuals have decreased over the historical period.",null,null,null,null,null,null,null,null,null,null,null,null,null,{"$f":"MOD(ROW(Q1508)-4,31)+1","v":17},"QLD Gladstone South17","QLD Gladstone South"]
[null,null,null,"Forecast demand is relatively flat over the outlook period.",null,null,null,null,null,null,null,null,null,null,null,null,null,18,"QLD Gladstone South18",{"$f":"T1508","v":"QLD Gladstone South"}]
[null,null,null,"The 10% POE offset for PV is zero.",null,null,null,null,null,null,null,null,null,null,null,null,null,19,"QLD Gladstone South19","QLD Gladstone South"]
[null,null,null,null,null,null,null,null,null,null,null,null,null,null,null,null,null,20,"QLD Gladstone South20","QLD Gladstone South"]
[null,null,null,null,null,null,null,null,null,null,null,null,null,null,null,null,null,21,"QLD Gladstone South21","QLD Gladstone South"]
[null,null,null,"Other",null,null,null,null,null,null,null,null,null,null,null,null,null,22,"QLD Gladstone South22","QLD Gladstone South"]
[null,null,null,"Supply to parts of Gladstone.",null,null,null,null,null,null,null,null,null,null,null,null,null,23,"QLD Gladstone South23","QLD Gladstone South"]
[null,null,null,"Demand is weather sensitive in summer and winter.",null,null,null,null,null,null,null,null,null,null,null,null,null,24,"QLD Gladstone South24","QLD Gladstone South"]
[null,null,null,"Diversity factors: Summer = 0.83; Winter = 0.85.",null,null,null,null,null,null,null,null,null,null,null,null,null,25,"QLD Gladstone South25","QLD Gladstone South"]
[null,null,null,"Power factors: Summer = 0.99, lagging; Winter = 1, lagging.",null,null,null,null,null,null,null,null,null,null,null,null,null,26,"QLD Gladstone South26","QLD Gladstone South"]
[null,null,null,null,null,null,null,null,null,null,null,null,null,null,null,null,null,27,"QLD Gladstone South27","QLD Gladstone South"]
[null,null,null,null,null,null,null,null,null,null,null,null,null,null,null,null,null,28,"QLD Gladstone South28","QLD Gladstone South"]
[null,null,null,null,null,null,null,null,null,null,null,null,null,null,null,null,null,29,"QLD Gladstone South29","QLD Gladstone South"]
[null,null,null,null,null,null,null,null,null,null,null,null,null,null,null,null,null,30,"QLD Gladstone South30","QLD Gladstone South"]
[null,null,null,null,null,null,null,null,null,null,null,null,null,null,null,null,null,31,"QLD Gladstone South31","QLD Gladstone South"]
[null,null,"QLD Goonyella Riverside Mine",null,null,null,null,null,null,null,null,null,null,null,null,null,null,1,"QLD Goonyella Riverside Mine1",{"$f":"C1523","v":"QLD Goonyella Riverside Mine"}]
[null,null,null,null,null,null,null,null,null,null,null,null,null,null,null,null,null,2,"QLD Goonyella Riverside Mine2",{"$f":"T1523","v":"QLD Goonyella Riverside Mine"}]
[null,null,null,"MAIN SECTORS",null,null,null,null,null,null,null,null,null,null,null,null,null,3,"QLD Goonyella Riverside Mine3","QLD Goonyella Riverside Mine"]
[null,null,null,"The forecast is confidential.",null,null,null,null,null,null,null,null,null,null,null,null,null,4,"QLD Goonyella Riverside Mine4","QLD Goonyella Riverside Mine"]
[null,null,null,null,null,null,null,null,null,null,null,null,null,null,null,null,null,5,"QLD Goonyella Riverside Mine5","QLD Goonyella Riverside Mine"]
[null,null,null,null,null,null,null,null,null,null,null,null,null,null,null,null,null,6,"QLD Goonyella Riverside Mine6","QLD Goonyella Riverside Mine"]
[null,null,null,null,null,null,null,null,null,null,null,null,null,null,null,null,null,7,"QLD Goonyella Riverside Mine7","QLD Goonyella Riverside Mine"]
[null,null,null,null,null,null,null,null,null,null,null,null,null,null,null,null,null,8,"QLD Goonyella Riverside Mine8","QLD Goonyella Riverside Mine"]
[null,null,null,"MEDIUM SCENARIO",null,null,null,null,null,null,null,null,null,null,null,null,null,9,"QLD Goonyella Riverside Mine9","QLD Goonyella Riverside Mine"]
[null,null,null,"Summer",null,null,null,null,null,null,null,null,null,null,null,null,null,10,"QLD Goonyella Riverside Mine10","QLD Goonyella Riverside Mine"]
[null,null,null,null,null,null,null,null,null,null,null,null,null,null,null,null,null,11,"QLD Goonyella Riverside Mine11","QLD Goonyella Riverside Mine"]
[null,null,null,null,null,null,null,null,null,null,null,null,null,null,null,null,null,12,"QLD Goonyella Riverside Mine12","QLD Goonyella Riverside Mine"]
[null,null,null,null,null,null,null,null,null,null,null,null,null,null,null,null,null,13,"QLD Goonyella Riverside Mine13","QLD Goonyella Riverside Mine"]
[null,null,null,null,null,null,null,null,null,null,null,null,null,null,null,null,null,14,"QLD Goonyella Riverside Mine14","QLD Goonyella Riverside Mine"]
[null,null,null,null,null,null,null,null,null,null,null,null,null,null,null,null,null,15,"QLD Goonyella Riverside Mine15","QLD Goonyella Riverside Mine"]
[null,null,null,"Winter",null,null,null,null,null,null,null,null,null,null,null,null,null,16,"QLD Goonyella Riverside Mine16","QLD Goonyella Riverside Mine"]
[null,null,null,null,null,null,null,null,null,null,null,null,null,null,null,null,null,17,"QLD Goonyella Riverside Mine17","QLD Goonyella Riverside Mine"]
[null,null,null,null,null,null,null,null,null,null,null,null,null,null,null,null,null,18,"QLD Goonyella Riverside Mine18","QLD Goonyella Riverside Mine"]
[null,null,null,null,null,null,null,null,null,null,null,null,null,null,null,null,null,19,{"$f":"T1541&R1541","v":"QLD Goonyella Riverside Mine19"},"QLD Goonyella Riverside Mine"]
[null,null,null,null,null,null,null,null,null,null,null,null,null,null,null,null,null,20,"QLD Goonyella Riverside Mine20","QLD Goonyella Riverside Mine"]
[null,null,null,null,null,null,null,null,null,null,null,null,null,null,null,null,null,21,"QLD Goonyella Riverside Mine21","QLD Goonyella Riverside Mine"]
[null,null,null,"Other",null,null,null,null,null,null,null,null,null,null,null,null,null,22,"QLD Goonyella Riverside Mine22","QLD Goonyella Riverside Mine"]
[null,null,null,null,null,null,null,null,null,null,null,null,null,null,null,null,null,23,"QLD Goonyella Riverside Mine23","QLD Goonyella Riverside Mine"]
[null,null,null,null,null,null,null,null,null,null,null,null,null,null,null,null,null,24,"QLD Goonyella Riverside Mine24","QLD Goonyella Riverside Mine"]
[null,null,null,null,null,null,null,null,null,null,null,null,null,null,null,null,null,25,"QLD Goonyella Riverside Mine25","QLD Goonyella Riverside Mine"]
[null,null,null,null,null,null,null,null,null,null,null,null,null,null,null,null,null,26,"QLD Goonyella Riverside Mine26","QLD Goonyella Riverside Mine"]
[null,null,null,null,null,null,null,null,null,null,null,null,null,null,null,null,null,27,"QLD Goonyella Riverside Mine27","QLD Goonyella Riverside Mine"]
[null,null,null,null,null,null,null,null,null,null,null,null,null,null,null,null,null,28,"QLD Goonyella Riverside Mine28","QLD Goonyella Riverside Mine"]
[null,null,null,null,null,null,null,null,null,null,null,null,null,null,null,null,null,29,"QLD Goonyella Riverside Mine29","QLD Goonyella Riverside Mine"]
[null,null,null,null,null,null,null,null,null,null,null,null,null,null,null,null,null,30,"QLD Goonyella Riverside Mine30","QLD Goonyella Riverside Mine"]
[null,null,null,null,null,null,null,null,null,null,null,null,null,null,null,null,null,31,"QLD Goonyella Riverside Mine31","QLD Goonyella Riverside Mine"]
[null,null,"QLD Innisfail",null,null,null,null,null,null,null,null,null,null,null,null,null,null,1,"QLD Innisfail1",{"$f":"C1554","v":"QLD Innisfail"}]
[null,null,null,null,null,null,null,null,null,null,null,null,null,null,null,null,null,2,"QLD Innisfail2",{"$f":"T1554","v":"QLD Innisfail"}]
[null,null,null,"MAIN SECTORS",null,null,null,null,null,null,null,null,null,null,null,null,null,3,"QLD Innisfail3","QLD Innisfail"]
[null,null,null,"Predominantly residential and commercial",null,null,null,null,null,null,null,null,null,null,null,null,null,4,"QLD Innisfail4","QLD Innisfail"]
[null,null,null,null,null,null,null,null,null,null,null,null,null,null,null,null,null,5,"QLD Innisfail5","QLD Innisfail"]
[null,null,null,null,null,null,null,null,null,null,null,null,null,null,null,null,null,6,"QLD Innisfail6","QLD Innisfail"]
[null,null,null,null,null,null,null,null,null,null,null,null,null,null,null,null,null,7,"QLD Innisfail7","QLD Innisfail"]
[null,null,null,null,null,null,null,null,null,null,null,null,null,null,null,null,null,8,"QLD Innisfail8","QLD Innisfail"]
[null,null,null,"MEDIUM SCENARIO",null,null,null,null,null,null,null,null,null,null,null,null,null,9,"QLD Innisfail9","QLD Innisfail"]
[null,null,null,"Summer",null,null,null,null,null,null,null,null,null,null,null,null,null,10,"QLD Innisfail10","QLD Innisfail"]
[null,null,null,"Temperature corrected actuals have remained relatively flat over the historical period.",null,null,null,null,null,null,null,null,null,null,null,null,null,11,"QLD Innisfail11","QLD Innisfail"]
[null,null,null,"Forecast demand is increasing over the outlook period.",null,null,null,null,null,null,null,null,null,null,null,null,null,12,"QLD Innisfail12","QLD Innisfail"]
[null,null,null,"The 10% POE offset for PV ranges from 9.1% to 8.7% between 2017 and 2026.",null,null,null,null,null,null,null,null,null,null,null,null,null,13,"QLD Innisfail13","QLD Innisfail"]
[null,null,null,null,null,null,null,null,null,null,null,null,null,null,null,null,null,14,"QLD Innisfail14","QLD Innisfail"]
[null,null,null,null,null,null,null,null,null,null,null,null,null,null,null,null,null,15,"QLD Innisfail15","QLD Innisfail"]
[null,null,null,"Winter",null,null,null,null,null,null,null,null,null,null,null,null,null,16,"QLD Innisfail16","QLD Innisfail"]
[null,null,null,"Temperature corrected actuals have remained relatively flat over the historical period.",null,null,null,null,null,null,null,null,null,null,null,null,null,17,"QLD Innisfail17","QLD Innisfail"]
[null,null,null,"Forecast demand is increasing over the outlook period.",null,null,null,null,null,null,null,null,null,null,null,null,null,18,"QLD Innisfail18","QLD Innisfail"]
[null,null,null,"The 10% POE offset for PV ranges from 4.1% to 3.3% between 2016 and 2025.",null,null,null,null,null,null,null,null,null,null,null,null,null,{"$f":"MOD(ROW(Q1572)-4,31)+1","v":19},"QLD Innisfail19","QLD Innisfail"]
[null,null,null,null,null,null,null,null,null,null,null,null,null,null,null,null,null,20,"QLD Innisfail20",{"$f":"T1572","v":"QLD Innisfail"}]
[null,null,null,null,null,null,null,null,null,null,null,null,null,null,null,null,null,21,"QLD Innisfail21","QLD Innisfail"]
[null,null,null,"Other",null,null,null,null,null,null,null,null,null,null,null,null,null,22,"QLD Innisfail22","QLD Innisfail"]
[null,null,null,"Supplies to Innisfail.",null,null,null,null,null,null,null,null,null,null,null,null,null,23,"QLD Innisfail23","QLD Innisfail"]
[null,null,null,"The impact of the following embedded generator(s) has been removed in the forecasts; South Johnston Sugar Mill.",null,null,null,null,null,null,null,null,null,null,null,null,null,24,"QLD Innisfail24","QLD Innisfail"]
[null,null,null,"Demand is not weather sensitive.",null,null,null,null,null,null,null,null,null,null,null,null,null,25,"QLD Innisfail25","QLD Innisfail"]
[null,null,null,"Diversity factors: Summer = 0.85; Winter = 0.88.",null,null,null,null,null,null,null,null,null,null,null,null,null,26,"QLD Innisfail26","QLD Innisfail"]
[null,null,null,"Power factors: Summer = 0.97, lagging; Winter = 0.97, lagging.",null,null,null,null,null,null,null,null,null,null,null,null,null,27,"QLD Innisfail27","QLD Innisfail"]
[null,null,null,null,null,null,null,null,null,null,null,null,null,null,null,null,null,28,"QLD Innisfail28","QLD Innisfail"]
[null,null,null,null,null,null,null,null,null,null,null,null,null,null,null,null,null,29,"QLD Innisfail29","QLD Innisfail"]
[null,null,null,null,null,null,null,null,null,null,null,null,null,null,null,null,null,30,"QLD Innisfail30","QLD Innisfail"]
[null,null,null,null,null,null,null,null,null,null,null,null,null,null,null,null,null,31,"QLD Innisfail31","QLD Innisfail"]
[null,null,"QLD Ingham",null,null,null,null,null,null,null,null,null,null,null,null,null,null,1,"QLD Ingham1",{"$f":"C1585","v":"QLD Ingham"}]
[null,null,null,null,null,null,null,null,null,null,null,null,null,null,null,null,null,2,"QLD Ingham2",{"$f":"T1585","v":"QLD Ingham"}]
[null,null,null,"MAIN SECTORS",null,null,null,null,null,null,null,null,null,null,null,null,null,3,"QLD Ingham3","QLD Ingham"]
[null,null,null,"Predominantly commercial, industrial, agricultural",null,null,null,null,null,null,null,null,null,null,null,null,null,4,"QLD Ingham4","QLD Ingham"]
[null,null,null,null,null,null,null,null,null,null,null,null,null,null,null,null,null,5,"QLD Ingham5","QLD Ingham"]
[null,null,null,null,null,null,null,null,null,null,null,null,null,null,null,null,null,6,"QLD Ingham6","QLD Ingham"]
[null,null,null,null,null,null,null,null,null,null,null,null,null,null,null,null,null,7,"QLD Ingham7","QLD Ingham"]
[null,null,null,null,null,null,null,null,null,null,null,null,null,null,null,null,null,8,"QLD Ingham8","QLD Ingham"]
[null,null,null,"MEDIUM SCENARIO",null,null,null,null,null,null,null,null,null,null,null,null,null,9,"QLD Ingham9","QLD Ingham"]
[null,null,null,"Summer",null,null,null,null,null,null,null,null,null,null,null,null,null,10,"QLD Ingham10","QLD Ingham"]
[null,null,null,"Temperature corrected actuals have decreased since 2014.",null,null,null,null,null,null,null,null,null,null,null,null,null,11,"QLD Ingham11","QLD Ingham"]
[null,null,null,"Forecast demand is increasing over the outlook period.",null,null,null,null,null,null,null,null,null,null,null,null,null,12,"QLD Ingham12","QLD Ingham"]
[null,null,null,"The 10% POE offset for PV is zero.",null,null,null,null,null,null,null,null,null,null,null,null,null,13,"QLD Ingham13","QLD Ingham"]
[null,null,null,null,null,null,null,null,null,null,null,null,null,null,null,null,null,14,"QLD Ingham14","QLD Ingham"]
[null,null,null,null,null,null,null,null,null,null,null,null,null,null,null,null,null,15,"QLD Ingham15","QLD Ingham"]
[null,null,null,"Winter",null,null,null,null,null,null,null,null,null,null,null,null,null,16,"QLD Ingham16","QLD Ingham"]
[null,null,null,"Temperature corrected actuals have remained relatively flat over the historical period.",null,null,null,null,null,null,null,null,null,null,null,null,null,17,"QLD Ingham17","QLD Ingham"]
[null,null,null,"Forecast demand is increasing over the outlook period.",null,null,null,null,null,null,null,null,null,null,null,null,null,18,"QLD Ingham18","QLD Ingham"]
[null,null,null,"The 10% POE offset for PV is zero.",null,null,null,null,null,null,null,null,null,null,null,null,null,19,"QLD Ingham19","QLD Ingham"]
[null,null,null,null,null,null,null,null,null,null,null,null,null,null,null,null,null,20,"QLD Ingham20","QLD Ingham"]
[null,null,null,null,null,null,null,null,null,null,null,null,null,null,null,null,null,21,{"$f":"T1605&R1605","v":"QLD Ingham21"},"QLD Ingham"]
[null,null,null,"Other",null,null,null,null,null,null,null,null,null,null,null,null,null,22,"QLD Ingham22","QLD Ingham"]
[null,null,null,"Supply to Ingham.",null,null,null,null,null,null,null,null,null,null,null,null,null,23,"QLD Ingham23","QLD Ingham"]
[null,null,null,"The impact of the following embedded generator(s) has been removed in the forecasts; Victoria Mill.",null,null,null,null,null,null,null,null,null,null,null,null,null,24,"QLD Ingham24","QLD Ingham"]
[null,null,null,"Demand is weather sensitive in summer only.",null,null,null,null,null,null,null,null,null,null,null,null,null,25,"QLD Ingham25","QLD Ingham"]
[null,null,null,"Diversity factors: Summer = 0.81; Winter = 0.67.",null,null,null,null,null,null,null,null,null,null,null,null,null,26,"QLD Ingham26","QLD Ingham"]
[null,null,null,"Power factors: Summer = 1, lagging; Winter = 1, lagging.",null,null,null,null,null,null,null,null,null,null,null,null,null,27,"QLD Ingham27","QLD Ingham"]
[null,null,null,null,null,null,null,null,null,null,null,null,null,null,null,null,null,28,"QLD Ingham28","QLD Ingham"]
[null,null,null,null,null,null,null,null,null,null,null,null,null,null,null,null,null,29,"QLD Ingham29","QLD Ingham"]
[null,null,null,null,null,null,null,null,null,null,null,null,null,null,null,null,null,30,"QLD Ingham30","QLD Ingham"]
[null,null,null,null,null,null,null,null,null,null,null,null,null,null,null,null,null,31,"QLD Ingham31","QLD Ingham"]
[null,null,"QLD Invicta Load",null,null,null,null,null,null,null,null,null,null,null,null,null,null,1,"QLD Invicta Load1",{"$f":"C1616","v":"QLD Invicta Load"}]
[null,null,null,null,null,null,null,null,null,null,null,null,null,null,null,null,null,2,"QLD Invicta Load2",{"$f":"T1616","v":"QLD Invicta Load"}]
[null,null,null,"MAIN SECTORS",null,null,null,null,null,null,null,null,null,null,null,null,null,3,"QLD Invicta Load3","QLD Invicta Load"]
[null,null,null,"The forecast is confidential.",null,null,null,null,null,null,null,null,null,null,null,null,null,4,"QLD Invicta Load4","QLD Invicta Load"]
[null,null,null,null,null,null,null,null,null,null,null,null,null,null,null,null,null,5,"QLD Invicta Load5","QLD Invicta Load"]
[null,null,null,null,null,null,null,null,null,null,null,null,null,null,null,null,null,6,"QLD Invicta Load6","QLD Invicta Load"]
[null,null,null,null,null,null,null,null,null,null,null,null,null,null,null,null,null,7,"QLD Invicta Load7","QLD Invicta Load"]
[null,null,null,null,null,null,null,null,null,null,null,null,null,null,null,null,null,8,"QLD Invicta Load8","QLD Invicta Load"]
[null,null,null,"MEDIUM SCENARIO",null,null,null,null,null,null,null,null,null,null,null,null,null,9,"QLD Invicta Load9","QLD Invicta Load"]
[null,null,null,"Summer",null,null,null,null,null,null,null,null,null,null,null,null,null,10,"QLD Invicta Load10","QLD Invicta Load"]
[null,null,null,null,null,null,null,null,null,null,null,null,null,null,null,null,null,11,"QLD Invicta Load11","QLD Invicta Load"]
[null,null,null,null,null,null,null,null,null,null,null,null,null,null,null,null,null,12,"QLD Invicta Load12","QLD Invicta Load"]
[null,null,null,null,null,null,null,null,null,null,null,null,null,null,null,null,null,13,"QLD Invicta Load13","QLD Invicta Load"]
[null,null,null,null,null,null,null,null,null,null,null,null,null,null,null,null,null,14,"QLD Invicta Load14","QLD Invicta Load"]
[null,null,null,null,null,null,null,null,null,null,null,null,null,null,null,null,null,15,"QLD Invicta Load15","QLD Invicta Load"]
[null,null,null,"Winter",null,null,null,null,null,null,null,null,null,null,null,null,null,16,"QLD Invicta Load16","QLD Invicta Load"]
[null,null,null,null,null,null,null,null,null,null,null,null,null,null,null,null,null,17,"QLD Invicta Load17","QLD Invicta Load"]
[null,null,null,null,null,null,null,null,null,null,null,null,null,null,null,null,null,18,"QLD Invicta Load18","QLD Invicta Load"]
[null,null,null,null,null,null,null,null,null,null,null,null,null,null,null,null,null,19,"QLD Invicta Load19","QLD Invicta Load"]
[null,null,null,null,null,null,null,null,null,null,null,null,null,null,null,null,null,20,"QLD Invicta Load20","QLD Invicta Load"]
[null,null,null,null,null,null,null,null,null,null,null,null,null,null,null,null,null,{"$f":"MOD(ROW(Q1636)-4,31)+1","v":21},"QLD Invicta Load21","QLD Invicta Load"]
[null,null,null,"Other",null,null,null,null,null,null,null,null,null,null,null,null,null,22,"QLD Invicta Load22",{"$f":"T1636","v":"QLD Invicta Load"}]
[null,null,null,null,null,null,null,null,null,null,null,null,null,null,null,null,null,23,"QLD Invicta Load23","QLD Invicta Load"]
[null,null,null,null,null,null,null,null,null,null,null,null,null,null,null,null,null,24,"QLD Invicta Load24","QLD Invicta Load"]
[null,null,null,null,null,null,null,null,null,null,null,null,null,null,null,null,null,25,"QLD Invicta Load25","QLD Invicta Load"]
[null,null,null,null,null,null,null,null,null,null,null,null,null,null,null,null,null,26,"QLD Invicta Load26","QLD Invicta Load"]
[null,null,null,null,null,null,null,null,null,null,null,null,null,null,null,null,null,27,"QLD Invicta Load27","QLD Invicta Load"]
[null,null,null,null,null,null,null,null,null,null,null,null,null,null,null,null,null,28,"QLD Invicta Load28","QLD Invicta Load"]
[null,null,null,null,null,null,null,null,null,null,null,null,null,null,null,null,null,29,"QLD Invicta Load29","QLD Invicta Load"]
[null,null,null,null,null,null,null,null,null,null,null,null,null,null,null,null,null,30,"QLD Invicta Load30","QLD Invicta Load"]
[null,null,null,null,null,null,null,null,null,null,null,null,null,null,null,null,null,31,"QLD Invicta Load31","QLD Invicta Load"]
[null,null,"QLD Kamerunga",null,null,null,null,null,null,null,null,null,null,null,null,null,null,1,"QLD Kamerunga1",{"$f":"C1647","v":"QLD Kamerunga"}]
[null,null,null,null,null,null,null,null,null,null,null,null,null,null,null,null,null,2,"QLD Kamerunga2",{"$f":"T1647","v":"QLD Kamerunga"}]
[null,null,null,"MAIN SECTORS",null,null,null,null,null,null,null,null,null,null,null,null,null,3,"QLD Kamerunga3","QLD Kamerunga"]
[null,null,null,"Predominantly residential, commercial, industrial",null,null,null,null,null,null,null,null,null,null,null,null,null,4,"QLD Kamerunga4","QLD Kamerunga"]
[null,null,null,null,null,null,null,null,null,null,null,null,null,null,null,null,null,5,"QLD Kamerunga5","QLD Kamerunga"]
[null,null,null,null,null,null,null,null,null,null,null,null,null,null,null,null,null,6,"QLD Kamerunga6","QLD Kamerunga"]
[null,null,null,null,null,null,null,null,null,null,null,null,null,null,null,null,null,7,"QLD Kamerunga7","QLD Kamerunga"]
[null,null,null,null,null,null,null,null,null,null,null,null,null,null,null,null,null,8,"QLD Kamerunga8","QLD Kamerunga"]
[null,null,null,"MEDIUM SCENARIO",null,null,null,null,null,null,null,null,null,null,null,null,null,9,"QLD Kamerunga9","QLD Kamerunga"]
[null,null,null,"Summer",null,null,null,null,null,null,null,null,null,null,null,null,null,10,"QLD Kamerunga10","QLD Kamerunga"]
[null,null,null,"Temperature corrected actuals have increased over the historical period.",null,null,null,null,null,null,null,null,null,null,null,null,null,11,"QLD Kamerunga11","QLD Kamerunga"]
[null,null,null,"Forecast demand is increasing over the outlook period due to increase in load in 2020.",null,null,null,null,null,null,null,null,null,null,null,null,null,12,"QLD Kamerunga12","QLD Kamerunga"]
[null,null,null,"The 10% POE offset for PV is zero.",null,null,null,null,null,null,null,null,null,null,null,null,null,13,"QLD Kamerunga13","QLD Kamerunga"]
[null,null,null,null,null,null,null,null,null,null,null,null,null,null,null,null,null,14,"QLD Kamerunga14","QLD Kamerunga"]
[null,null,null,null,null,null,null,null,null,null,null,null,null,null,null,null,null,15,"QLD Kamerunga15","QLD Kamerunga"]
[null,null,null,"Winter",null,null,null,null,null,null,null,null,null,null,null,null,null,16,"QLD Kamerunga16","QLD Kamerunga"]
[null,null,null,"Temperature corrected actuals have remained relatively flat over the historical period.",null,null,null,null,null,null,null,null,null,null,null,null,null,17,"QLD Kamerunga17","QLD Kamerunga"]
[null,null,null,"Forecast demand is increasing over the outlook period due to increase in load in 2020.",null,null,null,null,null,null,null,null,null,null,null,null,null,18,"QLD Kamerunga18","QLD Kamerunga"]
[null,null,null,"The 10% POE offset for PV is zero.",null,null,null,null,null,null,null,null,null,null,null,null,null,19,"QLD Kamerunga19","QLD Kamerunga"]
[null,null,null,null,null,null,null,null,null,null,null,null,null,null,null,null,null,20,"QLD Kamerunga20","QLD Kamerunga"]
[null,null,null,null,null,null,null,null,null,null,null,null,null,null,null,null,null,21,"QLD Kamerunga21","QLD Kamerunga"]
[null,null,null,"Other",null,null,null,null,null,null,null,null,null,null,null,null,null,22,"QLD Kamerunga22","QLD Kamerunga"]
[null,null,null,"Supplies areas north of Cairns.",null,null,null,null,null,null,null,null,null,null,null,null,null,23,{"$f":"T1669&R1669","v":"QLD Kamerunga23"},"QLD Kamerunga"]
[null,null,null,"Block load included in summer 2020-21.",null,null,null,null,null,null,null,null,null,null,null,null,null,24,"QLD Kamerunga24","QLD Kamerunga"]
[null,null,null,"Demand is weather sensitive in summer only.",null,null,null,null,null,null,null,null,null,null,null,null,null,25,"QLD Kamerunga25","QLD Kamerunga"]
[null,null,null,"Diversity factors: Summer = 0.75; Winter = 0.96.",null,null,null,null,null,null,null,null,null,null,null,null,null,26,"QLD Kamerunga26","QLD Kamerunga"]
[null,null,null,"Power factors: Summer = 1, leading; Winter = 0.97, leading.",null,null,null,null,null,null,null,null,null,null,null,null,null,27,"QLD Kamerunga27","QLD Kamerunga"]
[null,null,null,null,null,null,null,null,null,null,null,null,null,null,null,null,null,28,"QLD Kamerunga28","QLD Kamerunga"]
[null,null,null,null,null,null,null,null,null,null,null,null,null,null,null,null,null,29,"QLD Kamerunga29","QLD Kamerunga"]
[null,null,null,null,null,null,null,null,null,null,null,null,null,null,null,null,null,30,"QLD Kamerunga30","QLD Kamerunga"]
[null,null,null,null,null,null,null,null,null,null,null,null,null,null,null,null,null,31,"QLD Kamerunga31","QLD Kamerunga"]
[null,null,"QLD King Creek",null,null,null,null,null,null,null,null,null,null,null,null,null,null,1,"QLD King Creek1",{"$f":"C1678","v":"QLD King Creek"}]
[null,null,null,null,null,null,null,null,null,null,null,null,null,null,null,null,null,2,"QLD King Creek2",{"$f":"T1678","v":"QLD King Creek"}]
[null,null,null,"MAIN SECTORS",null,null,null,null,null,null,null,null,null,null,null,null,null,3,"QLD King Creek3","QLD King Creek"]
[null,null,null,"The forecast is confidential.",null,null,null,null,null,null,null,null,null,null,null,null,null,4,"QLD King Creek4","QLD King Creek"]
[null,null,null,null,null,null,null,null,null,null,null,null,null,null,null,null,null,5,"QLD King Creek5","QLD King Creek"]
[null,null,null,null,null,null,null,null,null,null,null,null,null,null,null,null,null,6,"QLD King Creek6","QLD King Creek"]
[null,null,null,null,null,null,null,null,null,null,null,null,null,null,null,null,null,7,"QLD King Creek7","QLD King Creek"]
[null,null,null,null,null,null,null,null,null,null,null,null,null,null,null,null,null,8,"QLD King Creek8","QLD King Creek"]
[null,null,null,"MEDIUM SCENARIO",null,null,null,null,null,null,null,null,null,null,null,null,null,9,"QLD King Creek9","QLD King Creek"]
[null,null,null,"Summer",null,null,null,null,null,null,null,null,null,null,null,null,null,10,"QLD King Creek10","QLD King Creek"]
[null,null,null,null,null,null,null,null,null,null,null,null,null,null,null,null,null,11,"QLD King Creek11","QLD King Creek"]
[null,null,null,null,null,null,null,null,null,null,null,null,null,null,null,null,null,12,"QLD King Creek12","QLD King Creek"]
[null,null,null,null,null,null,null,null,null,null,null,null,null,null,null,null,null,13,"QLD King Creek13","QLD King Creek"]
[null,null,null,null,null,null,null,null,null,null,null,null,null,null,null,null,null,14,"QLD King Creek14","QLD King Creek"]
[null,null,null,null,null,null,null,null,null,null,null,null,null,null,null,null,null,15,"QLD King Creek15","QLD King Creek"]
[null,null,null,"Winter",null,null,null,null,null,null,null,null,null,null,null,null,null,16,"QLD King Creek16","QLD King Creek"]
[null,null,null,null,null,null,null,null,null,null,null,null,null,null,null,null,null,17,"QLD King Creek17","QLD King Creek"]
[null,null,null,null,null,null,null,null,null,null,null,null,null,null,null,null,null,18,"QLD King Creek18","QLD King Creek"]
[null,null,null,null,null,null,null,null,null,null,null,null,null,null,null,null,null,19,"QLD King Creek19","QLD King Creek"]
[null,null,null,null,null,null,null,null,null,null,null,null,null,null,null,null,null,20,"QLD King Creek20","QLD King Creek"]
[null,null,null,null,null,null,null,null,null,null,null,null,null,null,null,null,null,21,"QLD King Creek21","QLD King Creek"]
[null,null,null,"Other",null,null,null,null,null,null,null,null,null,null,null,null,null,22,"QLD King Creek22","QLD King Creek"]
[null,null,null,null,null,null,null,null,null,null,null,null,null,null,null,null,null,{"$f":"MOD(ROW(Q1700)-4,31)+1","v":23},"QLD King Creek23","QLD King Creek"]
[null,null,null,null,null,null,null,null,null,null,null,null,null,null,null,null,null,24,"QLD King Creek24",{"$f":"T1700","v":"QLD King Creek"}]
[null,null,null,null,null,null,null,null,null,null,null,null,null,null,null,null,null,25,"QLD King Creek25","QLD King Creek"]
[null,null,null,null,null,null,null,null,null,null,null,null,null,null,null,null,null,26,"QLD King Creek26","QLD King Creek"]
[null,null,null,null,null,null,null,null,null,null,null,null,null,null,null,null,null,27,"QLD King Creek27","QLD King Creek"]
[null,null,null,null,null,null,null,null,null,null,null,null,null,null,null,null,null,28,"QLD King Creek28","QLD King Creek"]
[null,null,null,null,null,null,null,null,null,null,null,null,null,null,null,null,null,29,"QLD King Creek29","QLD King Creek"]
[null,null,null,null,null,null,null,null,null,null,null,null,null,null,null,null,null,30,"QLD King Creek30","QLD King Creek"]
[null,null,null,null,null,null,null,null,null,null,null,null,null,null,null,null,null,31,"QLD King Creek31","QLD King Creek"]
[null,null,"QLD Lilyvale (Barcaldine)",null,null,null,null,null,null,null,null,null,null,null,null,null,null,1,"QLD Lilyvale (Barcaldine)1",{"$f":"C1709","v":"QLD Lilyvale (Barcaldine)"}]
[null,null,null,null,null,null,null,null,null,null,null,null,null,null,null,null,null,2,"QLD Lilyvale (Barcaldine)2",{"$f":"T1709","v":"QLD Lilyvale (Barcaldine)"}]
[null,null,null,"MAIN SECTORS",null,null,null,null,null,null,null,null,null,null,null,null,null,3,"QLD Lilyvale (Barcaldine)3","QLD Lilyvale (Barcaldine)"]
[null,null,null,"Predominantly residential, commercial, industrial, mining",null,null,null,null,null,null,null,null,null,null,null,null,null,4,"QLD Lilyvale (Barcaldine)4","QLD Lilyvale (Barcaldine)"]
[null,null,null,null,null,null,null,null,null,null,null,null,null,null,null,null,null,5,"QLD Lilyvale (Barcaldine)5","QLD Lilyvale (Barcaldine)"]
[null,null,null,null,null,null,null,null,null,null,null,null,null,null,null,null,null,6,"QLD Lilyvale (Barcaldine)6","QLD Lilyvale (Barcaldine)"]
[null,null,null,null,null,null,null,null,null,null,null,null,null,null,null,null,null,7,"QLD Lilyvale (Barcaldine)7","QLD Lilyvale (Barcaldine)"]
[null,null,null,null,null,null,null,null,null,null,null,null,null,null,null,null,null,8,"QLD Lilyvale (Barcaldine)8","QLD Lilyvale (Barcaldine)"]
[null,null,null,"MEDIUM SCENARIO",null,null,null,null,null,null,null,null,null,null,null,null,null,9,"QLD Lilyvale (Barcaldine)9","QLD Lilyvale (Barcaldine)"]
[null,null,null,"Summer",null,null,null,null,null,null,null,null,null,null,null,null,null,10,"QLD Lilyvale (Barcaldine)10","QLD Lilyvale (Barcaldine)"]
[null,null,null,"Temperature corrected actuals have decreased over the historical period.",null,null,null,null,null,null,null,null,null,null,null,null,null,11,"QLD Lilyvale (Barcaldine)11","QLD Lilyvale (Barcaldine)"]
[null,null,null,"Forecast demand is relatively flat over the outlook period.",null,null,null,null,null,null,null,null,null,null,null,null,null,12,"QLD Lilyvale (Barcaldine)12","QLD Lilyvale (Barcaldine)"]
[null,null,null,"The 10% POE offset for PV ranges from 4.7% to 9.2% between 2017 and 2026.",null,null,null,null,null,null,null,null,null,null,null,null,null,13,"QLD Lilyvale (Barcaldine)13","QLD Lilyvale (Barcaldine)"]
[null,null,null,null,null,null,null,null,null,null,null,null,null,null,null,null,null,14,"QLD Lilyvale (Barcaldine)14","QLD Lilyvale (Barcaldine)"]
[null,null,null,null,null,null,null,null,null,null,null,null,null,null,null,null,null,15,"QLD Lilyvale (Barcaldine)15","QLD Lilyvale (Barcaldine)"]
[null,null,null,"Winter",null,null,null,null,null,null,null,null,null,null,null,null,null,16,"QLD Lilyvale (Barcaldine)16","QLD Lilyvale (Barcaldine)"]
[null,null,null,"Temperature corrected actuals have decreased over the historical period.",null,null,null,null,null,null,null,null,null,null,null,null,null,17,"QLD Lilyvale (Barcaldine)17","QLD Lilyvale (Barcaldine)"]
[null,null,null,"Forecast demand is increasing over the outlook period.",null,null,null,null,null,null,null,null,null,null,null,null,null,18,"QLD Lilyvale (Barcaldine)18","QLD Lilyvale (Barcaldine)"]
[null,null,null,"The 10% POE offset for PV is zero.",null,null,null,null,null,null,null,null,null,null,null,null,null,19,"QLD Lilyvale (Barcaldine)19","QLD Lilyvale (Barcaldine)"]
[null,null,null,null,null,null,null,null,null,null,null,null,null,null,null,null,null,20,"QLD Lilyvale (Barcaldine)20","QLD Lilyvale (Barcaldine)"]
[null,null,null,null,null,null,null,null,null,null,null,null,null,null,null,null,null,21,"QLD Lilyvale (Barcaldine)21","QLD Lilyvale (Barcaldine)"]
[null,null,null,"Other",null,null,null,null,null,null,null,null,null,null,null,null,null,22,"QLD Lilyvale (Barcaldine)22","QLD Lilyvale (Barcaldine)"]
[null,null,null,"Supplies Clermont, Barcaldine and mining loads.",null,null,null,null,null,null,null,null,null,null,null,null,null,23,"QLD Lilyvale (Barcaldine)23","QLD Lilyvale (Barcaldine)"]
[null,null,null,"The impact of the following embedded generator(s) has been removed in the forecasts; Barcaldine generator.",null,null,null,null,null,null,null,null,null,null,null,null,null,24,"QLD Lilyvale (Barcaldine)24","QLD Lilyvale (Barcaldine)"]
[null,null,null,"Demand is weather sensitive in summer and winter.",null,null,null,null,null,null,null,null,null,null,null,null,null,25,{"$f":"T1733&R1733","v":"QLD Lilyvale (Barcaldine)25"},"QLD Lilyvale (Barcaldine)"]
[null,null,null,"Diversity factors: Summer = 0.83; Winter = 0.95.",null,null,null,null,null,null,null,null,null,null,null,null,null,26,"QLD Lilyvale (Barcaldine)26","QLD Lilyvale (Barcaldine)"]
[null,null,null,"Power factors: Summer = 1, leading; Winter = 0.99, leading.",null,null,null,null,null,null,null,null,null,null,null,null,null,27,"QLD Lilyvale (Barcaldine)27","QLD Lilyvale (Barcaldine)"]
[null,null,null,null,null,null,null,null,null,null,null,null,null,null,null,null,null,28,"QLD Lilyvale (Barcaldine)28","QLD Lilyvale (Barcaldine)"]
[null,null,null,null,null,null,null,null,null,null,null,null,null,null,null,null,null,29,"QLD Lilyvale (Barcaldine)29","QLD Lilyvale (Barcaldine)"]
[null,null,null,null,null,null,null,null,null,null,null,null,null,null,null,null,null,30,"QLD Lilyvale (Barcaldine)30","QLD Lilyvale (Barcaldine)"]
[null,null,null,null,null,null,null,null,null,null,null,null,null,null,null,null,null,31,"QLD Lilyvale (Barcaldine)31","QLD Lilyvale (Barcaldine)"]
[null,null,"QLD Loganlea 110",null,null,null,null,null,null,null,null,null,null,null,null,null,null,1,"QLD Loganlea 1101",{"$f":"C1740","v":"QLD Loganlea 110"}]
[null,null,null,null,null,null,null,null,null,null,null,null,null,null,null,null,null,2,"QLD Loganlea 1102",{"$f":"T1740","v":"QLD Loganlea 110"}]
[null,null,null,"MAIN SECTORS",null,null,null,null,null,null,null,null,null,null,null,null,null,3,"QLD Loganlea 1103","QLD Loganlea 110"]
[null,null,null,"Predominantly residential, commercial, industrial",null,null,null,null,null,null,null,null,null,null,null,null,null,4,"QLD Loganlea 1104","QLD Loganlea 110"]
[null,null,null,null,null,null,null,null,null,null,null,null,null,null,null,null,null,5,"QLD Loganlea 1105","QLD Loganlea 110"]
[null,null,null,null,null,null,null,null,null,null,null,null,null,null,null,null,null,6,"QLD Loganlea 1106","QLD Loganlea 110"]
[null,null,null,null,null,null,null,null,null,null,null,null,null,null,null,null,null,7,"QLD Loganlea 1107","QLD Loganlea 110"]
[null,null,null,null,null,null,null,null,null,null,null,null,null,null,null,null,null,8,"QLD Loganlea 1108","QLD Loganlea 110"]
[null,null,null,"MEDIUM SCENARIO",null,null,null,null,null,null,null,null,null,null,null,null,null,9,"QLD Loganlea 1109","QLD Loganlea 110"]
[null,null,null,"Summer",null,null,null,null,null,null,null,null,null,null,null,null,null,10,"QLD Loganlea 11010","QLD Loganlea 110"]
[null,null,null,"Temperature corrected actuals have decreased over the historical period.",null,null,null,null,null,null,null,null,null,null,null,null,null,11,"QLD Loganlea 11011","QLD Loganlea 110"]
[null,null,null,"Forecast demand is increasing over the outlook period.",null,null,null,null,null,null,null,null,null,null,null,null,null,12,"QLD Loganlea 11012","QLD Loganlea 110"]
[null,null,null,"The 10% POE offset for PV ranges from 6.0% to 7.1% between 2017 and 2026.",null,null,null,null,null,null,null,null,null,null,null,null,null,13,"QLD Loganlea 11013","QLD Loganlea 110"]
[null,null,null,null,null,null,null,null,null,null,null,null,null,null,null,null,null,14,"QLD Loganlea 11014","QLD Loganlea 110"]
[null,null,null,null,null,null,null,null,null,null,null,null,null,null,null,null,null,15,"QLD Loganlea 11015","QLD Loganlea 110"]
[null,null,null,"Winter",null,null,null,null,null,null,null,null,null,null,null,null,null,16,"QLD Loganlea 11016","QLD Loganlea 110"]
[null,null,null,"Temperature corrected actuals have decreased over the historical period.",null,null,null,null,null,null,null,null,null,null,null,null,null,17,"QLD Loganlea 11017","QLD Loganlea 110"]
[null,null,null,"Forecast demand is decreasing over the outlook period.",null,null,null,null,null,null,null,null,null,null,null,null,null,18,"QLD Loganlea 11018","QLD Loganlea 110"]
[null,null,null,"The 10% POE offset for PV is zero.",null,null,null,null,null,null,null,null,null,null,null,null,null,19,"QLD Loganlea 11019","QLD Loganlea 110"]
[null,null,null,null,null,null,null,null,null,null,null,null,null,null,null,null,null,20,"QLD Loganlea 11020","QLD Loganlea 110"]
[null,null,null,null,null,null,null,null,null,null,null,null,null,null,null,null,null,21,"QLD Loganlea 11021","QLD Loganlea 110"]
[null,null,null,"Other",null,null,null,null,null,null,null,null,null,null,null,null,null,22,"QLD Loganlea 11022","QLD Loganlea 110"]
[null,null,null,"Supplies to southern Brisbane.",null,null,null,null,null,null,null,null,null,null,null,null,null,23,"QLD Loganlea 11023","QLD Loganlea 110"]
[null,null,null,"The impact of the following embedded generator(s) has been removed in the forecasts; Browns Plains Landfill Gas PS,",null,null,null,null,null,null,null,null,null,null,null,null,null,24,"QLD Loganlea 11024","QLD Loganlea 110"]
[null,null,null,"Australia Post Underwood Generator, Bromelton Generation Facility, Heathwood Mail Exchange Generator, Rocky Point",null,null,null,null,null,null,null,null,null,null,null,null,null,{"$f":"MOD(ROW(Q1764)-4,31)+1","v":25},"QLD Loganlea 11025","QLD Loganlea 110"]
[null,null,null,"Cogeneration Plant and Road Transport.",null,null,null,null,null,null,null,null,null,null,null,null,null,26,"QLD Loganlea 11026",{"$f":"T1764","v":"QLD Loganlea 110"}]
[null,null,null,"Demand is weather sensitive in summer and winter.",null,null,null,null,null,null,null,null,null,null,null,null,null,27,"QLD Loganlea 11027","QLD Loganlea 110"]
[null,null,null,"Diversity factors: Summer = 1; Winter = 1.",null,null,null,null,null,null,null,null,null,null,null,null,null,28,"QLD Loganlea 11028","QLD Loganlea 110"]
[null,null,null,"Power factors: Summer = 1, leading; Winter = 1, lagging.",null,null,null,null,null,null,null,null,null,null,null,null,null,29,"QLD Loganlea 11029","QLD Loganlea 110"]
[null,null,null,null,null,null,null,null,null,null,null,null,null,null,null,null,null,30,"QLD Loganlea 11030","QLD Loganlea 110"]
[null,null,null,null,null,null,null,null,null,null,null,null,null,null,null,null,null,31,"QLD Loganlea 11031","QLD Loganlea 110"]
[null,null,"QLD Loganlea 33",null,null,null,null,null,null,null,null,null,null,null,null,null,null,1,"QLD Loganlea 331",{"$f":"C1771","v":"QLD Loganlea 33"}]
[null,null,null,null,null,null,null,null,null,null,null,null,null,null,null,null,null,2,"QLD Loganlea 332",{"$f":"T1771","v":"QLD Loganlea 33"}]
[null,null,null,"MAIN SECTORS",null,null,null,null,null,null,null,null,null,null,null,null,null,3,"QLD Loganlea 333","QLD Loganlea 33"]
[null,null,null,"Predominantly residential and commercial",null,null,null,null,null,null,null,null,null,null,null,null,null,4,"QLD Loganlea 334","QLD Loganlea 33"]
[null,null,null,null,null,null,null,null,null,null,null,null,null,null,null,null,null,5,"QLD Loganlea 335","QLD Loganlea 33"]
[null,null,null,null,null,null,null,null,null,null,null,null,null,null,null,null,null,6,"QLD Loganlea 336","QLD Loganlea 33"]
[null,null,null,null,null,null,null,null,null,null,null,null,null,null,null,null,null,7,"QLD Loganlea 337","QLD Loganlea 33"]
[null,null,null,null,null,null,null,null,null,null,null,null,null,null,null,null,null,8,"QLD Loganlea 338","QLD Loganlea 33"]
[null,null,null,"MEDIUM SCENARIO",null,null,null,null,null,null,null,null,null,null,null,null,null,9,"QLD Loganlea 339","QLD Loganlea 33"]
[null,null,null,"Summer",null,null,null,null,null,null,null,null,null,null,null,null,null,10,"QLD Loganlea 3310","QLD Loganlea 33"]
[null,null,null,"Temperature corrected actuals have increased over the historical period.",null,null,null,null,null,null,null,null,null,null,null,null,null,11,"QLD Loganlea 3311","QLD Loganlea 33"]
[null,null,null,"Forecast demand is increasing over the outlook period.",null,null,null,null,null,null,null,null,null,null,null,null,null,12,"QLD Loganlea 3312","QLD Loganlea 33"]
[null,null,null,"The 10% POE offset for PV ranges from 6.6% to 8.3% between 2017 and 2026.",null,null,null,null,null,null,null,null,null,null,null,null,null,13,"QLD Loganlea 3313","QLD Loganlea 33"]
[null,null,null,null,null,null,null,null,null,null,null,null,null,null,null,null,null,14,"QLD Loganlea 3314","QLD Loganlea 33"]
[null,null,null,null,null,null,null,null,null,null,null,null,null,null,null,null,null,15,"QLD Loganlea 3315","QLD Loganlea 33"]
[null,null,null,"Winter",null,null,null,null,null,null,null,null,null,null,null,null,null,16,"QLD Loganlea 3316","QLD Loganlea 33"]
[null,null,null,"Temperature corrected actuals have decreased over the historical period.",null,null,null,null,null,null,null,null,null,null,null,null,null,17,"QLD Loganlea 3317","QLD Loganlea 33"]
[null,null,null,"Forecast demand is increasing over the outlook period.",null,null,null,null,null,null,null,null,null,null,null,null,null,18,"QLD Loganlea 3318","QLD Loganlea 33"]
[null,null,null,"The 10% POE offset for PV is zero.",null,null,null,null,null,null,null,null,null,null,null,null,null,19,"QLD Loganlea 3319","QLD Loganlea 33"]
[null,null,null,null,null,null,null,null,null,null,null,null,null,null,null,null,null,20,"QLD Loganlea 3320","QLD Loganlea 33"]
[null,null,null,null,null,null,null,null,null,null,null,null,null,null,null,null,null,21,"QLD Loganlea 3321","QLD Loganlea 33"]
[null,null,null,"Other",null,null,null,null,null,null,null,null,null,null,null,null,null,22,"QLD Loganlea 3322","QLD Loganlea 33"]
[null,null,null,"Supplies to southern Brisbane.",null,null,null,null,null,null,null,null,null,null,null,null,null,23,"QLD Loganlea 3323","QLD Loganlea 33"]
[null,null,null,"Demand is weather sensitive in summer and winter.",null,null,null,null,null,null,null,null,null,null,null,null,null,24,"QLD Loganlea 3324","QLD Loganlea 33"]
[null,null,null,"Diversity factors: Summer = 1; Winter = 1.",null,null,null,null,null,null,null,null,null,null,null,null,null,25,"QLD Loganlea 3325","QLD Loganlea 33"]
[null,null,null,"Power factors: Summer = 0.96, lagging; Winter = 0.95, lagging.",null,null,null,null,null,null,null,null,null,null,null,null,null,26,"QLD Loganlea 3326","QLD Loganlea 33"]
[null,null,null,null,null,null,null,null,null,null,null,null,null,null,null,null,null,27,{"$f":"T1797&R1797","v":"QLD Loganlea 3327"},"QLD Loganlea 33"]
[null,null,null,null,null,null,null,null,null,null,null,null,null,null,null,null,null,28,"QLD Loganlea 3328","QLD Loganlea 33"]
[null,null,null,null,null,null,null,null,null,null,null,null,null,null,null,null,null,29,"QLD Loganlea 3329","QLD Loganlea 33"]
[null,null,null,null,null,null,null,null,null,null,null,null,null,null,null,null,null,30,"QLD Loganlea 3330","QLD Loganlea 33"]
[null,null,null,null,null,null,null,null,null,null,null,null,null,null,null,null,null,31,"QLD Loganlea 3331","QLD Loganlea 33"]
[null,null,"QLD Lilyvale",null,null,null,null,null,null,null,null,null,null,null,null,null,null,1,"QLD Lilyvale1",{"$f":"C1802","v":"QLD Lilyvale"}]
[null,null,null,null,null,null,null,null,null,null,null,null,null,null,null,null,null,2,"QLD Lilyvale2",{"$f":"T1802","v":"QLD Lilyvale"}]
[null,null,null,"MAIN SECTORS",null,null,null,null,null,null,null,null,null,null,null,null,null,3,"QLD Lilyvale3","QLD Lilyvale"]
[null,null,null,"Predominantly residential, commercial, mining",null,null,null,null,null,null,null,null,null,null,null,null,null,4,"QLD Lilyvale4","QLD Lilyvale"]
[null,null,null,null,null,null,null,null,null,null,null,null,null,null,null,null,null,5,"QLD Lilyvale5","QLD Lilyvale"]
[null,null,null,null,null,null,null,null,null,null,null,null,null,null,null,null,null,6,"QLD Lilyvale6","QLD Lilyvale"]
[null,null,null,null,null,null,null,null,null,null,null,null,null,null,null,null,null,7,"QLD Lilyvale7","QLD Lilyvale"]
[null,null,null,null,null,null,null,null,null,null,null,null,null,null,null,null,null,8,"QLD Lilyvale8","QLD Lilyvale"]
[null,null,null,"MEDIUM SCENARIO",null,null,null,null,null,null,null,null,null,null,null,null,null,9,"QLD Lilyvale9","QLD Lilyvale"]
[null,null,null,"Summer",null,null,null,null,null,null,null,null,null,null,null,null,null,10,"QLD Lilyvale10","QLD Lilyvale"]
[null,null,null,"Temperature corrected actuals have increased over the historical period.",null,null,null,null,null,null,null,null,null,null,null,null,null,11,"QLD Lilyvale11","QLD Lilyvale"]
[null,null,null,"Forecast demand is increasing over the outlook period.",null,null,null,null,null,null,null,null,null,null,null,null,null,12,"QLD Lilyvale12","QLD Lilyvale"]
[null,null,null,"The 10% POE offset for PV is constant at 0.4%.",null,null,null,null,null,null,null,null,null,null,null,null,null,13,"QLD Lilyvale13","QLD Lilyvale"]
[null,null,null,null,null,null,null,null,null,null,null,null,null,null,null,null,null,14,"QLD Lilyvale14","QLD Lilyvale"]
[null,null,null,null,null,null,null,null,null,null,null,null,null,null,null,null,null,15,"QLD Lilyvale15","QLD Lilyvale"]
[null,null,null,"Winter",null,null,null,null,null,null,null,null,null,null,null,null,null,16,"QLD Lilyvale16","QLD Lilyvale"]
[null,null,null,"Temperature corrected actuals have increased over the historical period.",null,null,null,null,null,null,null,null,null,null,null,null,null,17,"QLD Lilyvale17","QLD Lilyvale"]
[null,null,null,"Forecast demand is increasing over the outlook period.",null,null,null,null,null,null,null,null,null,null,null,null,null,18,"QLD Lilyvale18","QLD Lilyvale"]
[null,null,null,"The 10% POE offset for PV is zero.",null,null,null,null,null,null,null,null,null,null,null,null,null,19,"QLD Lilyvale19","QLD Lilyvale"]
[null,null,null,null,null,null,null,null,null,null,null,null,null,null,null,null,null,20,"QLD Lilyvale20","QLD Lilyvale"]
[null,null,null,null,null,null,null,null,null,null,null,null,null,null,null,null,null,21,"QLD Lilyvale21","QLD Lilyvale"]
[null,null,null,"Other",null,null,null,null,null,null,null,null,null,null,null,null,null,22,"QLD Lilyvale22","QLD Lilyvale"]
[null,null,null,"Supplies mining loads and adjacent communities.",null,null,null,null,null,null,null,null,null,null,null,null,null,23,"QLD Lilyvale23","QLD Lilyvale"]
[null,null,null,"Block loads included between summer 2017 through to summer 2020.",null,null,null,null,null,null,null,null,null,null,null,null,null,24,"QLD Lilyvale24","QLD Lilyvale"]
[null,null,null,"The impact of the following embedded generator(s) has been removed in the forecasts; Oakey Creek Generator and German",null,null,null,null,null,null,null,null,null,null,null,null,null,25,"QLD Lilyvale25","QLD Lilyvale"]
[null,null,null,"Creek Generator .",null,null,null,null,null,null,null,null,null,null,null,null,null,26,"QLD Lilyvale26","QLD Lilyvale"]
[null,null,null,"Demand is not weather sensitive.",null,null,null,null,null,null,null,null,null,null,null,null,null,{"$f":"MOD(ROW(Q1828)-4,31)+1","v":27},"QLD Lilyvale27","QLD Lilyvale"]
[null,null,null,"Diversity factors: Summer = 0.85; Winter = 0.93.",null,null,null,null,null,null,null,null,null,null,null,null,null,28,"QLD Lilyvale28",{"$f":"T1828","v":"QLD Lilyvale"}]
[null,null,null,"Power factors: Summer = 0.87, lagging; Winter = 0.9, lagging.",null,null,null,null,null,null,null,null,null,null,null,null,null,29,"QLD Lilyvale29","QLD Lilyvale"]
[null,null,null,null,null,null,null,null,null,null,null,null,null,null,null,null,null,30,"QLD Lilyvale30","QLD Lilyvale"]
[null,null,null,null,null,null,null,null,null,null,null,null,null,null,null,null,null,31,"QLD Lilyvale31","QLD Lilyvale"]
[null,null,"QLD Molendinar",null,null,null,null,null,null,null,null,null,null,null,null,null,null,1,"QLD Molendinar1",{"$f":"C1833","v":"QLD Molendinar"}]
[null,null,null,null,null,null,null,null,null,null,null,null,null,null,null,null,null,2,"QLD Molendinar2",{"$f":"T1833","v":"QLD Molendinar"}]
[null,null,null,"MAIN SECTORS",null,null,null,null,null,null,null,null,null,null,null,null,null,3,"QLD Molendinar3","QLD Molendinar"]
[null,null,null,"Predominantly residential and commercial",null,null,null,null,null,null,null,null,null,null,null,null,null,4,"QLD Molendinar4","QLD Molendinar"]
[null,null,null,null,null,null,null,null,null,null,null,null,null,null,null,null,null,5,"QLD Molendinar5","QLD Molendinar"]
[null,null,null,null,null,null,null,null,null,null,null,null,null,null,null,null,null,6,"QLD Molendinar6","QLD Molendinar"]
[null,null,null,null,null,null,null,null,null,null,null,null,null,null,null,null,null,7,"QLD Molendinar7","QLD Molendinar"]
[null,null,null,null,null,null,null,null,null,null,null,null,null,null,null,null,null,8,"QLD Molendinar8","QLD Molendinar"]
[null,null,null,"MEDIUM SCENARIO",null,null,null,null,null,null,null,null,null,null,null,null,null,9,"QLD Molendinar9","QLD Molendinar"]
[null,null,null,"Summer",null,null,null,null,null,null,null,null,null,null,null,null,null,10,"QLD Molendinar10","QLD Molendinar"]
[null,null,null,"Temperature corrected actuals have decreased since 2011.",null,null,null,null,null,null,null,null,null,null,null,null,null,11,"QLD Molendinar11","QLD Molendinar"]
[null,null,null,"Forecast demand is increasing over the outlook period.",null,null,null,null,null,null,null,null,null,null,null,null,null,12,"QLD Molendinar12","QLD Molendinar"]
[null,null,null,"The 10% POE offset for PV ranges from 5.3% to 7.6% between 2017 and 2026.",null,null,null,null,null,null,null,null,null,null,null,null,null,13,"QLD Molendinar13","QLD Molendinar"]
[null,null,null,null,null,null,null,null,null,null,null,null,null,null,null,null,null,14,"QLD Molendinar14","QLD Molendinar"]
[null,null,null,null,null,null,null,null,null,null,null,null,null,null,null,null,null,15,"QLD Molendinar15","QLD Molendinar"]
[null,null,null,"Winter",null,null,null,null,null,null,null,null,null,null,null,null,null,16,"QLD Molendinar16","QLD Molendinar"]
[null,null,null,"Temperature corrected actuals have decreased since 2009.",null,null,null,null,null,null,null,null,null,null,null,null,null,17,"QLD Molendinar17","QLD Molendinar"]
[null,null,null,"Forecast demand is increasing over the outlook period.",null,null,null,null,null,null,null,null,null,null,null,null,null,18,"QLD Molendinar18","QLD Molendinar"]
[null,null,null,"The 10% POE offset for PV is zero.",null,null,null,null,null,null,null,null,null,null,null,null,null,19,"QLD Molendinar19","QLD Molendinar"]
[null,null,null,null,null,null,null,null,null,null,null,null,null,null,null,null,null,20,"QLD Molendinar20","QLD Molendinar"]
[null,null,null,null,null,null,null,null,null,null,null,null,null,null,null,null,null,21,"QLD Molendinar21","QLD Molendinar"]
[null,null,null,"Other",null,null,null,null,null,null,null,null,null,null,null,null,null,22,"QLD Molendinar22","QLD Molendinar"]
[null,null,null,"Supplies parts of the Gold Coast.",null,null,null,null,null,null,null,null,null,null,null,null,null,23,"QLD Molendinar23","QLD Molendinar"]
[null,null,null,"The impact of the following embedded generator(s) has been removed in the forecasts; Gold Coast University Hospital",null,null,null,null,null,null,null,null,null,null,null,null,null,24,"QLD Molendinar24","QLD Molendinar"]
[null,null,null,"Generator, Molendinar Landfill and Suntown Landfill .",null,null,null,null,null,null,null,null,null,null,null,null,null,25,"QLD Molendinar25","QLD Molendinar"]
[null,null,null,"Demand is weather sensitive in summer and winter.",null,null,null,null,null,null,null,null,null,null,null,null,null,26,"QLD Molendinar26","QLD Molendinar"]
[null,null,null,"Diversity factors: Summer = 1; Winter = 1.",null,null,null,null,null,null,null,null,null,null,null,null,null,27,"QLD Molendinar27","QLD Molendinar"]
[null,null,null,"Power factors: Summer = 1, lagging; Winter = 1, lagging.",null,null,null,null,null,null,null,null,null,null,null,null,null,28,"QLD Molendinar28","QLD Molendinar"]
[null,null,null,null,null,null,null,null,null,null,null,null,null,null,null,null,null,29,{"$f":"T1861&R1861","v":"QLD Molendinar29"},"QLD Molendinar"]
[null,null,null,null,null,null,null,null,null,null,null,null,null,null,null,null,null,30,"QLD Molendinar30","QLD Molendinar"]
[null,null,null,null,null,null,null,null,null,null,null,null,null,null,null,null,null,31,"QLD Molendinar31","QLD Molendinar"]
[null,null,"QLD Moranbah South (Rail)",null,null,null,null,null,null,null,null,null,null,null,null,null,null,1,"QLD Moranbah South (Rail)1",{"$f":"C1864","v":"QLD Moranbah South (Rail)"}]
[null,null,null,null,null,null,null,null,null,null,null,null,null,null,null,null,null,2,"QLD Moranbah South (Rail)2",{"$f":"T1864","v":"QLD Moranbah South (Rail)"}]
[null,null,null,"MAIN SECTORS",null,null,null,null,null,null,null,null,null,null,null,null,null,3,"QLD Moranbah South (Rail)3","QLD Moranbah South (Rail)"]
[null,null,null,"The forecast is confidential.",null,null,null,null,null,null,null,null,null,null,null,null,null,4,"QLD Moranbah South (Rail)4","QLD Moranbah South (Rail)"]
[null,null,null,null,null,null,null,null,null,null,null,null,null,null,null,null,null,5,"QLD Moranbah South (Rail)5","QLD Moranbah South (Rail)"]
[null,null,null,null,null,null,null,null,null,null,null,null,null,null,null,null,null,6,"QLD Moranbah South (Rail)6","QLD Moranbah South (Rail)"]
[null,null,null,null,null,null,null,null,null,null,null,null,null,null,null,null,null,7,"QLD Moranbah South (Rail)7","QLD Moranbah South (Rail)"]
[null,null,null,null,null,null,null,null,null,null,null,null,null,null,null,null,null,8,"QLD Moranbah South (Rail)8","QLD Moranbah South (Rail)"]
[null,null,null,"MEDIUM SCENARIO",null,null,null,null,null,null,null,null,null,null,null,null,null,9,"QLD Moranbah South (Rail)9","QLD Moranbah South (Rail)"]
[null,null,null,"Summer",null,null,null,null,null,null,null,null,null,null,null,null,null,10,"QLD Moranbah South (Rail)10","QLD Moranbah South (Rail)"]
[null,null,null,null,null,null,null,null,null,null,null,null,null,null,null,null,null,11,"QLD Moranbah South (Rail)11","QLD Moranbah South (Rail)"]
[null,null,null,null,null,null,null,null,null,null,null,null,null,null,null,null,null,12,"QLD Moranbah South (Rail)12","QLD Moranbah South (Rail)"]
[null,null,null,null,null,null,null,null,null,null,null,null,null,null,null,null,null,13,"QLD Moranbah South (Rail)13","QLD Moranbah South (Rail)"]
[null,null,null,null,null,null,null,null,null,null,null,null,null,null,null,null,null,14,"QLD Moranbah South (Rail)14","QLD Moranbah South (Rail)"]
[null,null,null,null,null,null,null,null,null,null,null,null,null,null,null,null,null,15,"QLD Moranbah South (Rail)15","QLD Moranbah South (Rail)"]
[null,null,null,"Winter",null,null,null,null,null,null,null,null,null,null,null,null,null,16,"QLD Moranbah South (Rail)16","QLD Moranbah South (Rail)"]
[null,null,null,null,null,null,null,null,null,null,null,null,null,null,null,null,null,17,"QLD Moranbah South (Rail)17","QLD Moranbah South (Rail)"]
[null,null,null,null,null,null,null,null,null,null,null,null,null,null,null,null,null,18,"QLD Moranbah South (Rail)18","QLD Moranbah South (Rail)"]
[null,null,null,null,null,null,null,null,null,null,null,null,null,null,null,null,null,19,"QLD Moranbah South (Rail)19","QLD Moranbah South (Rail)"]
[null,null,null,null,null,null,null,null,null,null,null,null,null,null,null,null,null,20,"QLD Moranbah South (Rail)20","QLD Moranbah South (Rail)"]
[null,null,null,null,null,null,null,null,null,null,null,null,null,null,null,null,null,21,"QLD Moranbah South (Rail)21","QLD Moranbah South (Rail)"]
[null,null,null,"Other",null,null,null,null,null,null,null,null,null,null,null,null,null,22,"QLD Moranbah South (Rail)22","QLD Moranbah South (Rail)"]
[null,null,null,null,null,null,null,null,null,null,null,null,null,null,null,null,null,23,"QLD Moranbah South (Rail)23","QLD Moranbah South (Rail)"]
[null,null,null,null,null,null,null,null,null,null,null,null,null,null,null,null,null,24,"QLD Moranbah South (Rail)24","QLD Moranbah South (Rail)"]
[null,null,null,null,null,null,null,null,null,null,null,null,null,null,null,null,null,25,"QLD Moranbah South (Rail)25","QLD Moranbah South (Rail)"]
[null,null,null,null,null,null,null,null,null,null,null,null,null,null,null,null,null,26,"QLD Moranbah South (Rail)26","QLD Moranbah South (Rail)"]
[null,null,null,null,null,null,null,null,null,null,null,null,null,null,null,null,null,27,"QLD Moranbah South (Rail)27","QLD Moranbah South (Rail)"]
[null,null,null,null,null,null,null,null,null,null,null,null,null,null,null,null,null,28,"QLD Moranbah South (Rail)28","QLD Moranbah South (Rail)"]
[null,null,null,null,null,null,null,null,null,null,null,null,null,null,null,null,null,{"$f":"MOD(ROW(Q1892)-4,31)+1","v":29},"QLD Moranbah South (Rail)29","QLD Moranbah South (Rail)"]
[null,null,null,null,null,null,null,null,null,null,null,null,null,null,null,null,null,30,"QLD Moranbah South (Rail)30",{"$f":"T1892","v":"QLD Moranbah South (Rail)"}]
[null,null,null,null,null,null,null,null,null,null,null,null,null,null,null,null,null,31,"QLD Moranbah South (Rail)31","QLD Moranbah South (Rail)"]
[null,null,"QLD Mudgeeraba 110",null,null,null,null,null,null,null,null,null,null,null,null,null,null,1,"QLD Mudgeeraba 1101",{"$f":"C1895","v":"QLD Mudgeeraba 110"}]
[null,null,null,null,null,null,null,null,null,null,null,null,null,null,null,null,null,2,"QLD Mudgeeraba 1102",{"$f":"T1895","v":"QLD Mudgeeraba 110"}]
[null,null,null,"MAIN SECTORS",null,null,null,null,null,null,null,null,null,null,null,null,null,3,"QLD Mudgeeraba 1103","QLD Mudgeeraba 110"]
[null,null,null,"Predominantly residential and commercial",null,null,null,null,null,null,null,null,null,null,null,null,null,4,"QLD Mudgeeraba 1104","QLD Mudgeeraba 110"]
[null,null,null,null,null,null,null,null,null,null,null,null,null,null,null,null,null,5,"QLD Mudgeeraba 1105","QLD Mudgeeraba 110"]
[null,null,null,null,null,null,null,null,null,null,null,null,null,null,null,null,null,6,"QLD Mudgeeraba 1106","QLD Mudgeeraba 110"]
[null,null,null,null,null,null,null,null,null,null,null,null,null,null,null,null,null,7,"QLD Mudgeeraba 1107","QLD Mudgeeraba 110"]
[null,null,null,null,null,null,null,null,null,null,null,null,null,null,null,null,null,8,"QLD Mudgeeraba 1108","QLD Mudgeeraba 110"]
[null,null,null,"MEDIUM SCENARIO",null,null,null,null,null,null,null,null,null,null,null,null,null,9,"QLD Mudgeeraba 1109","QLD Mudgeeraba 110"]
[null,null,null,"Summer",null,null,null,null,null,null,null,null,null,null,null,null,null,10,"QLD Mudgeeraba 11010","QLD Mudgeeraba 110"]
[null,null,null,"Temperature corrected actuals have decreased over the historical period.",null,null,null,null,null,null,null,null,null,null,null,null,null,11,"QLD Mudgeeraba 11011","QLD Mudgeeraba 110"]
[null,null,null,"Forecast demand is decreasing over the outlook period.",null,null,null,null,null,null,null,null,null,null,null,null,null,12,"QLD Mudgeeraba 11012","QLD Mudgeeraba 110"]
[null,null,null,"The 10% POE offset for PV ranges from 3.6% to 5.5% between 2017 and 2026.",null,null,null,null,null,null,null,null,null,null,null,null,null,13,"QLD Mudgeeraba 11013","QLD Mudgeeraba 110"]
[null,null,null,null,null,null,null,null,null,null,null,null,null,null,null,null,null,14,"QLD Mudgeeraba 11014","QLD Mudgeeraba 110"]
[null,null,null,null,null,null,null,null,null,null,null,null,null,null,null,null,null,15,"QLD Mudgeeraba 11015","QLD Mudgeeraba 110"]
[null,null,null,"Winter",null,null,null,null,null,null,null,null,null,null,null,null,null,16,"QLD Mudgeeraba 11016","QLD Mudgeeraba 110"]
[null,null,null,"Temperature corrected actuals have decreased over the historical period.",null,null,null,null,null,null,null,null,null,null,null,null,null,17,"QLD Mudgeeraba 11017","QLD Mudgeeraba 110"]
[null,null,null,"Forecast demand is increasing over the outlook period.",null,null,null,null,null,null,null,null,null,null,null,null,null,18,"QLD Mudgeeraba 11018","QLD Mudgeeraba 110"]
[null,null,null,"The 10% POE offset for PV is zero.",null,null,null,null,null,null,null,null,null,null,null,null,null,19,"QLD Mudgeeraba 11019","QLD Mudgeeraba 110"]
[null,null,null,null,null,null,null,null,null,null,null,null,null,null,null,null,null,20,"QLD Mudgeeraba 11020","QLD Mudgeeraba 110"]
[null,null,null,null,null,null,null,null,null,null,null,null,null,null,null,null,null,21,"QLD Mudgeeraba 11021","QLD Mudgeeraba 110"]
[null,null,null,"Other",null,null,null,null,null,null,null,null,null,null,null,null,null,22,"QLD Mudgeeraba 11022","QLD Mudgeeraba 110"]
[null,null,null,"Supplies parts of the Gold Coast.",null,null,null,null,null,null,null,null,null,null,null,null,null,23,"QLD Mudgeeraba 11023","QLD Mudgeeraba 110"]
[null,null,null,"The impact of the following embedded generator(s) has been removed in the forecasts; Gold Coast Airport Generator.",null,null,null,null,null,null,null,null,null,null,null,null,null,24,"QLD Mudgeeraba 11024","QLD Mudgeeraba 110"]
[null,null,null,"Demand is weather sensitive in summer and winter.",null,null,null,null,null,null,null,null,null,null,null,null,null,25,"QLD Mudgeeraba 11025","QLD Mudgeeraba 110"]
[null,null,null,"Diversity factors: Summer = 0.99; Winter = 1.",null,null,null,null,null,null,null,null,null,null,null,null,null,26,"QLD Mudgeeraba 11026","QLD Mudgeeraba 110"]
[null,null,null,"Power factors: Summer = 1, lagging; Winter = 0.99, lagging.",null,null,null,null,null,null,null,null,null,null,null,null,null,27,"QLD Mudgeeraba 11027","QLD Mudgeeraba 110"]
[null,null,null,null,null,null,null,null,null,null,null,null,null,null,null,null,null,28,"QLD Mudgeeraba 11028","QLD Mudgeeraba 110"]
[null,null,null,null,null,null,null,null,null,null,null,null,null,null,null,null,null,29,"QLD Mudgeeraba 11029","QLD Mudgeeraba 110"]
[null,null,null,null,null,null,null,null,null,null,null,null,null,null,null,null,null,30,"QLD Mudgeeraba 11030","QLD Mudgeeraba 110"]
[null,null,null,null,null,null,null,null,null,null,null,null,null,null,null,null,null,31,{"$f":"T1925&R1925","v":"QLD Mudgeeraba 11031"},"QLD Mudgeeraba 110"]
[null,null,"QLD Mudgeeraba 33",null,null,null,null,null,null,null,null,null,null,null,null,null,null,1,"QLD Mudgeeraba 331",{"$f":"C1926","v":"QLD Mudgeeraba 33"}]
[null,null,null,null,null,null,null,null,null,null,null,null,null,null,null,null,null,2,"QLD Mudgeeraba 332",{"$f":"T1926","v":"QLD Mudgeeraba 33"}]
[null,null,null,"MAIN SECTORS",null,null,null,null,null,null,null,null,null,null,null,null,null,3,"QLD Mudgeeraba 333","QLD Mudgeeraba 33"]
[null,null,null,"Predominantly residential and commercial",null,null,null,null,null,null,null,null,null,null,null,null,null,4,"QLD Mudgeeraba 334","QLD Mudgeeraba 33"]
[null,null,null,null,null,null,null,null,null,null,null,null,null,null,null,null,null,5,"QLD Mudgeeraba 335","QLD Mudgeeraba 33"]
[null,null,null,null,null,null,null,null,null,null,null,null,null,null,null,null,null,6,"QLD Mudgeeraba 336","QLD Mudgeeraba 33"]
[null,null,null,null,null,null,null,null,null,null,null,null,null,null,null,null,null,7,"QLD Mudgeeraba 337","QLD Mudgeeraba 33"]
[null,null,null,null,null,null,null,null,null,null,null,null,null,null,null,null,null,8,"QLD Mudgeeraba 338","QLD Mudgeeraba 33"]
[null,null,null,"MEDIUM SCENARIO",null,null,null,null,null,null,null,null,null,null,null,null,null,9,"QLD Mudgeeraba 339","QLD Mudgeeraba 33"]
[null,null,null,"Summer",null,null,null,null,null,null,null,null,null,null,null,null,null,10,"QLD Mudgeeraba 3310","QLD Mudgeeraba 33"]
[null,null,null,"Temperature corrected actuals have increased over the historical period.",null,null,null,null,null,null,null,null,null,null,null,null,null,11,"QLD Mudgeeraba 3311","QLD Mudgeeraba 33"]
[null,null,null,"Forecast demand is increasing over the outlook period.",null,null,null,null,null,null,null,null,null,null,null,null,null,12,"QLD Mudgeeraba 3312","QLD Mudgeeraba 33"]
[null,null,null,"The 10% POE offset for PV is zero.",null,null,null,null,null,null,null,null,null,null,null,null,null,13,"QLD Mudgeeraba 3313","QLD Mudgeeraba 33"]
[null,null,null,null,null,null,null,null,null,null,null,null,null,null,null,null,null,14,"QLD Mudgeeraba 3314","QLD Mudgeeraba 33"]
[null,null,null,null,null,null,null,null,null,null,null,null,null,null,null,null,null,15,"QLD Mudgeeraba 3315","QLD Mudgeeraba 33"]
[null,null,null,"Winter",null,null,null,null,null,null,null,null,null,null,null,null,null,16,"QLD Mudgeeraba 3316","QLD Mudgeeraba 33"]
[null,null,null,"Temperature corrected actuals have increased over the historical period.",null,null,null,null,null,null,null,null,null,null,null,null,null,17,"QLD Mudgeeraba 3317","QLD Mudgeeraba 33"]
[null,null,null,"Forecast demand is increasing over the outlook period.",null,null,null,null,null,null,null,null,null,null,null,null,null,18,"QLD Mudgeeraba 3318","QLD Mudgeeraba 33"]
[null,null,null,"The 10% POE offset for PV is zero.",null,null,null,null,null,null,null,null,null,null,null,null,null,19,"QLD Mudgeeraba 3319","QLD Mudgeeraba 33"]
[null,null,null,null,null,null,null,null,null,null,null,null,null,null,null,null,null,20,"QLD Mudgeeraba 3320","QLD Mudgeeraba 33"]
[null,null,null,null,null,null,null,null,null,null,null,null,null,null,null,null,null,21,"QLD Mudgeeraba 3321","QLD Mudgeeraba 33"]
[null,null,null,"Other",null,null,null,null,null,null,null,null,null,null,null,null,null,22,"QLD Mudgeeraba 3322","QLD Mudgeeraba 33"]
[null,null,null,"Supplies parts of the Gold Coast.",null,null,null,null,null,null,null,null,null,null,null,null,null,23,"QLD Mudgeeraba 3323","QLD Mudgeeraba 33"]
[null,null,null,"Demand is weather sensitive in summer and winter.",null,null,null,null,null,null,null,null,null,null,null,null,null,24,"QLD Mudgeeraba 3324","QLD Mudgeeraba 33"]
[null,null,null,"Diversity factors: Summer = 0.87; Winter = 1.",null,null,null,null,null,null,null,null,null,null,null,null,null,25,"QLD Mudgeeraba 3325","QLD Mudgeeraba 33"]
[null,null,null,"Power factors: Summer = 0.92, lagging; Winter = 0.99, lagging.",null,null,null,null,null,null,null,null,null,null,null,null,null,26,"QLD Mudgeeraba 3326","QLD Mudgeeraba 33"]
[null,null,null,null,null,null,null,null,null,null,null,null,null,null,null,null,null,27,"QLD Mudgeeraba 3327","QLD Mudgeeraba 33"]
[null,null,null,null,null,null,null,null,null,null,null,null,null,null,null,null,null,28,"QLD Mudgeeraba 3328","QLD Mudgeeraba 33"]
[null,null,null,null,null,null,null,null,null,null,null,null,null,null,null,null,null,29,"QLD Mudgeeraba 3329","QLD Mudgeeraba 33"]
[null,null,null,null,null,null,null,null,null,null,null,null,null,null,null,null,null,30,"QLD Mudgeeraba 3330","QLD Mudgeeraba 33"]
[null,null,null,null,null,null,null,null,null,null,null,null,null,null,null,null,null,{"$f":"MOD(ROW(Q1956)-4,31)+1","v":31},"QLD Mudgeeraba 3331","QLD Mudgeeraba 33"]
[null,null,"QLD Mackay",null,null,null,null,null,null,null,null,null,null,null,null,null,null,1,"QLD Mackay1",{"$f":"C1957","v":"QLD Mackay"}]
[null,null,null,null,null,null,null,null,null,null,null,null,null,null,null,null,null,2,"QLD Mackay2",{"$f":"T1957","v":"QLD Mackay"}]
[null,null,null,"MAIN SECTORS",null,null,null,null,null,null,null,null,null,null,null,null,null,3,"QLD Mackay3","QLD Mackay"]
[null,null,null,"Predominantly residential and commercial",null,null,null,null,null,null,null,null,null,null,null,null,null,4,"QLD Mackay4","QLD Mackay"]
[null,null,null,null,null,null,null,null,null,null,null,null,null,null,null,null,null,5,"QLD Mackay5","QLD Mackay"]
[null,null,null,null,null,null,null,null,null,null,null,null,null,null,null,null,null,6,"QLD Mackay6","QLD Mackay"]
[null,null,null,null,null,null,null,null,null,null,null,null,null,null,null,null,null,7,"QLD Mackay7","QLD Mackay"]
[null,null,null,null,null,null,null,null,null,null,null,null,null,null,null,null,null,8,"QLD Mackay8","QLD Mackay"]
[null,null,null,"MEDIUM SCENARIO",null,null,null,null,null,null,null,null,null,null,null,null,null,9,"QLD Mackay9","QLD Mackay"]
[null,null,null,"Summer",null,null,null,null,null,null,null,null,null,null,null,null,null,10,"QLD Mackay10","QLD Mackay"]
[null,null,null,"Temperature corrected actuals have decreased over the historical period.",null,null,null,null,null,null,null,null,null,null,null,null,null,11,"QLD Mackay11","QLD Mackay"]
[null,null,null,"Forecast demand is decreasing over the outlook period.",null,null,null,null,null,null,null,null,null,null,null,null,null,12,"QLD Mackay12","QLD Mackay"]
[null,null,null,"The 10% POE offset for PV ranges from 12.4% to 24.7% between 2017 and 2026.",null,null,null,null,null,null,null,null,null,null,null,null,null,13,"QLD Mackay13","QLD Mackay"]
[null,null,null,null,null,null,null,null,null,null,null,null,null,null,null,null,null,14,"QLD Mackay14","QLD Mackay"]
[null,null,null,null,null,null,null,null,null,null,null,null,null,null,null,null,null,15,"QLD Mackay15","QLD Mackay"]
[null,null,null,"Winter",null,null,null,null,null,null,null,null,null,null,null,null,null,16,"QLD Mackay16","QLD Mackay"]
[null,null,null,"Temperature corrected actuals have decreased over the historical period.",null,null,null,null,null,null,null,null,null,null,null,null,null,17,"QLD Mackay17","QLD Mackay"]
[null,null,null,"Forecast demand is increasing over the outlook period.",null,null,null,null,null,null,null,null,null,null,null,null,null,18,"QLD Mackay18","QLD Mackay"]
[null,null,null,"The 10% POE offset for PV ranges from 17.1% to 14.6% between 2016 and 2025.",null,null,null,null,null,null,null,null,null,null,null,null,null,19,"QLD Mackay19","QLD Mackay"]
[null,null,null,null,null,null,null,null,null,null,null,null,null,null,null,null,null,20,"QLD Mackay20","QLD Mackay"]
[null,null,null,null,null,null,null,null,null,null,null,null,null,null,null,null,null,21,"QLD Mackay21","QLD Mackay"]
[null,null,null,"Other",null,null,null,null,null,null,null,null,null,null,null,null,null,22,"QLD Mackay22","QLD Mackay"]
[null,null,null,"Supplies Mackay.",null,null,null,null,null,null,null,null,null,null,null,null,null,23,"QLD Mackay23","QLD Mackay"]
[null,null,null,"The impact of the following embedded generator(s) has been removed in the forecasts; Mackay Gas Turbine.",null,null,null,null,null,null,null,null,null,null,null,null,null,24,"QLD Mackay24","QLD Mackay"]
[null,null,null,"Demand is weather sensitive in summer and winter.",null,null,null,null,null,null,null,null,null,null,null,null,null,25,"QLD Mackay25","QLD Mackay"]
[null,null,null,"Diversity factors: Summer = 0.9; Winter = 0.89.",null,null,null,null,null,null,null,null,null,null,null,null,null,26,"QLD Mackay26","QLD Mackay"]
[null,null,null,"Power factors: Summer = 0.99, lagging; Winter = 0.99, lagging.",null,null,null,null,null,null,null,null,null,null,null,null,null,27,"QLD Mackay27","QLD Mackay"]
[null,null,null,null,null,null,null,null,null,null,null,null,null,null,null,null,null,28,"QLD Mackay28","QLD Mackay"]
[null,null,null,null,null,null,null,null,null,null,null,null,null,null,null,null,null,29,"QLD Mackay29","QLD Mackay"]
[null,null,null,null,null,null,null,null,null,null,null,null,null,null,null,null,null,30,"QLD Mackay30","QLD Mackay"]
[null,null,null,null,null,null,null,null,null,null,null,null,null,null,null,null,null,31,"QLD Mackay31","QLD Mackay"]
[null,null,"QLD Mindi (Rail)",null,null,null,null,null,null,null,null,null,null,null,null,null,null,1,"QLD Mindi (Rail)1",{"$f":"C1988","v":"QLD Mindi (Rail)"}]
[null,null,null,null,null,null,null,null,null,null,null,null,null,null,null,null,null,2,{"$f":"T1989&R1989","v":"QLD Mindi (Rail)2"},{"$f":"T1988","v":"QLD Mindi (Rail)"}]
[null,null,null,"MAIN SECTORS",null,null,null,null,null,null,null,null,null,null,null,null,null,3,"QLD Mindi (Rail)3","QLD Mindi (Rail)"]
[null,null,null,"The forecast is confidential.",null,null,null,null,null,null,null,null,null,null,null,null,null,4,"QLD Mindi (Rail)4","QLD Mindi (Rail)"]
[null,null,null,null,null,null,null,null,null,null,null,null,null,null,null,null,null,5,"QLD Mindi (Rail)5","QLD Mindi (Rail)"]
[null,null,null,null,null,null,null,null,null,null,null,null,null,null,null,null,null,6,"QLD Mindi (Rail)6","QLD Mindi (Rail)"]
[null,null,null,null,null,null,null,null,null,null,null,null,null,null,null,null,null,7,"QLD Mindi (Rail)7","QLD Mindi (Rail)"]
[null,null,null,null,null,null,null,null,null,null,null,null,null,null,null,null,null,8,"QLD Mindi (Rail)8","QLD Mindi (Rail)"]
[null,null,null,"MEDIUM SCENARIO",null,null,null,null,null,null,null,null,null,null,null,null,null,9,"QLD Mindi (Rail)9","QLD Mindi (Rail)"]
[null,null,null,"Summer",null,null,null,null,null,null,null,null,null,null,null,null,null,10,"QLD Mindi (Rail)10","QLD Mindi (Rail)"]
[null,null,null,null,null,null,null,null,null,null,null,null,null,null,null,null,null,11,"QLD Mindi (Rail)11","QLD Mindi (Rail)"]
[null,null,null,null,null,null,null,null,null,null,null,null,null,null,null,null,null,12,"QLD Mindi (Rail)12","QLD Mindi (Rail)"]
[null,null,null,null,null,null,null,null,null,null,null,null,null,null,null,null,null,13,"QLD Mindi (Rail)13","QLD Mindi (Rail)"]
[null,null,null,null,null,null,null,null,null,null,null,null,null,null,null,null,null,14,"QLD Mindi (Rail)14","QLD Mindi (Rail)"]
[null,null,null,null,null,null,null,null,null,null,null,null,null,null,null,null,null,15,"QLD Mindi (Rail)15","QLD Mindi (Rail)"]
[null,null,null,"Winter",null,null,null,null,null,null,null,null,null,null,null,null,null,16,"QLD Mindi (Rail)16","QLD Mindi (Rail)"]
[null,null,null,null,null,null,null,null,null,null,null,null,null,null,null,null,null,17,"QLD Mindi (Rail)17","QLD Mindi (Rail)"]
[null,null,null,null,null,null,null,null,null,null,null,null,null,null,null,null,null,18,"QLD Mindi (Rail)18","QLD Mindi (Rail)"]
[null,null,null,null,null,null,null,null,null,null,null,null,null,null,null,null,null,19,"QLD Mindi (Rail)19","QLD Mindi (Rail)"]
[null,null,null,null,null,null,null,null,null,null,null,null,null,null,null,null,null,20,"QLD Mindi (Rail)20","QLD Mindi (Rail)"]
[null,null,null,null,null,null,null,null,null,null,null,null,null,null,null,null,null,21,"QLD Mindi (Rail)21","QLD Mindi (Rail)"]
[null,null,null,"Other",null,null,null,null,null,null,null,null,null,null,null,null,null,22,"QLD Mindi (Rail)22","QLD Mindi (Rail)"]
[null,null,null,null,null,null,null,null,null,null,null,null,null,null,null,null,null,23,"QLD Mindi (Rail)23","QLD Mindi (Rail)"]
[null,null,null,null,null,null,null,null,null,null,null,null,null,null,null,null,null,24,"QLD Mindi (Rail)24","QLD Mindi (Rail)"]
[null,null,null,null,null,null,null,null,null,null,null,null,null,null,null,null,null,25,"QLD Mindi (Rail)25","QLD Mindi (Rail)"]
[null,null,null,null,null,null,null,null,null,null,null,null,null,null,null,null,null,26,"QLD Mindi (Rail)26","QLD Mindi (Rail)"]
[null,null,null,null,null,null,null,null,null,null,null,null,null,null,null,null,null,27,"QLD Mindi (Rail)27","QLD Mindi (Rail)"]
[null,null,null,null,null,null,null,null,null,null,null,null,null,null,null,null,null,28,"QLD Mindi (Rail)28","QLD Mindi (Rail)"]
[null,null,null,null,null,null,null,null,null,null,null,null,null,null,null,null,null,29,"QLD Mindi (Rail)29","QLD Mindi (Rail)"]
[null,null,null,null,null,null,null,null,null,null,null,null,null,null,null,null,null,30,"QLD Mindi (Rail)30","QLD Mindi (Rail)"]
[null,null,null,null,null,null,null,null,null,null,null,null,null,null,null,null,null,31,"QLD Mindi (Rail)31","QLD Mindi (Rail)"]
[null,null,"QLD Belmont Wecker Road 11",null,null,null,null,null,null,null,null,null,null,null,null,null,null,1,"QLD Belmont Wecker Road 111",{"$f":"C2019","v":"QLD Belmont Wecker Road 11"}]
[null,null,null,null,null,null,null,null,null,null,null,null,null,null,null,null,null,{"$f":"MOD(ROW(Q2020)-4,31)+1","v":2},"QLD Belmont Wecker Road 112",{"$f":"T2019","v":"QLD Belmont Wecker Road 11"}]
[null,null,null,"MAIN SECTORS",null,null,null,null,null,null,null,null,null,null,null,null,null,3,"QLD Belmont Wecker Road 113","QLD Belmont Wecker Road 11"]
[null,null,null,"The forecast is confidential.",null,null,null,null,null,null,null,null,null,null,null,null,null,4,"QLD Belmont Wecker Road 114",{"$f":"T2021","v":"QLD Belmont Wecker Road 11"}]
[null,null,null,null,null,null,null,null,null,null,null,null,null,null,null,null,null,5,"QLD Belmont Wecker Road 115","QLD Belmont Wecker Road 11"]
[null,null,null,null,null,null,null,null,null,null,null,null,null,null,null,null,null,6,"QLD Belmont Wecker Road 116","QLD Belmont Wecker Road 11"]
[null,null,null,null,null,null,null,null,null,null,null,null,null,null,null,null,null,7,"QLD Belmont Wecker Road 117","QLD Belmont Wecker Road 11"]
[null,null,null,null,null,null,null,null,null,null,null,null,null,null,null,null,null,8,"QLD Belmont Wecker Road 118","QLD Belmont Wecker Road 11"]
[null,null,null,"MEDIUM SCENARIO",null,null,null,null,null,null,null,null,null,null,null,null,null,9,"QLD Belmont Wecker Road 119","QLD Belmont Wecker Road 11"]
[null,null,null,"Summer",null,null,null,null,null,null,null,null,null,null,null,null,null,10,"QLD Belmont Wecker Road 1110","QLD Belmont Wecker Road 11"]
[null,null,null,null,null,null,null,null,null,null,null,null,null,null,null,null,null,11,"QLD Belmont Wecker Road 1111","QLD Belmont Wecker Road 11"]
[null,null,null,null,null,null,null,null,null,null,null,null,null,null,null,null,null,12,"QLD Belmont Wecker Road 1112","QLD Belmont Wecker Road 11"]
[null,null,null,null,null,null,null,null,null,null,null,null,null,null,null,null,null,13,"QLD Belmont Wecker Road 1113","QLD Belmont Wecker Road 11"]
[null,null,null,null,null,null,null,null,null,null,null,null,null,null,null,null,null,14,"QLD Belmont Wecker Road 1114","QLD Belmont Wecker Road 11"]
[null,null,null,null,null,null,null,null,null,null,null,null,null,null,null,null,null,15,"QLD Belmont Wecker Road 1115","QLD Belmont Wecker Road 11"]
[null,null,null,"Winter",null,null,null,null,null,null,null,null,null,null,null,null,null,16,"QLD Belmont Wecker Road 1116","QLD Belmont Wecker Road 11"]
[null,null,null,null,null,null,null,null,null,null,null,null,null,null,null,null,null,17,"QLD Belmont Wecker Road 1117","QLD Belmont Wecker Road 11"]
[null,null,null,null,null,null,null,null,null,null,null,null,null,null,null,null,null,18,"QLD Belmont Wecker Road 1118","QLD Belmont Wecker Road 11"]
[null,null,null,null,null,null,null,null,null,null,null,null,null,null,null,null,null,19,"QLD Belmont Wecker Road 1119","QLD Belmont Wecker Road 11"]
[null,null,null,null,null,null,null,null,null,null,null,null,null,null,null,null,null,20,"QLD Belmont Wecker Road 1120","QLD Belmont Wecker Road 11"]
[null,null,null,null,null,null,null,null,null,null,null,null,null,null,null,null,null,21,"QLD Belmont Wecker Road 1121","QLD Belmont Wecker Road 11"]
[null,null,null,"Other",null,null,null,null,null,null,null,null,null,null,null,null,null,22,"QLD Belmont Wecker Road 1122","QLD Belmont Wecker Road 11"]
[null,null,null,null,null,null,null,null,null,null,null,null,null,null,null,null,null,23,"QLD Belmont Wecker Road 1123","QLD Belmont Wecker Road 11"]
[null,null,null,null,null,null,null,null,null,null,null,null,null,null,null,null,null,24,"QLD Belmont Wecker Road 1124","QLD Belmont Wecker Road 11"]
[null,null,null,null,null,null,null,null,null,null,null,null,null,null,null,null,null,25,"QLD Belmont Wecker Road 1125","QLD Belmont Wecker Road 11"]
[null,null,null,null,null,null,null,null,null,null,null,null,null,null,null,null,null,26,"QLD Belmont Wecker Road 1126","QLD Belmont Wecker Road 11"]
[null,null,null,null,null,null,null,null,null,null,null,null,null,null,null,null,null,27,"QLD Belmont Wecker Road 1127","QLD Belmont Wecker Road 11"]
[null,null,null,null,null,null,null,null,null,null,null,null,null,null,null,null,null,28,"QLD Belmont Wecker Road 1128","QLD Belmont Wecker Road 11"]
[null,null,null,null,null,null,null,null,null,null,null,null,null,null,null,null,null,29,"QLD Belmont Wecker Road 1129","QLD Belmont Wecker Road 11"]
[null,null,null,null,null,null,null,null,null,null,null,null,null,null,null,null,null,30,"QLD Belmont Wecker Road 1130","QLD Belmont Wecker Road 11"]
[null,null,null,null,null,null,null,null,null,null,null,null,null,null,null,null,null,31,"QLD Belmont Wecker Road 1131","QLD Belmont Wecker Road 11"]
[null,null,"QLD Moura",null,null,null,null,null,null,null,null,null,null,null,null,null,null,1,"QLD Moura1",{"$f":"C2050","v":"QLD Moura"}]
[null,null,null,null,null,null,null,null,null,null,null,null,null,null,null,null,null,2,"QLD Moura2",{"$f":"T2050","v":"QLD Moura"}]
[null,null,null,"MAIN SECTORS",null,null,null,null,null,null,null,null,null,null,null,null,null,3,"QLD Moura3","QLD Moura"]
[null,null,null,"Predominantly industrial and mining",null,null,null,null,null,null,null,null,null,null,null,null,null,4,{"$f":"T2053&R2053","v":"QLD Moura4"},"QLD Moura"]
[null,null,null,null,null,null,null,null,null,null,null,null,null,null,null,null,null,5,"QLD Moura5","QLD Moura"]
[null,null,null,null,null,null,null,null,null,null,null,null,null,null,null,null,null,6,"QLD Moura6","QLD Moura"]
[null,null,null,null,null,null,null,null,null,null,null,null,null,null,null,null,null,7,"QLD Moura7","QLD Moura"]
[null,null,null,null,null,null,null,null,null,null,null,null,null,null,null,null,null,8,"QLD Moura8","QLD Moura"]
[null,null,null,"MEDIUM SCENARIO",null,null,null,null,null,null,null,null,null,null,null,null,null,9,"QLD Moura9","QLD Moura"]
[null,null,null,"Summer",null,null,null,null,null,null,null,null,null,null,null,null,null,10,"QLD Moura10","QLD Moura"]
[null,null,null,"Temperature corrected actuals have fluctuated over the historical period.",null,null,null,null,null,null,null,null,null,null,null,null,null,11,"QLD Moura11","QLD Moura"]
[null,null,null,"Forecast demand is relatively flat over the outlook period.",null,null,null,null,null,null,null,null,null,null,null,null,null,12,"QLD Moura12","QLD Moura"]
[null,null,null,"The 10% POE offset for PV is constant at 0.7%.",null,null,null,null,null,null,null,null,null,null,null,null,null,13,"QLD Moura13","QLD Moura"]
[null,null,null,null,null,null,null,null,null,null,null,null,null,null,null,null,null,14,"QLD Moura14","QLD Moura"]
[null,null,null,null,null,null,null,null,null,null,null,null,null,null,null,null,null,15,"QLD Moura15","QLD Moura"]
[null,null,null,"Winter",null,null,null,null,null,null,null,null,null,null,null,null,null,16,"QLD Moura16","QLD Moura"]
[null,null,null,"Temperature corrected actuals have decreased over the historical period.",null,null,null,null,null,null,null,null,null,null,null,null,null,17,"QLD Moura17","QLD Moura"]
[null,null,null,"Forecast demand is increasing over the outlook period.",null,null,null,null,null,null,null,null,null,null,null,null,null,18,"QLD Moura18","QLD Moura"]
[null,null,null,"The 10% POE offset for PV ranges from 1.7% to 2.7% between 2016 and 2025.",null,null,null,null,null,null,null,null,null,null,null,null,null,19,"QLD Moura19","QLD Moura"]
[null,null,null,null,null,null,null,null,null,null,null,null,null,null,null,null,null,20,"QLD Moura20","QLD Moura"]
[null,null,null,null,null,null,null,null,null,null,null,null,null,null,null,null,null,21,"QLD Moura21","QLD Moura"]
[null,null,null,"Other",null,null,null,null,null,null,null,null,null,null,null,null,null,22,"QLD Moura22","QLD Moura"]
[null,null,null,"Supplies Moura and mining loads.",null,null,null,null,null,null,null,null,null,null,null,null,null,23,"QLD Moura23","QLD Moura"]
[null,null,null,"Demand is weather sensitive in summer and winter.",null,null,null,null,null,null,null,null,null,null,null,null,null,24,"QLD Moura24","QLD Moura"]
[null,null,null,"Diversity factors: Summer = 0.84; Winter = 0.85.",null,null,null,null,null,null,null,null,null,null,null,null,null,25,"QLD Moura25","QLD Moura"]
[null,null,null,"Power factors: Summer = 0.93, lagging; Winter = 0.94, lagging.",null,null,null,null,null,null,null,null,null,null,null,null,null,26,"QLD Moura26","QLD Moura"]
[null,null,null,null,null,null,null,null,null,null,null,null,null,null,null,null,null,27,"QLD Moura27","QLD Moura"]
[null,null,null,null,null,null,null,null,null,null,null,null,null,null,null,null,null,28,"QLD Moura28","QLD Moura"]
[null,null,null,null,null,null,null,null,null,null,null,null,null,null,null,null,null,29,"QLD Moura29","QLD Moura"]
[null,null,null,null,null,null,null,null,null,null,null,null,null,null,null,null,null,30,"QLD Moura30","QLD Moura"]
[null,null,null,null,null,null,null,null,null,null,null,null,null,null,null,null,null,31,"QLD Moura31","QLD Moura"]
[null,null,"QLD Murarrie (Belmont)",null,null,null,null,null,null,null,null,null,null,null,null,null,null,1,"QLD Murarrie (Belmont)1",{"$f":"C2081","v":"QLD Murarrie (Belmont)"}]
[null,null,null,null,null,null,null,null,null,null,null,null,null,null,null,null,null,2,"QLD Murarrie (Belmont)2",{"$f":"T2081","v":"QLD Murarrie (Belmont)"}]
[null,null,null,"MAIN SECTORS",null,null,null,null,null,null,null,null,null,null,null,null,null,3,"QLD Murarrie (Belmont)3","QLD Murarrie (Belmont)"]
[null,null,null,"Predominantly commercial and industrial",null,null,null,null,null,null,null,null,null,null,null,null,null,{"$f":"MOD(ROW(Q2084)-4,31)+1","v":4},"QLD Murarrie (Belmont)4","QLD Murarrie (Belmont)"]
[null,null,null,null,null,null,null,null,null,null,null,null,null,null,null,null,null,5,"QLD Murarrie (Belmont)5","QLD Murarrie (Belmont)"]
[null,null,null,null,null,null,null,null,null,null,null,null,null,null,null,null,null,6,"QLD Murarrie (Belmont)6",{"$f":"T2085","v":"QLD Murarrie (Belmont)"}]
[null,null,null,null,null,null,null,null,null,null,null,null,null,null,null,null,null,7,"QLD Murarrie (Belmont)7","QLD Murarrie (Belmont)"]
[null,null,null,null,null,null,null,null,null,null,null,null,null,null,null,null,null,8,"QLD Murarrie (Belmont)8","QLD Murarrie (Belmont)"]
[null,null,null,"MEDIUM SCENARIO",null,null,null,null,null,null,null,null,null,null,null,null,null,9,"QLD Murarrie (Belmont)9","QLD Murarrie (Belmont)"]
[null,null,null,"Summer",null,null,null,null,null,null,null,null,null,null,null,null,null,10,"QLD Murarrie (Belmont)10","QLD Murarrie (Belmont)"]
[null,null,null,"Temperature corrected actuals have decreased over the historical period.",null,null,null,null,null,null,null,null,null,null,null,null,null,11,"QLD Murarrie (Belmont)11","QLD Murarrie (Belmont)"]
[null,null,null,"Forecast demand is increasing over the outlook period.",null,null,null,null,null,null,null,null,null,null,null,null,null,12,"QLD Murarrie (Belmont)12","QLD Murarrie (Belmont)"]
[null,null,null,"The 10% POE offset for PV ranges from 3.6% to 5.7% between 2017 and 2026.",null,null,null,null,null,null,null,null,null,null,null,null,null,13,"QLD Murarrie (Belmont)13","QLD Murarrie (Belmont)"]
[null,null,null,null,null,null,null,null,null,null,null,null,null,null,null,null,null,14,"QLD Murarrie (Belmont)14","QLD Murarrie (Belmont)"]
[null,null,null,null,null,null,null,null,null,null,null,null,null,null,null,null,null,15,"QLD Murarrie (Belmont)15","QLD Murarrie (Belmont)"]
[null,null,null,"Winter",null,null,null,null,null,null,null,null,null,null,null,null,null,16,"QLD Murarrie (Belmont)16","QLD Murarrie (Belmont)"]
[null,null,null,"Temperature corrected actuals have increased since 2013.",null,null,null,null,null,null,null,null,null,null,null,null,null,17,"QLD Murarrie (Belmont)17","QLD Murarrie (Belmont)"]
[null,null,null,"Forecast demand is increasing over the outlook period.",null,null,null,null,null,null,null,null,null,null,null,null,null,18,"QLD Murarrie (Belmont)18","QLD Murarrie (Belmont)"]
[null,null,null,"The 10% POE offset for PV ranges from 1.7% to 3.2% between 2016 and 2025.",null,null,null,null,null,null,null,null,null,null,null,null,null,19,"QLD Murarrie (Belmont)19","QLD Murarrie (Belmont)"]
[null,null,null,null,null,null,null,null,null,null,null,null,null,null,null,null,null,20,"QLD Murarrie (Belmont)20","QLD Murarrie (Belmont)"]
[null,null,null,null,null,null,null,null,null,null,null,null,null,null,null,null,null,21,"QLD Murarrie (Belmont)21","QLD Murarrie (Belmont)"]
[null,null,null,"Other",null,null,null,null,null,null,null,null,null,null,null,null,null,22,"QLD Murarrie (Belmont)22","QLD Murarrie (Belmont)"]
[null,null,null,"Supplies eastern Brisbane.",null,null,null,null,null,null,null,null,null,null,null,null,null,23,"QLD Murarrie (Belmont)23","QLD Murarrie (Belmont)"]
[null,null,null,"The impact of the following embedded generator(s) has been removed in the forecasts; Energex Control Ctr gen and Energy",null,null,null,null,null,null,null,null,null,null,null,null,null,24,"QLD Murarrie (Belmont)24","QLD Murarrie (Belmont)"]
[null,null,null,"Impact Generator.",null,null,null,null,null,null,null,null,null,null,null,null,null,25,"QLD Murarrie (Belmont)25","QLD Murarrie (Belmont)"]
[null,null,null,"Demand is weather sensitive in summer and winter.",null,null,null,null,null,null,null,null,null,null,null,null,null,26,"QLD Murarrie (Belmont)26","QLD Murarrie (Belmont)"]
[null,null,null,"Diversity factors: Summer = 1; Winter = 1.",null,null,null,null,null,null,null,null,null,null,null,null,null,27,"QLD Murarrie (Belmont)27","QLD Murarrie (Belmont)"]
[null,null,null,"Power factors: Summer = 1, leading; Winter = 1, leading.",null,null,null,null,null,null,null,null,null,null,null,null,null,28,"QLD Murarrie (Belmont)28","QLD Murarrie (Belmont)"]
[null,null,null,null,null,null,null,null,null,null,null,null,null,null,null,null,null,29,"QLD Murarrie (Belmont)29","QLD Murarrie (Belmont)"]
[null,null,null,null,null,null,null,null,null,null,null,null,null,null,null,null,null,30,"QLD Murarrie (Belmont)30","QLD Murarrie (Belmont)"]
[null,null,null,null,null,null,null,null,null,null,null,null,null,null,null,null,null,31,"QLD Murarrie (Belmont)31","QLD Murarrie (Belmont)"]
[null,null,"QLD Middle Ridge (Ergon)",null,null,null,null,null,null,null,null,null,null,null,null,null,null,1,"QLD Middle Ridge (Ergon)1",{"$f":"C2112","v":"QLD Middle Ridge (Ergon)"}]
[null,null,null,null,null,null,null,null,null,null,null,null,null,null,null,null,null,2,"QLD Middle Ridge (Ergon)2",{"$f":"T2112","v":"QLD Middle Ridge (Ergon)"}]
[null,null,null,"MAIN SECTORS",null,null,null,null,null,null,null,null,null,null,null,null,null,3,"QLD Middle Ridge (Ergon)3","QLD Middle Ridge (Ergon)"]
[null,null,null,"Predominantly residential and commercial",null,null,null,null,null,null,null,null,null,null,null,null,null,4,"QLD Middle Ridge (Ergon)4","QLD Middle Ridge (Ergon)"]
[null,null,null,null,null,null,null,null,null,null,null,null,null,null,null,null,null,5,"QLD Middle Ridge (Ergon)5","QLD Middle Ridge (Ergon)"]
[null,null,null,null,null,null,null,null,null,null,null,null,null,null,null,null,null,6,{"$f":"T2117&R2117","v":"QLD Middle Ridge (Ergon)6"},"QLD Middle Ridge (Ergon)"]
[null,null,null,null,null,null,null,null,null,null,null,null,null,null,null,null,null,7,"QLD Middle Ridge (Ergon)7","QLD Middle Ridge (Ergon)"]
[null,null,null,null,null,null,null,null,null,null,null,null,null,null,null,null,null,8,"QLD Middle Ridge (Ergon)8","QLD Middle Ridge (Ergon)"]
[null,null,null,"MEDIUM SCENARIO",null,null,null,null,null,null,null,null,null,null,null,null,null,9,"QLD Middle Ridge (Ergon)9","QLD Middle Ridge (Ergon)"]
[null,null,null,"Summer",null,null,null,null,null,null,null,null,null,null,null,null,null,10,"QLD Middle Ridge (Ergon)10","QLD Middle Ridge (Ergon)"]
[null,null,null,"Temperature corrected actuals have decreased over the historical period.",null,null,null,null,null,null,null,null,null,null,null,null,null,11,"QLD Middle Ridge (Ergon)11","QLD Middle Ridge (Ergon)"]
[null,null,null,"Forecast demand is decreasing over the outlook period.",null,null,null,null,null,null,null,null,null,null,null,null,null,12,"QLD Middle Ridge (Ergon)12","QLD Middle Ridge (Ergon)"]
[null,null,null,"The 10% POE offset for PV ranges from 6.4% to 10.8% between 2017 and 2026.",null,null,null,null,null,null,null,null,null,null,null,null,null,13,"QLD Middle Ridge (Ergon)13","QLD Middle Ridge (Ergon)"]
[null,null,null,null,null,null,null,null,null,null,null,null,null,null,null,null,null,14,"QLD Middle Ridge (Ergon)14","QLD Middle Ridge (Ergon)"]
[null,null,null,null,null,null,null,null,null,null,null,null,null,null,null,null,null,15,"QLD Middle Ridge (Ergon)15","QLD Middle Ridge (Ergon)"]
[null,null,null,"Winter",null,null,null,null,null,null,null,null,null,null,null,null,null,16,"QLD Middle Ridge (Ergon)16","QLD Middle Ridge (Ergon)"]
[null,null,null,"Temperature corrected actuals have decreased over the historical period.",null,null,null,null,null,null,null,null,null,null,null,null,null,17,"QLD Middle Ridge (Ergon)17","QLD Middle Ridge (Ergon)"]
[null,null,null,"Forecast demand is increasing over the outlook period.",null,null,null,null,null,null,null,null,null,null,null,null,null,18,"QLD Middle Ridge (Ergon)18","QLD Middle Ridge (Ergon)"]
[null,null,null,"The 10% POE offset for PV is zero.",null,null,null,null,null,null,null,null,null,null,null,null,null,19,"QLD Middle Ridge (Ergon)19","QLD Middle Ridge (Ergon)"]
[null,null,null,null,null,null,null,null,null,null,null,null,null,null,null,null,null,20,"QLD Middle Ridge (Ergon)20","QLD Middle Ridge (Ergon)"]
[null,null,null,null,null,null,null,null,null,null,null,null,null,null,null,null,null,21,"QLD Middle Ridge (Ergon)21","QLD Middle Ridge (Ergon)"]
[null,null,null,"Other",null,null,null,null,null,null,null,null,null,null,null,null,null,22,"QLD Middle Ridge (Ergon)22","QLD Middle Ridge (Ergon)"]
[null,null,null,"Supplies Toowoomba and surrounding areas.",null,null,null,null,null,null,null,null,null,null,null,null,null,23,"QLD Middle Ridge (Ergon)23","QLD Middle Ridge (Ergon)"]
[null,null,null,"The impact of the following embedded generator(s) has been removed in the forecasts; KRC Co-Gen.",null,null,null,null,null,null,null,null,null,null,null,null,null,24,"QLD Middle Ridge (Ergon)24","QLD Middle Ridge (Ergon)"]
[null,null,null,"Demand is weather sensitive in summer and winter.",null,null,null,null,null,null,null,null,null,null,null,null,null,25,"QLD Middle Ridge (Ergon)25","QLD Middle Ridge (Ergon)"]
[null,null,null,"Diversity factors: Summer = 0.94; Winter = 1.",null,null,null,null,null,null,null,null,null,null,null,null,null,26,"QLD Middle Ridge (Ergon)26","QLD Middle Ridge (Ergon)"]
[null,null,null,"Power factors: Summer = 0.97, lagging; Winter = 0.99, lagging.",null,null,null,null,null,null,null,null,null,null,null,null,null,27,"QLD Middle Ridge (Ergon)27","QLD Middle Ridge (Ergon)"]
[null,null,null,null,null,null,null,null,null,null,null,null,null,null,null,null,null,28,"QLD Middle Ridge (Ergon)28","QLD Middle Ridge (Ergon)"]
[null,null,null,null,null,null,null,null,null,null,null,null,null,null,null,null,null,29,"QLD Middle Ridge (Ergon)29","QLD Middle Ridge (Ergon)"]
[null,null,null,null,null,null,null,null,null,null,null,null,null,null,null,null,null,30,"QLD Middle Ridge (Ergon)30","QLD Middle Ridge (Ergon)"]
[null,null,null,null,null,null,null,null,null,null,null,null,null,null,null,null,null,31,"QLD Middle Ridge (Ergon)31","QLD Middle Ridge (Ergon)"]
[null,null,"QLD Moranbah Substation",null,null,null,null,null,null,null,null,null,null,null,null,null,null,1,"QLD Moranbah Substation1",{"$f":"C2143","v":"QLD Moranbah Substation"}]
[null,null,null,null,null,null,null,null,null,null,null,null,null,null,null,null,null,2,"QLD Moranbah Substation2",{"$f":"T2143","v":"QLD Moranbah Substation"}]
[null,null,null,"MAIN SECTORS",null,null,null,null,null,null,null,null,null,null,null,null,null,3,"QLD Moranbah Substation3","QLD Moranbah Substation"]
[null,null,null,"Predominantly commercial, mining",null,null,null,null,null,null,null,null,null,null,null,null,null,4,"QLD Moranbah Substation4","QLD Moranbah Substation"]
[null,null,null,null,null,null,null,null,null,null,null,null,null,null,null,null,null,5,"QLD Moranbah Substation5","QLD Moranbah Substation"]
[null,null,null,null,null,null,null,null,null,null,null,null,null,null,null,null,null,{"$f":"MOD(ROW(Q2148)-4,31)+1","v":6},"QLD Moranbah Substation6","QLD Moranbah Substation"]
[null,null,null,null,null,null,null,null,null,null,null,null,null,null,null,null,null,7,"QLD Moranbah Substation7","QLD Moranbah Substation"]
[null,null,null,null,null,null,null,null,null,null,null,null,null,null,null,null,null,8,"QLD Moranbah Substation8",{"$f":"T2149","v":"QLD Moranbah Substation"}]
[null,null,null,"MEDIUM SCENARIO",null,null,null,null,null,null,null,null,null,null,null,null,null,9,"QLD Moranbah Substation9","QLD Moranbah Substation"]
[null,null,null,"Summer",null,null,null,null,null,null,null,null,null,null,null,null,null,10,"QLD Moranbah Substation10","QLD Moranbah Substation"]
[null,null,null,"Temperature corrected actuals have remained relatively flat over the historical period.",null,null,null,null,null,null,null,null,null,null,null,null,null,11,"QLD Moranbah Substation11","QLD Moranbah Substation"]
[null,null,null,"Forecast demand is increasing over the outlook period.",null,null,null,null,null,null,null,null,null,null,null,null,null,12,"QLD Moranbah Substation12","QLD Moranbah Substation"]
[null,null,null,"The 10% POE offset for PV is zero.",null,null,null,null,null,null,null,null,null,null,null,null,null,13,"QLD Moranbah Substation13","QLD Moranbah Substation"]
[null,null,null,null,null,null,null,null,null,null,null,null,null,null,null,null,null,14,"QLD Moranbah Substation14","QLD Moranbah Substation"]
[null,null,null,null,null,null,null,null,null,null,null,null,null,null,null,null,null,15,"QLD Moranbah Substation15","QLD Moranbah Substation"]
[null,null,null,"Winter",null,null,null,null,null,null,null,null,null,null,null,null,null,16,"QLD Moranbah Substation16","QLD Moranbah Substation"]
[null,null,null,"Temperature corrected actuals have remained relatively flat over the historical period.",null,null,null,null,null,null,null,null,null,null,null,null,null,17,"QLD Moranbah Substation17","QLD Moranbah Substation"]
[null,null,null,"Forecast demand is increasing over the outlook period.",null,null,null,null,null,null,null,null,null,null,null,null,null,18,"QLD Moranbah Substation18","QLD Moranbah Substation"]
[null,null,null,"The 10% POE offset for PV is zero.",null,null,null,null,null,null,null,null,null,null,null,null,null,19,"QLD Moranbah Substation19","QLD Moranbah Substation"]
[null,null,null,null,null,null,null,null,null,null,null,null,null,null,null,null,null,20,"QLD Moranbah Substation20","QLD Moranbah Substation"]
[null,null,null,null,null,null,null,null,null,null,null,null,null,null,null,null,null,21,"QLD Moranbah Substation21","QLD Moranbah Substation"]
[null,null,null,"Other",null,null,null,null,null,null,null,null,null,null,null,null,null,22,"QLD Moranbah Substation22","QLD Moranbah Substation"]
[null,null,null,"Supplies mining loads.",null,null,null,null,null,null,null,null,null,null,null,null,null,23,"QLD Moranbah Substation23","QLD Moranbah Substation"]
[null,null,null,"Demand is not weather sensitive.",null,null,null,null,null,null,null,null,null,null,null,null,null,24,"QLD Moranbah Substation24","QLD Moranbah Substation"]
[null,null,null,"Diversity factors: Summer = 0.71; Winter = 0.87.",null,null,null,null,null,null,null,null,null,null,null,null,null,25,"QLD Moranbah Substation25","QLD Moranbah Substation"]
[null,null,null,"Power factors: Summer = 0.94, lagging; Winter = 0.95, lagging.",null,null,null,null,null,null,null,null,null,null,null,null,null,26,"QLD Moranbah Substation26","QLD Moranbah Substation"]
[null,null,null,null,null,null,null,null,null,null,null,null,null,null,null,null,null,27,"QLD Moranbah Substation27","QLD Moranbah Substation"]
[null,null,null,null,null,null,null,null,null,null,null,null,null,null,null,null,null,28,"QLD Moranbah Substation28","QLD Moranbah Substation"]
[null,null,null,null,null,null,null,null,null,null,null,null,null,null,null,null,null,29,"QLD Moranbah Substation29","QLD Moranbah Substation"]
[null,null,null,null,null,null,null,null,null,null,null,null,null,null,null,null,null,30,"QLD Moranbah Substation30","QLD Moranbah Substation"]
[null,null,null,null,null,null,null,null,null,null,null,null,null,null,null,null,null,31,"QLD Moranbah Substation31","QLD Moranbah Substation"]
[null,null,"QLD Moranbah (Town)",null,null,null,null,null,null,null,null,null,null,null,null,null,null,1,"QLD Moranbah (Town)1",{"$f":"C2174","v":"QLD Moranbah (Town)"}]
[null,null,null,null,null,null,null,null,null,null,null,null,null,null,null,null,null,2,"QLD Moranbah (Town)2",{"$f":"T2174","v":"QLD Moranbah (Town)"}]
[null,null,null,"MAIN SECTORS",null,null,null,null,null,null,null,null,null,null,null,null,null,3,"QLD Moranbah (Town)3","QLD Moranbah (Town)"]
[null,null,null,"Predominantly residential, industrial",null,null,null,null,null,null,null,null,null,null,null,null,null,4,"QLD Moranbah (Town)4","QLD Moranbah (Town)"]
[null,null,null,null,null,null,null,null,null,null,null,null,null,null,null,null,null,5,"QLD Moranbah (Town)5","QLD Moranbah (Town)"]
[null,null,null,null,null,null,null,null,null,null,null,null,null,null,null,null,null,6,"QLD Moranbah (Town)6","QLD Moranbah (Town)"]
[null,null,null,null,null,null,null,null,null,null,null,null,null,null,null,null,null,7,"QLD Moranbah (Town)7","QLD Moranbah (Town)"]
[null,null,null,null,null,null,null,null,null,null,null,null,null,null,null,null,null,8,{"$f":"T2181&R2181","v":"QLD Moranbah (Town)8"},"QLD Moranbah (Town)"]
[null,null,null,"MEDIUM SCENARIO",null,null,null,null,null,null,null,null,null,null,null,null,null,9,"QLD Moranbah (Town)9","QLD Moranbah (Town)"]
[null,null,null,"Summer",null,null,null,null,null,null,null,null,null,null,null,null,null,10,"QLD Moranbah (Town)10","QLD Moranbah (Town)"]
[null,null,null,"Temperature corrected actuals have fluctuated over the historical period.",null,null,null,null,null,null,null,null,null,null,null,null,null,11,"QLD Moranbah (Town)11","QLD Moranbah (Town)"]
[null,null,null,"Forecast demand is increasing over the outlook period due to due to a transfer in 2018.",null,null,null,null,null,null,null,null,null,null,null,null,null,12,"QLD Moranbah (Town)12","QLD Moranbah (Town)"]
[null,null,null,"The 10% POE offset for PV is zero.",null,null,null,null,null,null,null,null,null,null,null,null,null,13,"QLD Moranbah (Town)13","QLD Moranbah (Town)"]
[null,null,null,null,null,null,null,null,null,null,null,null,null,null,null,null,null,14,"QLD Moranbah (Town)14","QLD Moranbah (Town)"]
[null,null,null,null,null,null,null,null,null,null,null,null,null,null,null,null,null,15,"QLD Moranbah (Town)15","QLD Moranbah (Town)"]
[null,null,null,"Winter",null,null,null,null,null,null,null,null,null,null,null,null,null,16,"QLD Moranbah (Town)16","QLD Moranbah (Town)"]
[null,null,null,"Temperature corrected actuals have decreased over the historical period.",null,null,null,null,null,null,null,null,null,null,null,null,null,17,"QLD Moranbah (Town)17","QLD Moranbah (Town)"]
[null,null,null,"Forecast demand is increasing over the outlook period due to due to a transfer in 2018.",null,null,null,null,null,null,null,null,null,null,null,null,null,18,"QLD Moranbah (Town)18","QLD Moranbah (Town)"]
[null,null,null,"The 10% POE offset for PV is zero.",null,null,null,null,null,null,null,null,null,null,null,null,null,19,"QLD Moranbah (Town)19","QLD Moranbah (Town)"]
[null,null,null,null,null,null,null,null,null,null,null,null,null,null,null,null,null,20,"QLD Moranbah (Town)20","QLD Moranbah (Town)"]
[null,null,null,null,null,null,null,null,null,null,null,null,null,null,null,null,null,21,"QLD Moranbah (Town)21","QLD Moranbah (Town)"]
[null,null,null,"Other",null,null,null,null,null,null,null,null,null,null,null,null,null,22,"QLD Moranbah (Town)22","QLD Moranbah (Town)"]
[null,null,null,"Supplies communities associated with mining loads.",null,null,null,null,null,null,null,null,null,null,null,null,null,23,"QLD Moranbah (Town)23","QLD Moranbah (Town)"]
[null,null,null,"Load transfer included in summer 2017-18. ",null,null,null,null,null,null,null,null,null,null,null,null,null,24,"QLD Moranbah (Town)24","QLD Moranbah (Town)"]
[null,null,null,"The impact of the following embedded generator(s) has been removed in the forecasts; Moranbah Generator.",null,null,null,null,null,null,null,null,null,null,null,null,null,25,"QLD Moranbah (Town)25","QLD Moranbah (Town)"]
[null,null,null,"Demand is weather sensitive in summer and winter.",null,null,null,null,null,null,null,null,null,null,null,null,null,26,"QLD Moranbah (Town)26","QLD Moranbah (Town)"]
[null,null,null,"Diversity factors: Summer = 0.87; Winter = 0.92.",null,null,null,null,null,null,null,null,null,null,null,null,null,27,"QLD Moranbah (Town)27","QLD Moranbah (Town)"]
[null,null,null,"Power factors: Summer = 0.91, lagging; Winter = 0.91, lagging.",null,null,null,null,null,null,null,null,null,null,null,null,null,28,"QLD Moranbah (Town)28","QLD Moranbah (Town)"]
[null,null,null,null,null,null,null,null,null,null,null,null,null,null,null,null,null,29,"QLD Moranbah (Town)29","QLD Moranbah (Town)"]
[null,null,null,null,null,null,null,null,null,null,null,null,null,null,null,null,null,30,"QLD Moranbah (Town)30","QLD Moranbah (Town)"]
[null,null,null,null,null,null,null,null,null,null,null,null,null,null,null,null,null,31,"QLD Moranbah (Town)31","QLD Moranbah (Town)"]
[null,null,"QLD Moranbah (Mine)",null,null,null,null,null,null,null,null,null,null,null,null,null,null,1,"QLD Moranbah (Mine)1",{"$f":"C2205","v":"QLD Moranbah (Mine)"}]
[null,null,null,null,null,null,null,null,null,null,null,null,null,null,null,null,null,2,"QLD Moranbah (Mine)2",{"$f":"T2205","v":"QLD Moranbah (Mine)"}]
[null,null,null,"MAIN SECTORS",null,null,null,null,null,null,null,null,null,null,null,null,null,3,"QLD Moranbah (Mine)3","QLD Moranbah (Mine)"]
[null,null,null,"Predominantly commercial, industrial and mining",null,null,null,null,null,null,null,null,null,null,null,null,null,4,"QLD Moranbah (Mine)4","QLD Moranbah (Mine)"]
[null,null,null,null,null,null,null,null,null,null,null,null,null,null,null,null,null,5,"QLD Moranbah (Mine)5","QLD Moranbah (Mine)"]
[null,null,null,null,null,null,null,null,null,null,null,null,null,null,null,null,null,6,"QLD Moranbah (Mine)6","QLD Moranbah (Mine)"]
[null,null,null,null,null,null,null,null,null,null,null,null,null,null,null,null,null,7,"QLD Moranbah (Mine)7","QLD Moranbah (Mine)"]
[null,null,null,null,null,null,null,null,null,null,null,null,null,null,null,null,null,{"$f":"MOD(ROW(Q2212)-4,31)+1","v":8},"QLD Moranbah (Mine)8","QLD Moranbah (Mine)"]
[null,null,null,"MEDIUM SCENARIO",null,null,null,null,null,null,null,null,null,null,null,null,null,9,"QLD Moranbah (Mine)9","QLD Moranbah (Mine)"]
[null,null,null,"Summer",null,null,null,null,null,null,null,null,null,null,null,null,null,10,"QLD Moranbah (Mine)10",{"$f":"T2213","v":"QLD Moranbah (Mine)"}]
[null,null,null,"Temperature corrected actuals have increased over the historical period.",null,null,null,null,null,null,null,null,null,null,null,null,null,11,"QLD Moranbah (Mine)11","QLD Moranbah (Mine)"]
[null,null,null,"Forecast demand is increasing over the outlook period.",null,null,null,null,null,null,null,null,null,null,null,null,null,12,"QLD Moranbah (Mine)12","QLD Moranbah (Mine)"]
[null,null,null,"The 10% POE offset for PV is zero.",null,null,null,null,null,null,null,null,null,null,null,null,null,13,"QLD Moranbah (Mine)13","QLD Moranbah (Mine)"]
[null,null,null,null,null,null,null,null,null,null,null,null,null,null,null,null,null,14,"QLD Moranbah (Mine)14","QLD Moranbah (Mine)"]
[null,null,null,null,null,null,null,null,null,null,null,null,null,null,null,null,null,15,"QLD Moranbah (Mine)15","QLD Moranbah (Mine)"]
[null,null,null,"Winter",null,null,null,null,null,null,null,null,null,null,null,null,null,16,"QLD Moranbah (Mine)16","QLD Moranbah (Mine)"]
[null,null,null,"Temperature corrected actuals have increased over the historical period.",null,null,null,null,null,null,null,null,null,null,null,null,null,17,"QLD Moranbah (Mine)17","QLD Moranbah (Mine)"]
[null,null,null,"Forecast demand is increasing over the outlook period.",null,null,null,null,null,null,null,null,null,null,null,null,null,18,"QLD Moranbah (Mine)18","QLD Moranbah (Mine)"]
[null,null,null,"The 10% POE offset for PV is zero.",null,null,null,null,null,null,null,null,null,null,null,null,null,19,"QLD Moranbah (Mine)19","QLD Moranbah (Mine)"]
[null,null,null,null,null,null,null,null,null,null,null,null,null,null,null,null,null,20,"QLD Moranbah (Mine)20","QLD Moranbah (Mine)"]
[null,null,null,null,null,null,null,null,null,null,null,null,null,null,null,null,null,21,"QLD Moranbah (Mine)21","QLD Moranbah (Mine)"]
[null,null,null,"Other",null,null,null,null,null,null,null,null,null,null,null,null,null,22,"QLD Moranbah (Mine)22","QLD Moranbah (Mine)"]
[null,null,null,"Supplies mining loads.",null,null,null,null,null,null,null,null,null,null,null,null,null,23,"QLD Moranbah (Mine)23","QLD Moranbah (Mine)"]
[null,null,null,"The impact of the following embedded generator(s) has been removed in the forecasts; Moranbah North PS.",null,null,null,null,null,null,null,null,null,null,null,null,null,24,"QLD Moranbah (Mine)24","QLD Moranbah (Mine)"]
[null,null,null,"Demand is not weather sensitive.",null,null,null,null,null,null,null,null,null,null,null,null,null,25,"QLD Moranbah (Mine)25","QLD Moranbah (Mine)"]
[null,null,null,"Diversity factors: Summer = 0.79; Winter = 0.72.",null,null,null,null,null,null,null,null,null,null,null,null,null,26,"QLD Moranbah (Mine)26","QLD Moranbah (Mine)"]
[null,null,null,"Power factors: Summer = 0.94, lagging; Winter = 0.88, lagging.",null,null,null,null,null,null,null,null,null,null,null,null,null,27,"QLD Moranbah (Mine)27","QLD Moranbah (Mine)"]
[null,null,null,null,null,null,null,null,null,null,null,null,null,null,null,null,null,28,"QLD Moranbah (Mine)28","QLD Moranbah (Mine)"]
[null,null,null,null,null,null,null,null,null,null,null,null,null,null,null,null,null,29,"QLD Moranbah (Mine)29","QLD Moranbah (Mine)"]
[null,null,null,null,null,null,null,null,null,null,null,null,null,null,null,null,null,30,"QLD Moranbah (Mine)30","QLD Moranbah (Mine)"]
[null,null,null,null,null,null,null,null,null,null,null,null,null,null,null,null,null,31,"QLD Moranbah (Mine)31","QLD Moranbah (Mine)"]
[null,null,"QLD Mt Mclaren (Rail)",null,null,null,null,null,null,null,null,null,null,null,null,null,null,1,"QLD Mt Mclaren (Rail)1",{"$f":"C2236","v":"QLD Mt Mclaren (Rail)"}]
[null,null,null,null,null,null,null,null,null,null,null,null,null,null,null,null,null,2,"QLD Mt Mclaren (Rail)2",{"$f":"T2236","v":"QLD Mt Mclaren (Rail)"}]
[null,null,null,"MAIN SECTORS",null,null,null,null,null,null,null,null,null,null,null,null,null,3,"QLD Mt Mclaren (Rail)3","QLD Mt Mclaren (Rail)"]
[null,null,null,"The forecast is confidential.",null,null,null,null,null,null,null,null,null,null,null,null,null,4,"QLD Mt Mclaren (Rail)4","QLD Mt Mclaren (Rail)"]
[null,null,null,null,null,null,null,null,null,null,null,null,null,null,null,null,null,5,"QLD Mt Mclaren (Rail)5","QLD Mt Mclaren (Rail)"]
[null,null,null,null,null,null,null,null,null,null,null,null,null,null,null,null,null,6,"QLD Mt Mclaren (Rail)6","QLD Mt Mclaren (Rail)"]
[null,null,null,null,null,null,null,null,null,null,null,null,null,null,null,null,null,7,"QLD Mt Mclaren (Rail)7","QLD Mt Mclaren (Rail)"]
[null,null,null,null,null,null,null,null,null,null,null,null,null,null,null,null,null,8,"QLD Mt Mclaren (Rail)8","QLD Mt Mclaren (Rail)"]
[null,null,null,"MEDIUM SCENARIO",null,null,null,null,null,null,null,null,null,null,null,null,null,9,"QLD Mt Mclaren (Rail)9","QLD Mt Mclaren (Rail)"]
[null,null,null,"Summer",null,null,null,null,null,null,null,null,null,null,null,null,null,10,{"$f":"T2245&R2245","v":"QLD Mt Mclaren (Rail)10"},"QLD Mt Mclaren (Rail)"]
[null,null,null,null,null,null,null,null,null,null,null,null,null,null,null,null,null,11,"QLD Mt Mclaren (Rail)11","QLD Mt Mclaren (Rail)"]
[null,null,null,null,null,null,null,null,null,null,null,null,null,null,null,null,null,12,"QLD Mt Mclaren (Rail)12","QLD Mt Mclaren (Rail)"]
[null,null,null,null,null,null,null,null,null,null,null,null,null,null,null,null,null,13,"QLD Mt Mclaren (Rail)13","QLD Mt Mclaren (Rail)"]
[null,null,null,null,null,null,null,null,null,null,null,null,null,null,null,null,null,14,"QLD Mt Mclaren (Rail)14","QLD Mt Mclaren (Rail)"]
[null,null,null,null,null,null,null,null,null,null,null,null,null,null,null,null,null,15,"QLD Mt Mclaren (Rail)15","QLD Mt Mclaren (Rail)"]
[null,null,null,"Winter",null,null,null,null,null,null,null,null,null,null,null,null,null,16,"QLD Mt Mclaren (Rail)16","QLD Mt Mclaren (Rail)"]
[null,null,null,null,null,null,null,null,null,null,null,null,null,null,null,null,null,17,"QLD Mt Mclaren (Rail)17","QLD Mt Mclaren (Rail)"]
[null,null,null,null,null,null,null,null,null,null,null,null,null,null,null,null,null,18,"QLD Mt Mclaren (Rail)18","QLD Mt Mclaren (Rail)"]
[null,null,null,null,null,null,null,null,null,null,null,null,null,null,null,null,null,19,"QLD Mt Mclaren (Rail)19","QLD Mt Mclaren (Rail)"]
[null,null,null,null,null,null,null,null,null,null,null,null,null,null,null,null,null,20,"QLD Mt Mclaren (Rail)20","QLD Mt Mclaren (Rail)"]
[null,null,null,null,null,null,null,null,null,null,null,null,null,null,null,null,null,21,"QLD Mt Mclaren (Rail)21","QLD Mt Mclaren (Rail)"]
[null,null,null,"Other",null,null,null,null,null,null,null,null,null,null,null,null,null,22,"QLD Mt Mclaren (Rail)22","QLD Mt Mclaren (Rail)"]
[null,null,null,null,null,null,null,null,null,null,null,null,null,null,null,null,null,23,"QLD Mt Mclaren (Rail)23","QLD Mt Mclaren (Rail)"]
[null,null,null,null,null,null,null,null,null,null,null,null,null,null,null,null,null,24,"QLD Mt Mclaren (Rail)24","QLD Mt Mclaren (Rail)"]
[null,null,null,null,null,null,null,null,null,null,null,null,null,null,null,null,null,25,"QLD Mt Mclaren (Rail)25","QLD Mt Mclaren (Rail)"]
[null,null,null,null,null,null,null,null,null,null,null,null,null,null,null,null,null,26,"QLD Mt Mclaren (Rail)26","QLD Mt Mclaren (Rail)"]
[null,null,null,null,null,null,null,null,null,null,null,null,null,null,null,null,null,27,"QLD Mt Mclaren (Rail)27","QLD Mt Mclaren (Rail)"]
[null,null,null,null,null,null,null,null,null,null,null,null,null,null,null,null,null,28,"QLD Mt Mclaren (Rail)28","QLD Mt Mclaren (Rail)"]
[null,null,null,null,null,null,null,null,null,null,null,null,null,null,null,null,null,29,"QLD Mt Mclaren (Rail)29","QLD Mt Mclaren (Rail)"]
[null,null,null,null,null,null,null,null,null,null,null,null,null,null,null,null,null,30,"QLD Mt Mclaren (Rail)30","QLD Mt Mclaren (Rail)"]
[null,null,null,null,null,null,null,null,null,null,null,null,null,null,null,null,null,31,"QLD Mt Mclaren (Rail)31","QLD Mt Mclaren (Rail)"]
[null,null,"QLD Nebo",null,null,null,null,null,null,null,null,null,null,null,null,null,null,1,"QLD Nebo1",{"$f":"C2267","v":"QLD Nebo"}]
[null,null,null,null,null,null,null,null,null,null,null,null,null,null,null,null,null,2,"QLD Nebo2",{"$f":"T2267","v":"QLD Nebo"}]
[null,null,null,"MAIN SECTORS",null,null,null,null,null,null,null,null,null,null,null,null,null,3,"QLD Nebo3","QLD Nebo"]
[null,null,null,"Predominantly residential and commercial",null,null,null,null,null,null,null,null,null,null,null,null,null,4,"QLD Nebo4","QLD Nebo"]
[null,null,null,null,null,null,null,null,null,null,null,null,null,null,null,null,null,5,"QLD Nebo5","QLD Nebo"]
[null,null,null,null,null,null,null,null,null,null,null,null,null,null,null,null,null,6,"QLD Nebo6","QLD Nebo"]
[null,null,null,null,null,null,null,null,null,null,null,null,null,null,null,null,null,7,"QLD Nebo7","QLD Nebo"]
[null,null,null,null,null,null,null,null,null,null,null,null,null,null,null,null,null,8,"QLD Nebo8","QLD Nebo"]
[null,null,null,"MEDIUM SCENARIO",null,null,null,null,null,null,null,null,null,null,null,null,null,9,"QLD Nebo9","QLD Nebo"]
[null,null,null,"Summer",null,null,null,null,null,null,null,null,null,null,null,null,null,{"$f":"MOD(ROW(Q2276)-4,31)+1","v":10},"QLD Nebo10","QLD Nebo"]
[null,null,null,"Temperature corrected actuals have remained relatively flat over the historical period.",null,null,null,null,null,null,null,null,null,null,null,null,null,11,"QLD Nebo11","QLD Nebo"]
[null,null,null,"Forecast demand is increasing over the outlook period due to increase in load in 2019.",null,null,null,null,null,null,null,null,null,null,null,null,null,12,"QLD Nebo12",{"$f":"T2277","v":"QLD Nebo"}]
[null,null,null,"The 10% POE offset for PV is constant at 0.2%.",null,null,null,null,null,null,null,null,null,null,null,null,null,13,"QLD Nebo13","QLD Nebo"]
[null,null,null,null,null,null,null,null,null,null,null,null,null,null,null,null,null,14,"QLD Nebo14","QLD Nebo"]
[null,null,null,null,null,null,null,null,null,null,null,null,null,null,null,null,null,15,"QLD Nebo15","QLD Nebo"]
[null,null,null,"Winter",null,null,null,null,null,null,null,null,null,null,null,null,null,16,"QLD Nebo16","QLD Nebo"]
[null,null,null,"Temperature corrected actuals have remained relatively flat over the historical period.",null,null,null,null,null,null,null,null,null,null,null,null,null,17,"QLD Nebo17","QLD Nebo"]
[null,null,null,"Forecast demand is increasing over the outlook period due to increase in load in 2019.",null,null,null,null,null,null,null,null,null,null,null,null,null,18,"QLD Nebo18","QLD Nebo"]
[null,null,null,"The 10% POE offset for PV is zero.",null,null,null,null,null,null,null,null,null,null,null,null,null,19,"QLD Nebo19","QLD Nebo"]
[null,null,null,null,null,null,null,null,null,null,null,null,null,null,null,null,null,20,"QLD Nebo20","QLD Nebo"]
[null,null,null,null,null,null,null,null,null,null,null,null,null,null,null,null,null,21,"QLD Nebo21","QLD Nebo"]
[null,null,null,"Other",null,null,null,null,null,null,null,null,null,null,null,null,null,22,"QLD Nebo22","QLD Nebo"]
[null,null,null,"Supplies Nebo.",null,null,null,null,null,null,null,null,null,null,null,null,null,23,"QLD Nebo23","QLD Nebo"]
[null,null,null,"Block load included in summer 2018-19.",null,null,null,null,null,null,null,null,null,null,null,null,null,24,"QLD Nebo24","QLD Nebo"]
[null,null,null,"Demand is weather sensitive in summer and winter.",null,null,null,null,null,null,null,null,null,null,null,null,null,25,"QLD Nebo25","QLD Nebo"]
[null,null,null,"Diversity factors: Summer = 0.82; Winter = 0.85.",null,null,null,null,null,null,null,null,null,null,null,null,null,26,"QLD Nebo26","QLD Nebo"]
[null,null,null,"Power factors: Summer = 0.91, lagging; Winter = 0.91, lagging.",null,null,null,null,null,null,null,null,null,null,null,null,null,27,"QLD Nebo27","QLD Nebo"]
[null,null,null,null,null,null,null,null,null,null,null,null,null,null,null,null,null,28,"QLD Nebo28","QLD Nebo"]
[null,null,null,null,null,null,null,null,null,null,null,null,null,null,null,null,null,29,"QLD Nebo29","QLD Nebo"]
[null,null,null,null,null,null,null,null,null,null,null,null,null,null,null,null,null,30,"QLD Nebo30","QLD Nebo"]
[null,null,null,null,null,null,null,null,null,null,null,null,null,null,null,null,null,31,"QLD Nebo31","QLD Nebo"]
[null,null,"QLD North Goonyella",null,null,null,null,null,null,null,null,null,null,null,null,null,null,1,"QLD North Goonyella1",{"$f":"C2298","v":"QLD North Goonyella"}]
[null,null,null,null,null,null,null,null,null,null,null,null,null,null,null,null,null,2,"QLD North Goonyella2",{"$f":"T2298","v":"QLD North Goonyella"}]
[null,null,null,"MAIN SECTORS",null,null,null,null,null,null,null,null,null,null,null,null,null,3,"QLD North Goonyella3","QLD North Goonyella"]
[null,null,null,"The forecast is confidential.",null,null,null,null,null,null,null,null,null,null,null,null,null,4,"QLD North Goonyella4","QLD North Goonyella"]
[null,null,null,null,null,null,null,null,null,null,null,null,null,null,null,null,null,5,"QLD North Goonyella5","QLD North Goonyella"]
[null,null,null,null,null,null,null,null,null,null,null,null,null,null,null,null,null,6,"QLD North Goonyella6","QLD North Goonyella"]
[null,null,null,null,null,null,null,null,null,null,null,null,null,null,null,null,null,7,"QLD North Goonyella7","QLD North Goonyella"]
[null,null,null,null,null,null,null,null,null,null,null,null,null,null,null,null,null,8,"QLD North Goonyella8","QLD North Goonyella"]
[null,null,null,"MEDIUM SCENARIO",null,null,null,null,null,null,null,null,null,null,null,null,null,9,"QLD North Goonyella9","QLD North Goonyella"]
[null,null,null,"Summer",null,null,null,null,null,null,null,null,null,null,null,null,null,10,"QLD North Goonyella10","QLD North Goonyella"]
[null,null,null,null,null,null,null,null,null,null,null,null,null,null,null,null,null,11,"QLD North Goonyella11","QLD North Goonyella"]
[null,null,null,null,null,null,null,null,null,null,null,null,null,null,null,null,null,12,{"$f":"T2309&R2309","v":"QLD North Goonyella12"},"QLD North Goonyella"]
[null,null,null,null,null,null,null,null,null,null,null,null,null,null,null,null,null,13,"QLD North Goonyella13","QLD North Goonyella"]
[null,null,null,null,null,null,null,null,null,null,null,null,null,null,null,null,null,14,"QLD North Goonyella14","QLD North Goonyella"]
[null,null,null,null,null,null,null,null,null,null,null,null,null,null,null,null,null,15,"QLD North Goonyella15","QLD North Goonyella"]
[null,null,null,"Winter",null,null,null,null,null,null,null,null,null,null,null,null,null,16,"QLD North Goonyella16","QLD North Goonyella"]
[null,null,null,null,null,null,null,null,null,null,null,null,null,null,null,null,null,17,"QLD North Goonyella17","QLD North Goonyella"]
[null,null,null,null,null,null,null,null,null,null,null,null,null,null,null,null,null,18,"QLD North Goonyella18","QLD North Goonyella"]
[null,null,null,null,null,null,null,null,null,null,null,null,null,null,null,null,null,19,"QLD North Goonyella19","QLD North Goonyella"]
[null,null,null,null,null,null,null,null,null,null,null,null,null,null,null,null,null,20,"QLD North Goonyella20","QLD North Goonyella"]
[null,null,null,null,null,null,null,null,null,null,null,null,null,null,null,null,null,21,"QLD North Goonyella21","QLD North Goonyella"]
[null,null,null,"Other",null,null,null,null,null,null,null,null,null,null,null,null,null,22,"QLD North Goonyella22","QLD North Goonyella"]
[null,null,null,null,null,null,null,null,null,null,null,null,null,null,null,null,null,23,"QLD North Goonyella23","QLD North Goonyella"]
[null,null,null,null,null,null,null,null,null,null,null,null,null,null,null,null,null,24,"QLD North Goonyella24","QLD North Goonyella"]
[null,null,null,null,null,null,null,null,null,null,null,null,null,null,null,null,null,25,"QLD North Goonyella25","QLD North Goonyella"]
[null,null,null,null,null,null,null,null,null,null,null,null,null,null,null,null,null,26,"QLD North Goonyella26","QLD North Goonyella"]
[null,null,null,null,null,null,null,null,null,null,null,null,null,null,null,null,null,27,"QLD North Goonyella27","QLD North Goonyella"]
[null,null,null,null,null,null,null,null,null,null,null,null,null,null,null,null,null,28,"QLD North Goonyella28","QLD North Goonyella"]
[null,null,null,null,null,null,null,null,null,null,null,null,null,null,null,null,null,29,"QLD North Goonyella29","QLD North Goonyella"]
[null,null,null,null,null,null,null,null,null,null,null,null,null,null,null,null,null,30,"QLD North Goonyella30","QLD North Goonyella"]
[null,null,null,null,null,null,null,null,null,null,null,null,null,null,null,null,null,31,"QLD North Goonyella31","QLD North Goonyella"]
[null,null,"QLD Newlands",null,null,null,null,null,null,null,null,null,null,null,null,null,null,1,"QLD Newlands1",{"$f":"C2329","v":"QLD Newlands"}]
[null,null,null,null,null,null,null,null,null,null,null,null,null,null,null,null,null,2,"QLD Newlands2",{"$f":"T2329","v":"QLD Newlands"}]
[null,null,null,"MAIN SECTORS",null,null,null,null,null,null,null,null,null,null,null,null,null,3,"QLD Newlands3","QLD Newlands"]
[null,null,null,"Predominantly residential, commercial, industrial, mining",null,null,null,null,null,null,null,null,null,null,null,null,null,4,"QLD Newlands4","QLD Newlands"]
[null,null,null,null,null,null,null,null,null,null,null,null,null,null,null,null,null,5,"QLD Newlands5","QLD Newlands"]
[null,null,null,null,null,null,null,null,null,null,null,null,null,null,null,null,null,6,"QLD Newlands6","QLD Newlands"]
[null,null,null,null,null,null,null,null,null,null,null,null,null,null,null,null,null,7,"QLD Newlands7","QLD Newlands"]
[null,null,null,null,null,null,null,null,null,null,null,null,null,null,null,null,null,8,"QLD Newlands8","QLD Newlands"]
[null,null,null,"MEDIUM SCENARIO",null,null,null,null,null,null,null,null,null,null,null,null,null,9,"QLD Newlands9","QLD Newlands"]
[null,null,null,"Summer",null,null,null,null,null,null,null,null,null,null,null,null,null,10,"QLD Newlands10","QLD Newlands"]
[null,null,null,"Temperature corrected actuals increased have over the historical period.",null,null,null,null,null,null,null,null,null,null,null,null,null,11,"QLD Newlands11","QLD Newlands"]
[null,null,null,"Forecast demand is increasing over the outlook period.",null,null,null,null,null,null,null,null,null,null,null,null,null,{"$f":"MOD(ROW(Q2340)-4,31)+1","v":12},"QLD Newlands12","QLD Newlands"]
[null,null,null,"The 10% POE offset for PV is zero.",null,null,null,null,null,null,null,null,null,null,null,null,null,13,"QLD Newlands13","QLD Newlands"]
[null,null,null,null,null,null,null,null,null,null,null,null,null,null,null,null,null,14,"QLD Newlands14",{"$f":"T2341","v":"QLD Newlands"}]
[null,null,null,null,null,null,null,null,null,null,null,null,null,null,null,null,null,15,"QLD Newlands15","QLD Newlands"]
[null,null,null,"Winter",null,null,null,null,null,null,null,null,null,null,null,null,null,16,"QLD Newlands16","QLD Newlands"]
[null,null,null,"Temperature corrected actuals have increased over the historical period.",null,null,null,null,null,null,null,null,null,null,null,null,null,17,"QLD Newlands17","QLD Newlands"]
[null,null,null,"Forecast demand is increasing over the outlook period.",null,null,null,null,null,null,null,null,null,null,null,null,null,18,"QLD Newlands18","QLD Newlands"]
[null,null,null,"The 10% POE offset for PV is zero.",null,null,null,null,null,null,null,null,null,null,null,null,null,19,"QLD Newlands19","QLD Newlands"]
[null,null,null,null,null,null,null,null,null,null,null,null,null,null,null,null,null,20,"QLD Newlands20","QLD Newlands"]
[null,null,null,null,null,null,null,null,null,null,null,null,null,null,null,null,null,21,"QLD Newlands21","QLD Newlands"]
[null,null,null,"Other",null,null,null,null,null,null,null,null,null,null,null,null,null,22,"QLD Newlands22","QLD Newlands"]
[null,null,null,"Primarily supplies mining loads.",null,null,null,null,null,null,null,null,null,null,null,null,null,23,"QLD Newlands23","QLD Newlands"]
[null,null,null,"Demand is not weather sensitive.",null,null,null,null,null,null,null,null,null,null,null,null,null,24,"QLD Newlands24","QLD Newlands"]
[null,null,null,"Diversity factors: Summer = 0.92; Winter = 0.83.",null,null,null,null,null,null,null,null,null,null,null,null,null,25,"QLD Newlands25","QLD Newlands"]
[null,null,null,"Power factors: Summer = 0.91, lagging; Winter = 0.92, lagging.",null,null,null,null,null,null,null,null,null,null,null,null,null,26,"QLD Newlands26","QLD Newlands"]
[null,null,null,null,null,null,null,null,null,null,null,null,null,null,null,null,null,27,"QLD Newlands27","QLD Newlands"]
[null,null,null,null,null,null,null,null,null,null,null,null,null,null,null,null,null,28,"QLD Newlands28","QLD Newlands"]
[null,null,null,null,null,null,null,null,null,null,null,null,null,null,null,null,null,29,"QLD Newlands29","QLD Newlands"]
[null,null,null,null,null,null,null,null,null,null,null,null,null,null,null,null,null,30,"QLD Newlands30","QLD Newlands"]
[null,null,null,null,null,null,null,null,null,null,null,null,null,null,null,null,null,31,"QLD Newlands31","QLD Newlands"]
[null,null,"QLD Norwich Park (Rail)",null,null,null,null,null,null,null,null,null,null,null,null,null,null,1,"QLD Norwich Park (Rail)1",{"$f":"C2360","v":"QLD Norwich Park (Rail)"}]
[null,null,null,null,null,null,null,null,null,null,null,null,null,null,null,null,null,2,"QLD Norwich Park (Rail)2",{"$f":"T2360","v":"QLD Norwich Park (Rail)"}]
[null,null,null,"MAIN SECTORS",null,null,null,null,null,null,null,null,null,null,null,null,null,3,"QLD Norwich Park (Rail)3","QLD Norwich Park (Rail)"]
[null,null,null,"The forecast is confidential.",null,null,null,null,null,null,null,null,null,null,null,null,null,4,"QLD Norwich Park (Rail)4","QLD Norwich Park (Rail)"]
[null,null,null,null,null,null,null,null,null,null,null,null,null,null,null,null,null,5,"QLD Norwich Park (Rail)5","QLD Norwich Park (Rail)"]
[null,null,null,null,null,null,null,null,null,null,null,null,null,null,null,null,null,6,"QLD Norwich Park (Rail)6","QLD Norwich Park (Rail)"]
[null,null,null,null,null,null,null,null,null,null,null,null,null,null,null,null,null,7,"QLD Norwich Park (Rail)7","QLD Norwich Park (Rail)"]
[null,null,null,null,null,null,null,null,null,null,null,null,null,null,null,null,null,8,"QLD Norwich Park (Rail)8","QLD Norwich Park (Rail)"]
[null,null,null,"MEDIUM SCENARIO",null,null,null,null,null,null,null,null,null,null,null,null,null,9,"QLD Norwich Park (Rail)9","QLD Norwich Park (Rail)"]
[null,null,null,"Summer",null,null,null,null,null,null,null,null,null,null,null,null,null,10,"QLD Norwich Park (Rail)10","QLD Norwich Park (Rail)"]
[null,null,null,null,null,null,null,null,null,null,null,null,null,null,null,null,null,11,"QLD Norwich Park (Rail)11","QLD Norwich Park (Rail)"]
[null,null,null,null,null,null,null,null,null,null,null,null,null,null,null,null,null,12,"QLD Norwich Park (Rail)12","QLD Norwich Park (Rail)"]
[null,null,null,null,null,null,null,null,null,null,null,null,null,null,null,null,null,13,"QLD Norwich Park (Rail)13","QLD Norwich Park (Rail)"]
[null,null,null,null,null,null,null,null,null,null,null,null,null,null,null,null,null,14,{"$f":"T2373&R2373","v":"QLD Norwich Park (Rail)14"},"QLD Norwich Park (Rail)"]
[null,null,null,null,null,null,null,null,null,null,null,null,null,null,null,null,null,15,"QLD Norwich Park (Rail)15","QLD Norwich Park (Rail)"]
[null,null,null,"Winter",null,null,null,null,null,null,null,null,null,null,null,null,null,16,"QLD Norwich Park (Rail)16","QLD Norwich Park (Rail)"]
[null,null,null,null,null,null,null,null,null,null,null,null,null,null,null,null,null,17,"QLD Norwich Park (Rail)17","QLD Norwich Park (Rail)"]
[null,null,null,null,null,null,null,null,null,null,null,null,null,null,null,null,null,18,"QLD Norwich Park (Rail)18","QLD Norwich Park (Rail)"]
[null,null,null,null,null,null,null,null,null,null,null,null,null,null,null,null,null,19,"QLD Norwich Park (Rail)19","QLD Norwich Park (Rail)"]
[null,null,null,null,null,null,null,null,null,null,null,null,null,null,null,null,null,20,"QLD Norwich Park (Rail)20","QLD Norwich Park (Rail)"]
[null,null,null,null,null,null,null,null,null,null,null,null,null,null,null,null,null,21,"QLD Norwich Park (Rail)21","QLD Norwich Park (Rail)"]
[null,null,null,"Other",null,null,null,null,null,null,null,null,null,null,null,null,null,22,"QLD Norwich Park (Rail)22","QLD Norwich Park (Rail)"]
[null,null,null,null,null,null,null,null,null,null,null,null,null,null,null,null,null,23,"QLD Norwich Park (Rail)23","QLD Norwich Park (Rail)"]
[null,null,null,null,null,null,null,null,null,null,null,null,null,null,null,null,null,24,"QLD Norwich Park (Rail)24","QLD Norwich Park (Rail)"]
[null,null,null,null,null,null,null,null,null,null,null,null,null,null,null,null,null,25,"QLD Norwich Park (Rail)25","QLD Norwich Park (Rail)"]
[null,null,null,null,null,null,null,null,null,null,null,null,null,null,null,null,null,26,"QLD Norwich Park (Rail)26","QLD Norwich Park (Rail)"]
[null,null,null,null,null,null,null,null,null,null,null,null,null,null,null,null,null,27,"QLD Norwich Park (Rail)27","QLD Norwich Park (Rail)"]
[null,null,null,null,null,null,null,null,null,null,null,null,null,null,null,null,null,28,"QLD Norwich Park (Rail)28","QLD Norwich Park (Rail)"]
[null,null,null,null,null,null,null,null,null,null,null,null,null,null,null,null,null,29,"QLD Norwich Park (Rail)29","QLD Norwich Park (Rail)"]
[null,null,null,null,null,null,null,null,null,null,null,null,null,null,null,null,null,30,"QLD Norwich Park (Rail)30","QLD Norwich Park (Rail)"]
[null,null,null,null,null,null,null,null,null,null,null,null,null,null,null,null,null,31,"QLD Norwich Park (Rail)31","QLD Norwich Park (Rail)"]
[null,null,"QLD Oakey",null,null,null,null,null,null,null,null,null,null,null,null,null,null,1,"QLD Oakey1",{"$f":"C2391","v":"QLD Oakey"}]
[null,null,null,null,null,null,null,null,null,null,null,null,null,null,null,null,null,2,"QLD Oakey2",{"$f":"T2391","v":"QLD Oakey"}]
[null,null,null,"MAIN SECTORS",null,null,null,null,null,null,null,null,null,null,null,null,null,3,"QLD Oakey3","QLD Oakey"]
[null,null,null,"Predominantly commercial and industrial",null,null,null,null,null,null,null,null,null,null,null,null,null,4,"QLD Oakey4","QLD Oakey"]
[null,null,null,null,null,null,null,null,null,null,null,null,null,null,null,null,null,5,"QLD Oakey5","QLD Oakey"]
[null,null,null,null,null,null,null,null,null,null,null,null,null,null,null,null,null,6,"QLD Oakey6","QLD Oakey"]
[null,null,null,null,null,null,null,null,null,null,null,null,null,null,null,null,null,7,"QLD Oakey7","QLD Oakey"]
[null,null,null,null,null,null,null,null,null,null,null,null,null,null,null,null,null,8,"QLD Oakey8","QLD Oakey"]
[null,null,null,"MEDIUM SCENARIO",null,null,null,null,null,null,null,null,null,null,null,null,null,9,"QLD Oakey9","QLD Oakey"]
[null,null,null,"Summer",null,null,null,null,null,null,null,null,null,null,null,null,null,10,"QLD Oakey10","QLD Oakey"]
[null,null,null,"Temperature corrected actuals have fluctuated over the historical period.",null,null,null,null,null,null,null,null,null,null,null,null,null,11,"QLD Oakey11","QLD Oakey"]
[null,null,null,"Forecast demand is decreasing over the outlook period.",null,null,null,null,null,null,null,null,null,null,null,null,null,12,"QLD Oakey12","QLD Oakey"]
[null,null,null,"The 10% POE offset for PV ranges from 2.4% to 5.3% between 2017 and 2026.",null,null,null,null,null,null,null,null,null,null,null,null,null,13,"QLD Oakey13","QLD Oakey"]
[null,null,null,null,null,null,null,null,null,null,null,null,null,null,null,null,null,{"$f":"MOD(ROW(Q2404)-4,31)+1","v":14},"QLD Oakey14","QLD Oakey"]
[null,null,null,null,null,null,null,null,null,null,null,null,null,null,null,null,null,15,"QLD Oakey15","QLD Oakey"]
[null,null,null,"Winter",null,null,null,null,null,null,null,null,null,null,null,null,null,16,"QLD Oakey16",{"$f":"T2405","v":"QLD Oakey"}]
[null,null,null,"Temperature corrected actuals have decreased over the historical period.",null,null,null,null,null,null,null,null,null,null,null,null,null,17,"QLD Oakey17","QLD Oakey"]
[null,null,null,"Forecast demand is increasing over the outlook period.",null,null,null,null,null,null,null,null,null,null,null,null,null,18,"QLD Oakey18","QLD Oakey"]
[null,null,null,"The 10% POE offset for PV is zero.",null,null,null,null,null,null,null,null,null,null,null,null,null,19,"QLD Oakey19","QLD Oakey"]
[null,null,null,null,null,null,null,null,null,null,null,null,null,null,null,null,null,20,"QLD Oakey20","QLD Oakey"]
[null,null,null,null,null,null,null,null,null,null,null,null,null,null,null,null,null,21,"QLD Oakey21","QLD Oakey"]
[null,null,null,"Other",null,null,null,null,null,null,null,null,null,null,null,null,null,22,"QLD Oakey22","QLD Oakey"]
[null,null,null,"Supplies Oakey.",null,null,null,null,null,null,null,null,null,null,null,null,null,23,"QLD Oakey23","QLD Oakey"]
[null,null,null,"Demand is weather sensitive in summer and winter.",null,null,null,null,null,null,null,null,null,null,null,null,null,24,"QLD Oakey24","QLD Oakey"]
[null,null,null,"Diversity factors: Summer = 0.9; Winter = 0.92.",null,null,null,null,null,null,null,null,null,null,null,null,null,25,"QLD Oakey25","QLD Oakey"]
[null,null,null,"Power factors: Summer = 0.84, leading; Winter = 0.99, lagging.",null,null,null,null,null,null,null,null,null,null,null,null,null,26,"QLD Oakey26","QLD Oakey"]
[null,null,null,null,null,null,null,null,null,null,null,null,null,null,null,null,null,27,"QLD Oakey27","QLD Oakey"]
[null,null,null,null,null,null,null,null,null,null,null,null,null,null,null,null,null,28,"QLD Oakey28","QLD Oakey"]
[null,null,null,null,null,null,null,null,null,null,null,null,null,null,null,null,null,29,"QLD Oakey29","QLD Oakey"]
[null,null,null,null,null,null,null,null,null,null,null,null,null,null,null,null,null,30,"QLD Oakey30","QLD Oakey"]
[null,null,null,null,null,null,null,null,null,null,null,null,null,null,null,null,null,31,"QLD Oakey31","QLD Oakey"]
[null,null,"QLD Oonooie (Rail)",null,null,null,null,null,null,null,null,null,null,null,null,null,null,1,"QLD Oonooie (Rail)1",{"$f":"C2422","v":"QLD Oonooie (Rail)"}]
[null,null,null,null,null,null,null,null,null,null,null,null,null,null,null,null,null,2,"QLD Oonooie (Rail)2",{"$f":"T2422","v":"QLD Oonooie (Rail)"}]
[null,null,null,"MAIN SECTORS",null,null,null,null,null,null,null,null,null,null,null,null,null,3,"QLD Oonooie (Rail)3","QLD Oonooie (Rail)"]
[null,null,null,"The forecast is confidential.",null,null,null,null,null,null,null,null,null,null,null,null,null,4,"QLD Oonooie (Rail)4","QLD Oonooie (Rail)"]
[null,null,null,null,null,null,null,null,null,null,null,null,null,null,null,null,null,5,"QLD Oonooie (Rail)5","QLD Oonooie (Rail)"]
[null,null,null,null,null,null,null,null,null,null,null,null,null,null,null,null,null,6,"QLD Oonooie (Rail)6","QLD Oonooie (Rail)"]
[null,null,null,null,null,null,null,null,null,null,null,null,null,null,null,null,null,7,"QLD Oonooie (Rail)7","QLD Oonooie (Rail)"]
[null,null,null,null,null,null,null,null,null,null,null,null,null,null,null,null,null,8,"QLD Oonooie (Rail)8","QLD Oonooie (Rail)"]
[null,null,null,"MEDIUM SCENARIO",null,null,null,null,null,null,null,null,null,null,null,null,null,9,"QLD Oonooie (Rail)9","QLD Oonooie (Rail)"]
[null,null,null,"Summer",null,null,null,null,null,null,null,null,null,null,null,null,null,10,"QLD Oonooie (Rail)10","QLD Oonooie (Rail)"]
[null,null,null,null,null,null,null,null,null,null,null,null,null,null,null,null,null,11,"QLD Oonooie (Rail)11","QLD Oonooie (Rail)"]
[null,null,null,null,null,null,null,null,null,null,null,null,null,null,null,null,null,12,"QLD Oonooie (Rail)12","QLD Oonooie (Rail)"]
[null,null,null,null,null,null,null,null,null,null,null,null,null,null,null,null,null,13,"QLD Oonooie (Rail)13","QLD Oonooie (Rail)"]
[null,null,null,null,null,null,null,null,null,null,null,null,null,null,null,null,null,14,"QLD Oonooie (Rail)14","QLD Oonooie (Rail)"]
[null,null,null,null,null,null,null,null,null,null,null,null,null,null,null,null,null,15,"QLD Oonooie (Rail)15","QLD Oonooie (Rail)"]
[null,null,null,"Winter",null,null,null,null,null,null,null,null,null,null,null,null,null,16,{"$f":"T2437&R2437","v":"QLD Oonooie (Rail)16"},"QLD Oonooie (Rail)"]
[null,null,null,null,null,null,null,null,null,null,null,null,null,null,null,null,null,17,"QLD Oonooie (Rail)17","QLD Oonooie (Rail)"]
[null,null,null,null,null,null,null,null,null,null,null,null,null,null,null,null,null,18,"QLD Oonooie (Rail)18","QLD Oonooie (Rail)"]
[null,null,null,null,null,null,null,null,null,null,null,null,null,null,null,null,null,19,"QLD Oonooie (Rail)19","QLD Oonooie (Rail)"]
[null,null,null,null,null,null,null,null,null,null,null,null,null,null,null,null,null,20,"QLD Oonooie (Rail)20","QLD Oonooie (Rail)"]
[null,null,null,null,null,null,null,null,null,null,null,null,null,null,null,null,null,21,"QLD Oonooie (Rail)21","QLD Oonooie (Rail)"]
[null,null,null,"Other",null,null,null,null,null,null,null,null,null,null,null,null,null,22,"QLD Oonooie (Rail)22","QLD Oonooie (Rail)"]
[null,null,null,null,null,null,null,null,null,null,null,null,null,null,null,null,null,23,"QLD Oonooie (Rail)23","QLD Oonooie (Rail)"]
[null,null,null,null,null,null,null,null,null,null,null,null,null,null,null,null,null,24,"QLD Oonooie (Rail)24","QLD Oonooie (Rail)"]
[null,null,null,null,null,null,null,null,null,null,null,null,null,null,null,null,null,25,"QLD Oonooie (Rail)25","QLD Oonooie (Rail)"]
[null,null,null,null,null,null,null,null,null,null,null,null,null,null,null,null,null,26,"QLD Oonooie (Rail)26","QLD Oonooie (Rail)"]
[null,null,null,null,null,null,null,null,null,null,null,null,null,null,null,null,null,27,"QLD Oonooie (Rail)27","QLD Oonooie (Rail)"]
[null,null,null,null,null,null,null,null,null,null,null,null,null,null,null,null,null,28,"QLD Oonooie (Rail)28","QLD Oonooie (Rail)"]
[null,null,null,null,null,null,null,null,null,null,null,null,null,null,null,null,null,29,"QLD Oonooie (Rail)29","QLD Oonooie (Rail)"]
[null,null,null,null,null,null,null,null,null,null,null,null,null,null,null,null,null,30,"QLD Oonooie (Rail)30","QLD Oonooie (Rail)"]
[null,null,null,null,null,null,null,null,null,null,null,null,null,null,null,null,null,31,"QLD Oonooie (Rail)31","QLD Oonooie (Rail)"]
[null,null,"QLD Orana",null,null,null,null,null,null,null,null,null,null,null,null,null,null,1,"QLD Orana1",{"$f":"C2453","v":"QLD Orana"}]
[null,null,null,null,null,null,null,null,null,null,null,null,null,null,null,null,null,2,"QLD Orana2",{"$f":"T2453","v":"QLD Orana"}]
[null,null,null,"MAIN SECTORS",null,null,null,null,null,null,null,null,null,null,null,null,null,3,"QLD Orana3","QLD Orana"]
[null,null,null,"The forecast is confidential.",null,null,null,null,null,null,null,null,null,null,null,null,null,4,"QLD Orana4","QLD Orana"]
[null,null,null,null,null,null,null,null,null,null,null,null,null,null,null,null,null,5,"QLD Orana5","QLD Orana"]
[null,null,null,null,null,null,null,null,null,null,null,null,null,null,null,null,null,6,"QLD Orana6","QLD Orana"]
[null,null,null,null,null,null,null,null,null,null,null,null,null,null,null,null,null,7,"QLD Orana7","QLD Orana"]
[null,null,null,null,null,null,null,null,null,null,null,null,null,null,null,null,null,8,"QLD Orana8","QLD Orana"]
[null,null,null,"MEDIUM SCENARIO",null,null,null,null,null,null,null,null,null,null,null,null,null,9,"QLD Orana9","QLD Orana"]
[null,null,null,"Summer",null,null,null,null,null,null,null,null,null,null,null,null,null,10,"QLD Orana10","QLD Orana"]
[null,null,null,null,null,null,null,null,null,null,null,null,null,null,null,null,null,11,"QLD Orana11","QLD Orana"]
[null,null,null,null,null,null,null,null,null,null,null,null,null,null,null,null,null,12,"QLD Orana12","QLD Orana"]
[null,null,null,null,null,null,null,null,null,null,null,null,null,null,null,null,null,13,"QLD Orana13","QLD Orana"]
[null,null,null,null,null,null,null,null,null,null,null,null,null,null,null,null,null,14,"QLD Orana14","QLD Orana"]
[null,null,null,null,null,null,null,null,null,null,null,null,null,null,null,null,null,15,"QLD Orana15","QLD Orana"]
[null,null,null,"Winter",null,null,null,null,null,null,null,null,null,null,null,null,null,{"$f":"MOD(ROW(Q2468)-4,31)+1","v":16},"QLD Orana16","QLD Orana"]
[null,null,null,null,null,null,null,null,null,null,null,null,null,null,null,null,null,17,"QLD Orana17","QLD Orana"]
[null,null,null,null,null,null,null,null,null,null,null,null,null,null,null,null,null,18,"QLD Orana18",{"$f":"T2469","v":"QLD Orana"}]
[null,null,null,null,null,null,null,null,null,null,null,null,null,null,null,null,null,19,"QLD Orana19","QLD Orana"]
[null,null,null,null,null,null,null,null,null,null,null,null,null,null,null,null,null,20,"QLD Orana20","QLD Orana"]
[null,null,null,null,null,null,null,null,null,null,null,null,null,null,null,null,null,21,"QLD Orana21","QLD Orana"]
[null,null,null,"Other",null,null,null,null,null,null,null,null,null,null,null,null,null,22,"QLD Orana22","QLD Orana"]
[null,null,null,null,null,null,null,null,null,null,null,null,null,null,null,null,null,23,"QLD Orana23","QLD Orana"]
[null,null,null,null,null,null,null,null,null,null,null,null,null,null,null,null,null,24,"QLD Orana24","QLD Orana"]
[null,null,null,null,null,null,null,null,null,null,null,null,null,null,null,null,null,25,"QLD Orana25","QLD Orana"]
[null,null,null,null,null,null,null,null,null,null,null,null,null,null,null,null,null,26,"QLD Orana26","QLD Orana"]
[null,null,null,null,null,null,null,null,null,null,null,null,null,null,null,null,null,27,"QLD Orana27","QLD Orana"]
[null,null,null,null,null,null,null,null,null,null,null,null,null,null,null,null,null,28,"QLD Orana28","QLD Orana"]
[null,null,null,null,null,null,null,null,null,null,null,null,null,null,null,null,null,29,"QLD Orana29","QLD Orana"]
[null,null,null,null,null,null,null,null,null,null,null,null,null,null,null,null,null,30,"QLD Orana30","QLD Orana"]
[null,null,null,null,null,null,null,null,null,null,null,null,null,null,null,null,null,31,"QLD Orana31","QLD Orana"]
[null,null,"QLD Pioneer Valley",null,null,null,null,null,null,null,null,null,null,null,null,null,null,1,"QLD Pioneer Valley1",{"$f":"C2484","v":"QLD Pioneer Valley"}]
[null,null,null,null,null,null,null,null,null,null,null,null,null,null,null,null,null,2,"QLD Pioneer Valley2",{"$f":"T2484","v":"QLD Pioneer Valley"}]
[null,null,null,"MAIN SECTORS",null,null,null,null,null,null,null,null,null,null,null,null,null,3,"QLD Pioneer Valley3","QLD Pioneer Valley"]
[null,null,null,"Predominantly residential, commercial, agricultural",null,null,null,null,null,null,null,null,null,null,null,null,null,4,"QLD Pioneer Valley4","QLD Pioneer Valley"]
[null,null,null,null,null,null,null,null,null,null,null,null,null,null,null,null,null,5,"QLD Pioneer Valley5","QLD Pioneer Valley"]
[null,null,null,null,null,null,null,null,null,null,null,null,null,null,null,null,null,6,"QLD Pioneer Valley6","QLD Pioneer Valley"]
[null,null,null,null,null,null,null,null,null,null,null,null,null,null,null,null,null,7,"QLD Pioneer Valley7","QLD Pioneer Valley"]
[null,null,null,null,null,null,null,null,null,null,null,null,null,null,null,null,null,8,"QLD Pioneer Valley8","QLD Pioneer Valley"]
[null,null,null,"MEDIUM SCENARIO",null,null,null,null,null,null,null,null,null,null,null,null,null,9,"QLD Pioneer Valley9","QLD Pioneer Valley"]
[null,null,null,"Summer",null,null,null,null,null,null,null,null,null,null,null,null,null,10,"QLD Pioneer Valley10","QLD Pioneer Valley"]
[null,null,null,"Temperature corrected actuals have increased over the historical period.",null,null,null,null,null,null,null,null,null,null,null,null,null,11,"QLD Pioneer Valley11","QLD Pioneer Valley"]
[null,null,null,"Forecast demand is increasing over the outlook period due to after reduction in load in 2017.",null,null,null,null,null,null,null,null,null,null,null,null,null,12,"QLD Pioneer Valley12","QLD Pioneer Valley"]
[null,null,null,"The 10% POE offset for PV is zero.",null,null,null,null,null,null,null,null,null,null,null,null,null,13,"QLD Pioneer Valley13","QLD Pioneer Valley"]
[null,null,null,null,null,null,null,null,null,null,null,null,null,null,null,null,null,14,"QLD Pioneer Valley14","QLD Pioneer Valley"]
[null,null,null,null,null,null,null,null,null,null,null,null,null,null,null,null,null,15,"QLD Pioneer Valley15","QLD Pioneer Valley"]
[null,null,null,"Winter",null,null,null,null,null,null,null,null,null,null,null,null,null,16,"QLD Pioneer Valley16","QLD Pioneer Valley"]
[null,null,null,"Temperature corrected actuals have remained relatively flat over the historical period.",null,null,null,null,null,null,null,null,null,null,null,null,null,17,"QLD Pioneer Valley17","QLD Pioneer Valley"]
[null,null,null,"Forecast demand is decreasing over the outlook period due to reduction in load in 2017.",null,null,null,null,null,null,null,null,null,null,null,null,null,18,{"$f":"T2501&R2501","v":"QLD Pioneer Valley18"},"QLD Pioneer Valley"]
[null,null,null,"The 10% POE offset for PV is zero.",null,null,null,null,null,null,null,null,null,null,null,null,null,19,"QLD Pioneer Valley19","QLD Pioneer Valley"]
[null,null,null,null,null,null,null,null,null,null,null,null,null,null,null,null,null,20,"QLD Pioneer Valley20","QLD Pioneer Valley"]
[null,null,null,null,null,null,null,null,null,null,null,null,null,null,null,null,null,21,"QLD Pioneer Valley21","QLD Pioneer Valley"]
[null,null,null,"Other",null,null,null,null,null,null,null,null,null,null,null,null,null,22,"QLD Pioneer Valley22","QLD Pioneer Valley"]
[null,null,null,"Supplies areas west of Mackay.",null,null,null,null,null,null,null,null,null,null,null,null,null,23,"QLD Pioneer Valley23","QLD Pioneer Valley"]
[null,null,null,"Block load removed in summer 2016-17.",null,null,null,null,null,null,null,null,null,null,null,null,null,24,"QLD Pioneer Valley24","QLD Pioneer Valley"]
[null,null,null,"The impact of the following embedded generator(s) has been removed in the forecasts; Racecourse Sugar Mill.",null,null,null,null,null,null,null,null,null,null,null,null,null,25,"QLD Pioneer Valley25","QLD Pioneer Valley"]
[null,null,null,"Demand is weather sensitive in summer only.",null,null,null,null,null,null,null,null,null,null,null,null,null,26,"QLD Pioneer Valley26","QLD Pioneer Valley"]
[null,null,null,"Diversity factors: Summer = 0.73; Winter = 0.94.",null,null,null,null,null,null,null,null,null,null,null,null,null,27,"QLD Pioneer Valley27","QLD Pioneer Valley"]
[null,null,null,"Power factors: Summer = 0.99, lagging; Winter = 1, lagging.",null,null,null,null,null,null,null,null,null,null,null,null,null,28,"QLD Pioneer Valley28","QLD Pioneer Valley"]
[null,null,null,null,null,null,null,null,null,null,null,null,null,null,null,null,null,29,"QLD Pioneer Valley29","QLD Pioneer Valley"]
[null,null,null,null,null,null,null,null,null,null,null,null,null,null,null,null,null,30,"QLD Pioneer Valley30","QLD Pioneer Valley"]
[null,null,null,null,null,null,null,null,null,null,null,null,null,null,null,null,null,31,"QLD Pioneer Valley31","QLD Pioneer Valley"]
[null,null,"QLD Peak Downs (Rail)",null,null,null,null,null,null,null,null,null,null,null,null,null,null,1,"QLD Peak Downs (Rail)1",{"$f":"C2515","v":"QLD Peak Downs (Rail)"}]
[null,null,null,null,null,null,null,null,null,null,null,null,null,null,null,null,null,2,"QLD Peak Downs (Rail)2",{"$f":"T2515","v":"QLD Peak Downs (Rail)"}]
[null,null,null,"MAIN SECTORS",null,null,null,null,null,null,null,null,null,null,null,null,null,3,"QLD Peak Downs (Rail)3","QLD Peak Downs (Rail)"]
[null,null,null,"The forecast is confidential.",null,null,null,null,null,null,null,null,null,null,null,null,null,4,"QLD Peak Downs (Rail)4","QLD Peak Downs (Rail)"]
[null,null,null,null,null,null,null,null,null,null,null,null,null,null,null,null,null,5,"QLD Peak Downs (Rail)5","QLD Peak Downs (Rail)"]
[null,null,null,null,null,null,null,null,null,null,null,null,null,null,null,null,null,6,"QLD Peak Downs (Rail)6","QLD Peak Downs (Rail)"]
[null,null,null,null,null,null,null,null,null,null,null,null,null,null,null,null,null,7,"QLD Peak Downs (Rail)7","QLD Peak Downs (Rail)"]
[null,null,null,null,null,null,null,null,null,null,null,null,null,null,null,null,null,8,"QLD Peak Downs (Rail)8","QLD Peak Downs (Rail)"]
[null,null,null,"MEDIUM SCENARIO",null,null,null,null,null,null,null,null,null,null,null,null,null,9,"QLD Peak Downs (Rail)9","QLD Peak Downs (Rail)"]
[null,null,null,"Summer",null,null,null,null,null,null,null,null,null,null,null,null,null,10,"QLD Peak Downs (Rail)10","QLD Peak Downs (Rail)"]
[null,null,null,null,null,null,null,null,null,null,null,null,null,null,null,null,null,11,"QLD Peak Downs (Rail)11","QLD Peak Downs (Rail)"]
[null,null,null,null,null,null,null,null,null,null,null,null,null,null,null,null,null,12,"QLD Peak Downs (Rail)12","QLD Peak Downs (Rail)"]
[null,null,null,null,null,null,null,null,null,null,null,null,null,null,null,null,null,13,"QLD Peak Downs (Rail)13","QLD Peak Downs (Rail)"]
[null,null,null,null,null,null,null,null,null,null,null,null,null,null,null,null,null,14,"QLD Peak Downs (Rail)14","QLD Peak Downs (Rail)"]
[null,null,null,null,null,null,null,null,null,null,null,null,null,null,null,null,null,15,"QLD Peak Downs (Rail)15","QLD Peak Downs (Rail)"]
[null,null,null,"Winter",null,null,null,null,null,null,null,null,null,null,null,null,null,16,"QLD Peak Downs (Rail)16","QLD Peak Downs (Rail)"]
[null,null,null,null,null,null,null,null,null,null,null,null,null,null,null,null,null,17,"QLD Peak Downs (Rail)17","QLD Peak Downs (Rail)"]
[null,null,null,null,null,null,null,null,null,null,null,null,null,null,null,null,null,{"$f":"MOD(ROW(Q2532)-4,31)+1","v":18},"QLD Peak Downs (Rail)18","QLD Peak Downs (Rail)"]
[null,null,null,null,null,null,null,null,null,null,null,null,null,null,null,null,null,19,"QLD Peak Downs (Rail)19","QLD Peak Downs (Rail)"]
[null,null,null,null,null,null,null,null,null,null,null,null,null,null,null,null,null,20,"QLD Peak Downs (Rail)20",{"$f":"T2533","v":"QLD Peak Downs (Rail)"}]
[null,null,null,null,null,null,null,null,null,null,null,null,null,null,null,null,null,21,"QLD Peak Downs (Rail)21","QLD Peak Downs (Rail)"]
[null,null,null,"Other",null,null,null,null,null,null,null,null,null,null,null,null,null,22,"QLD Peak Downs (Rail)22","QLD Peak Downs (Rail)"]
[null,null,null,null,null,null,null,null,null,null,null,null,null,null,null,null,null,23,"QLD Peak Downs (Rail)23","QLD Peak Downs (Rail)"]
[null,null,null,null,null,null,null,null,null,null,null,null,null,null,null,null,null,24,"QLD Peak Downs (Rail)24","QLD Peak Downs (Rail)"]
[null,null,null,null,null,null,null,null,null,null,null,null,null,null,null,null,null,25,"QLD Peak Downs (Rail)25","QLD Peak Downs (Rail)"]
[null,null,null,null,null,null,null,null,null,null,null,null,null,null,null,null,null,26,"QLD Peak Downs (Rail)26","QLD Peak Downs (Rail)"]
[null,null,null,null,null,null,null,null,null,null,null,null,null,null,null,null,null,27,"QLD Peak Downs (Rail)27","QLD Peak Downs (Rail)"]
[null,null,null,null,null,null,null,null,null,null,null,null,null,null,null,null,null,28,"QLD Peak Downs (Rail)28","QLD Peak Downs (Rail)"]
[null,null,null,null,null,null,null,null,null,null,null,null,null,null,null,null,null,29,"QLD Peak Downs (Rail)29","QLD Peak Downs (Rail)"]
[null,null,null,null,null,null,null,null,null,null,null,null,null,null,null,null,null,30,"QLD Peak Downs (Rail)30","QLD Peak Downs (Rail)"]
[null,null,null,null,null,null,null,null,null,null,null,null,null,null,null,null,null,31,"QLD Peak Downs (Rail)31","QLD Peak Downs (Rail)"]
[null,null,"QLD Proserpine",null,null,null,null,null,null,null,null,null,null,null,null,null,null,1,"QLD Proserpine1",{"$f":"C2546","v":"QLD Proserpine"}]
[null,null,null,null,null,null,null,null,null,null,null,null,null,null,null,null,null,2,"QLD Proserpine2",{"$f":"T2546","v":"QLD Proserpine"}]
[null,null,null,"MAIN SECTORS",null,null,null,null,null,null,null,null,null,null,null,null,null,3,"QLD Proserpine3","QLD Proserpine"]
[null,null,null,"Predominantly residential and commercial",null,null,null,null,null,null,null,null,null,null,null,null,null,4,"QLD Proserpine4","QLD Proserpine"]
[null,null,null,null,null,null,null,null,null,null,null,null,null,null,null,null,null,5,"QLD Proserpine5","QLD Proserpine"]
[null,null,null,null,null,null,null,null,null,null,null,null,null,null,null,null,null,6,"QLD Proserpine6","QLD Proserpine"]
[null,null,null,null,null,null,null,null,null,null,null,null,null,null,null,null,null,7,"QLD Proserpine7","QLD Proserpine"]
[null,null,null,null,null,null,null,null,null,null,null,null,null,null,null,null,null,8,"QLD Proserpine8","QLD Proserpine"]
[null,null,null,"MEDIUM SCENARIO",null,null,null,null,null,null,null,null,null,null,null,null,null,9,"QLD Proserpine9","QLD Proserpine"]
[null,null,null,"Summer",null,null,null,null,null,null,null,null,null,null,null,null,null,10,"QLD Proserpine10","QLD Proserpine"]
[null,null,null,"Temperature corrected actuals have fluctuated over the historical period.",null,null,null,null,null,null,null,null,null,null,null,null,null,11,"QLD Proserpine11","QLD Proserpine"]
[null,null,null,"Forecast demand is increasing over the outlook period due to increase in load in 2019.",null,null,null,null,null,null,null,null,null,null,null,null,null,12,"QLD Proserpine12","QLD Proserpine"]
[null,null,null,"The 10% POE offset for PV is zero.",null,null,null,null,null,null,null,null,null,null,null,null,null,13,"QLD Proserpine13","QLD Proserpine"]
[null,null,null,null,null,null,null,null,null,null,null,null,null,null,null,null,null,14,"QLD Proserpine14","QLD Proserpine"]
[null,null,null,null,null,null,null,null,null,null,null,null,null,null,null,null,null,15,"QLD Proserpine15","QLD Proserpine"]
[null,null,null,"Winter",null,null,null,null,null,null,null,null,null,null,null,null,null,16,"QLD Proserpine16","QLD Proserpine"]
[null,null,null,"Temperature corrected actuals have decreased over the historical period.",null,null,null,null,null,null,null,null,null,null,null,null,null,17,"QLD Proserpine17","QLD Proserpine"]
[null,null,null,"Forecast demand is increasing over the outlook period due to increase in load in 2019.",null,null,null,null,null,null,null,null,null,null,null,null,null,18,"QLD Proserpine18","QLD Proserpine"]
[null,null,null,"The 10% POE offset for PV is zero.",null,null,null,null,null,null,null,null,null,null,null,null,null,19,"QLD Proserpine19","QLD Proserpine"]
[null,null,null,null,null,null,null,null,null,null,null,null,null,null,null,null,null,20,{"$f":"T2565&R2565","v":"QLD Proserpine20"},"QLD Proserpine"]
[null,null,null,null,null,null,null,null,null,null,null,null,null,null,null,null,null,21,"QLD Proserpine21","QLD Proserpine"]
[null,null,null,"Other",null,null,null,null,null,null,null,null,null,null,null,null,null,22,"QLD Proserpine22","QLD Proserpine"]
[null,null,null,"Supplies Proserpine.",null,null,null,null,null,null,null,null,null,null,null,null,null,23,"QLD Proserpine23","QLD Proserpine"]
[null,null,null,"Block load included in summer 2019-20.",null,null,null,null,null,null,null,null,null,null,null,null,null,24,"QLD Proserpine24","QLD Proserpine"]
[null,null,null,"Demand is weather sensitive in summer and winter.",null,null,null,null,null,null,null,null,null,null,null,null,null,25,"QLD Proserpine25","QLD Proserpine"]
[null,null,null,"Diversity factors: Summer = 0.76; Winter = 0.93.",null,null,null,null,null,null,null,null,null,null,null,null,null,26,"QLD Proserpine26","QLD Proserpine"]
[null,null,null,"Power factors: Summer = 0.95, lagging; Winter = 0.96, lagging.",null,null,null,null,null,null,null,null,null,null,null,null,null,27,"QLD Proserpine27","QLD Proserpine"]
[null,null,null,null,null,null,null,null,null,null,null,null,null,null,null,null,null,28,"QLD Proserpine28","QLD Proserpine"]
[null,null,null,null,null,null,null,null,null,null,null,null,null,null,null,null,null,29,"QLD Proserpine29","QLD Proserpine"]
[null,null,null,null,null,null,null,null,null,null,null,null,null,null,null,null,null,30,"QLD Proserpine30","QLD Proserpine"]
[null,null,null,null,null,null,null,null,null,null,null,null,null,null,null,null,null,31,"QLD Proserpine31","QLD Proserpine"]
[null,null,"QLD Palmwoods",null,null,null,null,null,null,null,null,null,null,null,null,null,null,1,"QLD Palmwoods1",{"$f":"C2577","v":"QLD Palmwoods"}]
[null,null,null,null,null,null,null,null,null,null,null,null,null,null,null,null,null,2,"QLD Palmwoods2",{"$f":"T2577","v":"QLD Palmwoods"}]
[null,null,null,"MAIN SECTORS",null,null,null,null,null,null,null,null,null,null,null,null,null,3,"QLD Palmwoods3","QLD Palmwoods"]
[null,null,null,"Predominantly residential, commercial, industrial",null,null,null,null,null,null,null,null,null,null,null,null,null,4,"QLD Palmwoods4","QLD Palmwoods"]
[null,null,null,null,null,null,null,null,null,null,null,null,null,null,null,null,null,5,"QLD Palmwoods5","QLD Palmwoods"]
[null,null,null,null,null,null,null,null,null,null,null,null,null,null,null,null,null,6,"QLD Palmwoods6","QLD Palmwoods"]
[null,null,null,null,null,null,null,null,null,null,null,null,null,null,null,null,null,7,"QLD Palmwoods7","QLD Palmwoods"]
[null,null,null,null,null,null,null,null,null,null,null,null,null,null,null,null,null,8,"QLD Palmwoods8","QLD Palmwoods"]
[null,null,null,"MEDIUM SCENARIO",null,null,null,null,null,null,null,null,null,null,null,null,null,9,"QLD Palmwoods9","QLD Palmwoods"]
[null,null,null,"Summer",null,null,null,null,null,null,null,null,null,null,null,null,null,10,"QLD Palmwoods10","QLD Palmwoods"]
[null,null,null,"Temperature corrected actuals have decreased over the historical period.",null,null,null,null,null,null,null,null,null,null,null,null,null,11,"QLD Palmwoods11","QLD Palmwoods"]
[null,null,null,"Forecast demand is increasing over the outlook period.",null,null,null,null,null,null,null,null,null,null,null,null,null,12,"QLD Palmwoods12","QLD Palmwoods"]
[null,null,null,"The 10% POE offset for PV ranges from 4.4% to 4.2% between 2017 and 2026.",null,null,null,null,null,null,null,null,null,null,null,null,null,13,"QLD Palmwoods13","QLD Palmwoods"]
[null,null,null,null,null,null,null,null,null,null,null,null,null,null,null,null,null,14,"QLD Palmwoods14","QLD Palmwoods"]
[null,null,null,null,null,null,null,null,null,null,null,null,null,null,null,null,null,15,"QLD Palmwoods15","QLD Palmwoods"]
[null,null,null,"Winter",null,null,null,null,null,null,null,null,null,null,null,null,null,16,"QLD Palmwoods16","QLD Palmwoods"]
[null,null,null,"Temperature corrected actuals have decreased over the historical period.",null,null,null,null,null,null,null,null,null,null,null,null,null,17,"QLD Palmwoods17","QLD Palmwoods"]
[null,null,null,"Forecast demand is increasing over the outlook period.",null,null,null,null,null,null,null,null,null,null,null,null,null,18,"QLD Palmwoods18","QLD Palmwoods"]
[null,null,null,"The 10% POE offset for PV is zero.",null,null,null,null,null,null,null,null,null,null,null,null,null,19,"QLD Palmwoods19","QLD Palmwoods"]
[null,null,null,null,null,null,null,null,null,null,null,null,null,null,null,null,null,{"$f":"MOD(ROW(Q2596)-4,31)+1","v":20},"QLD Palmwoods20","QLD Palmwoods"]
[null,null,null,null,null,null,null,null,null,null,null,null,null,null,null,null,null,21,"QLD Palmwoods21","QLD Palmwoods"]
[null,null,null,"Other",null,null,null,null,null,null,null,null,null,null,null,null,null,22,"QLD Palmwoods22",{"$f":"T2597","v":"QLD Palmwoods"}]
[null,null,null,"Supplies parts of the Sunshine Coast.",null,null,null,null,null,null,null,null,null,null,null,null,null,23,"QLD Palmwoods23","QLD Palmwoods"]
[null,null,null,"The impact of the following embedded generator(s) has been removed in the forecasts; Landers Shute generation and APN",null,null,null,null,null,null,null,null,null,null,null,null,null,24,"QLD Palmwoods24","QLD Palmwoods"]
[null,null,null,"Print Facility .",null,null,null,null,null,null,null,null,null,null,null,null,null,25,"QLD Palmwoods25","QLD Palmwoods"]
[null,null,null,"Demand is weather sensitive in summer and winter.",null,null,null,null,null,null,null,null,null,null,null,null,null,26,"QLD Palmwoods26","QLD Palmwoods"]
[null,null,null,"Diversity factors: Summer = 0.98; Winter = 1.",null,null,null,null,null,null,null,null,null,null,null,null,null,27,"QLD Palmwoods27","QLD Palmwoods"]
[null,null,null,"Power factors: Summer = 1, leading; Winter = 1, leading.",null,null,null,null,null,null,null,null,null,null,null,null,null,28,"QLD Palmwoods28","QLD Palmwoods"]
[null,null,null,null,null,null,null,null,null,null,null,null,null,null,null,null,null,29,"QLD Palmwoods29","QLD Palmwoods"]
[null,null,null,null,null,null,null,null,null,null,null,null,null,null,null,null,null,30,"QLD Palmwoods30","QLD Palmwoods"]
[null,null,null,null,null,null,null,null,null,null,null,null,null,null,null,null,null,31,"QLD Palmwoods31","QLD Palmwoods"]
[null,null,"QLD Queensland Alumina Ltd (Gladstone South)",null,null,null,null,null,null,null,null,null,null,null,null,null,null,1,"QLD Queensland Alumina Ltd (Gladstone South)1",{"$f":"C2608","v":"QLD Queensland Alumina Ltd (Gladstone South)"}]
[null,null,null,null,null,null,null,null,null,null,null,null,null,null,null,null,null,2,"QLD Queensland Alumina Ltd (Gladstone South)2",{"$f":"T2608","v":"QLD Queensland Alumina Ltd (Gladstone South)"}]
[null,null,null,"MAIN SECTORS",null,null,null,null,null,null,null,null,null,null,null,null,null,3,"QLD Queensland Alumina Ltd (Gladstone South)3","QLD Queensland Alumina Ltd (Gladstone South)"]
[null,null,null,"The forecast is confidential.",null,null,null,null,null,null,null,null,null,null,null,null,null,4,"QLD Queensland Alumina Ltd (Gladstone South)4","QLD Queensland Alumina Ltd (Gladstone South)"]
[null,null,null,null,null,null,null,null,null,null,null,null,null,null,null,null,null,5,"QLD Queensland Alumina Ltd (Gladstone South)5","QLD Queensland Alumina Ltd (Gladstone South)"]
[null,null,null,null,null,null,null,null,null,null,null,null,null,null,null,null,null,6,"QLD Queensland Alumina Ltd (Gladstone South)6","QLD Queensland Alumina Ltd (Gladstone South)"]
[null,null,null,null,null,null,null,null,null,null,null,null,null,null,null,null,null,7,"QLD Queensland Alumina Ltd (Gladstone South)7","QLD Queensland Alumina Ltd (Gladstone South)"]
[null,null,null,null,null,null,null,null,null,null,null,null,null,null,null,null,null,8,"QLD Queensland Alumina Ltd (Gladstone South)8","QLD Queensland Alumina Ltd (Gladstone South)"]
[null,null,null,"MEDIUM SCENARIO",null,null,null,null,null,null,null,null,null,null,null,null,null,9,"QLD Queensland Alumina Ltd (Gladstone South)9","QLD Queensland Alumina Ltd (Gladstone South)"]
[null,null,null,"Summer",null,null,null,null,null,null,null,null,null,null,null,null,null,10,"QLD Queensland Alumina Ltd (Gladstone South)10","QLD Queensland Alumina Ltd (Gladstone South)"]
[null,null,null,null,null,null,null,null,null,null,null,null,null,null,null,null,null,11,"QLD Queensland Alumina Ltd (Gladstone South)11","QLD Queensland Alumina Ltd (Gladstone South)"]
[null,null,null,null,null,null,null,null,null,null,null,null,null,null,null,null,null,12,"QLD Queensland Alumina Ltd (Gladstone South)12","QLD Queensland Alumina Ltd (Gladstone South)"]
[null,null,null,null,null,null,null,null,null,null,null,null,null,null,null,null,null,13,"QLD Queensland Alumina Ltd (Gladstone South)13","QLD Queensland Alumina Ltd (Gladstone South)"]
[null,null,null,null,null,null,null,null,null,null,null,null,null,null,null,null,null,14,"QLD Queensland Alumina Ltd (Gladstone South)14","QLD Queensland Alumina Ltd (Gladstone South)"]
[null,null,null,null,null,null,null,null,null,null,null,null,null,null,null,null,null,15,"QLD Queensland Alumina Ltd (Gladstone South)15","QLD Queensland Alumina Ltd (Gladstone South)"]
[null,null,null,"Winter",null,null,null,null,null,null,null,null,null,null,null,null,null,16,"QLD Queensland Alumina Ltd (Gladstone South)16","QLD Queensland Alumina Ltd (Gladstone South)"]
[null,null,null,null,null,null,null,null,null,null,null,null,null,null,null,null,null,17,"QLD Queensland Alumina Ltd (Gladstone South)17","QLD Queensland Alumina Ltd (Gladstone South)"]
[null,null,null,null,null,null,null,null,null,null,null,null,null,null,null,null,null,18,"QLD Queensland Alumina Ltd (Gladstone South)18","QLD Queensland Alumina Ltd (Gladstone South)"]
[null,null,null,null,null,null,null,null,null,null,null,null,null,null,null,null,null,19,"QLD Queensland Alumina Ltd (Gladstone South)19","QLD Queensland Alumina Ltd (Gladstone South)"]
[null,null,null,null,null,null,null,null,null,null,null,null,null,null,null,null,null,20,"QLD Queensland Alumina Ltd (Gladstone South)20","QLD Queensland Alumina Ltd (Gladstone South)"]
[null,null,null,null,null,null,null,null,null,null,null,null,null,null,null,null,null,21,"QLD Queensland Alumina Ltd (Gladstone South)21","QLD Queensland Alumina Ltd (Gladstone South)"]
[null,null,null,"Other",null,null,null,null,null,null,null,null,null,null,null,null,null,22,{"$f":"T2629&R2629","v":"QLD Queensland Alumina Ltd (Gladstone South)22"},"QLD Queensland Alumina Ltd (Gladstone South)"]
[null,null,null,null,null,null,null,null,null,null,null,null,null,null,null,null,null,23,"QLD Queensland Alumina Ltd (Gladstone South)23","QLD Queensland Alumina Ltd (Gladstone South)"]
[null,null,null,null,null,null,null,null,null,null,null,null,null,null,null,null,null,24,"QLD Queensland Alumina Ltd (Gladstone South)24","QLD Queensland Alumina Ltd (Gladstone South)"]
[null,null,null,null,null,null,null,null,null,null,null,null,null,null,null,null,null,25,"QLD Queensland Alumina Ltd (Gladstone South)25","QLD Queensland Alumina Ltd (Gladstone South)"]
[null,null,null,null,null,null,null,null,null,null,null,null,null,null,null,null,null,26,"QLD Queensland Alumina Ltd (Gladstone South)26","QLD Queensland Alumina Ltd (Gladstone South)"]
[null,null,null,null,null,null,null,null,null,null,null,null,null,null,null,null,null,27,"QLD Queensland Alumina Ltd (Gladstone South)27","QLD Queensland Alumina Ltd (Gladstone South)"]
[null,null,null,null,null,null,null,null,null,null,null,null,null,null,null,null,null,28,"QLD Queensland Alumina Ltd (Gladstone South)28","QLD Queensland Alumina Ltd (Gladstone South)"]
[null,null,null,null,null,null,null,null,null,null,null,null,null,null,null,null,null,29,"QLD Queensland Alumina Ltd (Gladstone South)29","QLD Queensland Alumina Ltd (Gladstone South)"]
[null,null,null,null,null,null,null,null,null,null,null,null,null,null,null,null,null,30,"QLD Queensland Alumina Ltd (Gladstone South)30","QLD Queensland Alumina Ltd (Gladstone South)"]
[null,null,null,null,null,null,null,null,null,null,null,null,null,null,null,null,null,31,"QLD Queensland Alumina Ltd (Gladstone South)31","QLD Queensland Alumina Ltd (Gladstone South)"]
[null,null,"QLD Queensland Nickel (Yabulu)",null,null,null,null,null,null,null,null,null,null,null,null,null,null,1,"QLD Queensland Nickel (Yabulu)1",{"$f":"C2639","v":"QLD Queensland Nickel (Yabulu)"}]
[null,null,null,null,null,null,null,null,null,null,null,null,null,null,null,null,null,2,"QLD Queensland Nickel (Yabulu)2",{"$f":"T2639","v":"QLD Queensland Nickel (Yabulu)"}]
[null,null,null,"MAIN SECTORS",null,null,null,null,null,null,null,null,null,null,null,null,null,3,"QLD Queensland Nickel (Yabulu)3","QLD Queensland Nickel (Yabulu)"]
[null,null,null,"The forecast is confidential.",null,null,null,null,null,null,null,null,null,null,null,null,null,4,"QLD Queensland Nickel (Yabulu)4","QLD Queensland Nickel (Yabulu)"]
[null,null,null,null,null,null,null,null,null,null,null,null,null,null,null,null,null,5,"QLD Queensland Nickel (Yabulu)5","QLD Queensland Nickel (Yabulu)"]
[null,null,null,null,null,null,null,null,null,null,null,null,null,null,null,null,null,6,"QLD Queensland Nickel (Yabulu)6","QLD Queensland Nickel (Yabulu)"]
[null,null,null,null,null,null,null,null,null,null,null,null,null,null,null,null,null,7,"QLD Queensland Nickel (Yabulu)7","QLD Queensland Nickel (Yabulu)"]
[null,null,null,null,null,null,null,null,null,null,null,null,null,null,null,null,null,8,"QLD Queensland Nickel (Yabulu)8","QLD Queensland Nickel (Yabulu)"]
[null,null,null,"MEDIUM SCENARIO",null,null,null,null,null,null,null,null,null,null,null,null,null,9,"QLD Queensland Nickel (Yabulu)9","QLD Queensland Nickel (Yabulu)"]
[null,null,null,"Summer",null,null,null,null,null,null,null,null,null,null,null,null,null,10,"QLD Queensland Nickel (Yabulu)10","QLD Queensland Nickel (Yabulu)"]
[null,null,null,null,null,null,null,null,null,null,null,null,null,null,null,null,null,11,"QLD Queensland Nickel (Yabulu)11","QLD Queensland Nickel (Yabulu)"]
[null,null,null,null,null,null,null,null,null,null,null,null,null,null,null,null,null,12,"QLD Queensland Nickel (Yabulu)12","QLD Queensland Nickel (Yabulu)"]
[null,null,null,null,null,null,null,null,null,null,null,null,null,null,null,null,null,13,"QLD Queensland Nickel (Yabulu)13","QLD Queensland Nickel (Yabulu)"]
[null,null,null,null,null,null,null,null,null,null,null,null,null,null,null,null,null,14,"QLD Queensland Nickel (Yabulu)14","QLD Queensland Nickel (Yabulu)"]
[null,null,null,null,null,null,null,null,null,null,null,null,null,null,null,null,null,15,"QLD Queensland Nickel (Yabulu)15","QLD Queensland Nickel (Yabulu)"]
[null,null,null,"Winter",null,null,null,null,null,null,null,null,null,null,null,null,null,16,"QLD Queensland Nickel (Yabulu)16","QLD Queensland Nickel (Yabulu)"]
[null,null,null,null,null,null,null,null,null,null,null,null,null,null,null,null,null,17,"QLD Queensland Nickel (Yabulu)17","QLD Queensland Nickel (Yabulu)"]
[null,null,null,null,null,null,null,null,null,null,null,null,null,null,null,null,null,18,"QLD Queensland Nickel (Yabulu)18","QLD Queensland Nickel (Yabulu)"]
[null,null,null,null,null,null,null,null,null,null,null,null,null,null,null,null,null,19,"QLD Queensland Nickel (Yabulu)19","QLD Queensland Nickel (Yabulu)"]
[null,null,null,null,null,null,null,null,null,null,null,null,null,null,null,null,null,20,"QLD Queensland Nickel (Yabulu)20","QLD Queensland Nickel (Yabulu)"]
[null,null,null,null,null,null,null,null,null,null,null,null,null,null,null,null,null,21,"QLD Queensland Nickel (Yabulu)21","QLD Queensland Nickel (Yabulu)"]
[null,null,null,"Other",null,null,null,null,null,null,null,null,null,null,null,null,null,{"$f":"MOD(ROW(Q2660)-4,31)+1","v":22},"QLD Queensland Nickel (Yabulu)22","QLD Queensland Nickel (Yabulu)"]
[null,null,null,null,null,null,null,null,null,null,null,null,null,null,null,null,null,23,"QLD Queensland Nickel (Yabulu)23","QLD Queensland Nickel (Yabulu)"]
[null,null,null,null,null,null,null,null,null,null,null,null,null,null,null,null,null,24,"QLD Queensland Nickel (Yabulu)24",{"$f":"T2661","v":"QLD Queensland Nickel (Yabulu)"}]
[null,null,null,null,null,null,null,null,null,null,null,null,null,null,null,null,null,25,"QLD Queensland Nickel (Yabulu)25","QLD Queensland Nickel (Yabulu)"]
[null,null,null,null,null,null,null,null,null,null,null,null,null,null,null,null,null,26,"QLD Queensland Nickel (Yabulu)26","QLD Queensland Nickel (Yabulu)"]
[null,null,null,null,null,null,null,null,null,null,null,null,null,null,null,null,null,27,"QLD Queensland Nickel (Yabulu)27","QLD Queensland Nickel (Yabulu)"]
[null,null,null,null,null,null,null,null,null,null,null,null,null,null,null,null,null,28,"QLD Queensland Nickel (Yabulu)28","QLD Queensland Nickel (Yabulu)"]
[null,null,null,null,null,null,null,null,null,null,null,null,null,null,null,null,null,29,"QLD Queensland Nickel (Yabulu)29","QLD Queensland Nickel (Yabulu)"]
[null,null,null,null,null,null,null,null,null,null,null,null,null,null,null,null,null,30,"QLD Queensland Nickel (Yabulu)30","QLD Queensland Nickel (Yabulu)"]
[null,null,null,null,null,null,null,null,null,null,null,null,null,null,null,null,null,31,"QLD Queensland Nickel (Yabulu)31","QLD Queensland Nickel (Yabulu)"]
[null,null,"QLD Runcorn",null,null,null,null,null,null,null,null,null,null,null,null,null,null,1,"QLD Runcorn1",{"$f":"C2670","v":"QLD Runcorn"}]
[null,null,null,null,null,null,null,null,null,null,null,null,null,null,null,null,null,2,"QLD Runcorn2",{"$f":"T2670","v":"QLD Runcorn"}]
[null,null,null,"MAIN SECTORS",null,null,null,null,null,null,null,null,null,null,null,null,null,3,"QLD Runcorn3","QLD Runcorn"]
[null,null,null,"Predominantly commercial and industrial",null,null,null,null,null,null,null,null,null,null,null,null,null,4,"QLD Runcorn4","QLD Runcorn"]
[null,null,null,null,null,null,null,null,null,null,null,null,null,null,null,null,null,5,"QLD Runcorn5","QLD Runcorn"]
[null,null,null,null,null,null,null,null,null,null,null,null,null,null,null,null,null,6,"QLD Runcorn6","QLD Runcorn"]
[null,null,null,null,null,null,null,null,null,null,null,null,null,null,null,null,null,7,"QLD Runcorn7","QLD Runcorn"]
[null,null,null,null,null,null,null,null,null,null,null,null,null,null,null,null,null,8,"QLD Runcorn8","QLD Runcorn"]
[null,null,null,"MEDIUM SCENARIO",null,null,null,null,null,null,null,null,null,null,null,null,null,9,"QLD Runcorn9","QLD Runcorn"]
[null,null,null,"Summer",null,null,null,null,null,null,null,null,null,null,null,null,null,10,"QLD Runcorn10","QLD Runcorn"]
[null,null,null,"Temperature corrected actuals have decreased over the historical period.",null,null,null,null,null,null,null,null,null,null,null,null,null,11,"QLD Runcorn11","QLD Runcorn"]
[null,null,null,"Forecast demand is decreasing over the outlook period.",null,null,null,null,null,null,null,null,null,null,null,null,null,12,"QLD Runcorn12","QLD Runcorn"]
[null,null,null,"The 10% POE offset for PV ranges from 2.3% to 5.8% between 2017 and 2026.",null,null,null,null,null,null,null,null,null,null,null,null,null,13,"QLD Runcorn13","QLD Runcorn"]
[null,null,null,null,null,null,null,null,null,null,null,null,null,null,null,null,null,14,"QLD Runcorn14","QLD Runcorn"]
[null,null,null,null,null,null,null,null,null,null,null,null,null,null,null,null,null,15,"QLD Runcorn15","QLD Runcorn"]
[null,null,null,"Winter",null,null,null,null,null,null,null,null,null,null,null,null,null,16,"QLD Runcorn16","QLD Runcorn"]
[null,null,null,"Temperature corrected actuals have decreased over the historical period.",null,null,null,null,null,null,null,null,null,null,null,null,null,17,"QLD Runcorn17","QLD Runcorn"]
[null,null,null,"Forecast demand is decreasing over the outlook period.",null,null,null,null,null,null,null,null,null,null,null,null,null,18,"QLD Runcorn18","QLD Runcorn"]
[null,null,null,"The 10% POE offset for PV is zero.",null,null,null,null,null,null,null,null,null,null,null,null,null,19,"QLD Runcorn19","QLD Runcorn"]
[null,null,null,null,null,null,null,null,null,null,null,null,null,null,null,null,null,20,"QLD Runcorn20","QLD Runcorn"]
[null,null,null,null,null,null,null,null,null,null,null,null,null,null,null,null,null,21,"QLD Runcorn21","QLD Runcorn"]
[null,null,null,"Other",null,null,null,null,null,null,null,null,null,null,null,null,null,22,"QLD Runcorn22","QLD Runcorn"]
[null,null,null,"Supplies southern Brisbane.",null,null,null,null,null,null,null,null,null,null,null,null,null,23,"QLD Runcorn23","QLD Runcorn"]
[null,null,null,"Demand is weather sensitive in summer and winter.",null,null,null,null,null,null,null,null,null,null,null,null,null,24,{"$f":"T2693&R2693","v":"QLD Runcorn24"},"QLD Runcorn"]
[null,null,null,"Diversity factors: Summer = 0.99; Winter = 0.97.",null,null,null,null,null,null,null,null,null,null,null,null,null,25,"QLD Runcorn25","QLD Runcorn"]
[null,null,null,"Power factors: Summer = 1, leading; Winter = 0.96, leading.",null,null,null,null,null,null,null,null,null,null,null,null,null,26,"QLD Runcorn26","QLD Runcorn"]
[null,null,null,null,null,null,null,null,null,null,null,null,null,null,null,null,null,27,"QLD Runcorn27","QLD Runcorn"]
[null,null,null,null,null,null,null,null,null,null,null,null,null,null,null,null,null,28,"QLD Runcorn28","QLD Runcorn"]
[null,null,null,null,null,null,null,null,null,null,null,null,null,null,null,null,null,29,"QLD Runcorn29","QLD Runcorn"]
[null,null,null,null,null,null,null,null,null,null,null,null,null,null,null,null,null,30,"QLD Runcorn30","QLD Runcorn"]
[null,null,null,null,null,null,null,null,null,null,null,null,null,null,null,null,null,31,"QLD Runcorn31","QLD Runcorn"]
[null,null,"QLD Rocklands (Rail)",null,null,null,null,null,null,null,null,null,null,null,null,null,null,1,"QLD Rocklands (Rail)1",{"$f":"C2701","v":"QLD Rocklands (Rail)"}]
[null,null,null,null,null,null,null,null,null,null,null,null,null,null,null,null,null,2,"QLD Rocklands (Rail)2",{"$f":"T2701","v":"QLD Rocklands (Rail)"}]
[null,null,null,"MAIN SECTORS",null,null,null,null,null,null,null,null,null,null,null,null,null,3,"QLD Rocklands (Rail)3","QLD Rocklands (Rail)"]
[null,null,null,"The forecast is confidential.",null,null,null,null,null,null,null,null,null,null,null,null,null,4,"QLD Rocklands (Rail)4","QLD Rocklands (Rail)"]
[null,null,null,null,null,null,null,null,null,null,null,null,null,null,null,null,null,5,"QLD Rocklands (Rail)5","QLD Rocklands (Rail)"]
[null,null,null,null,null,null,null,null,null,null,null,null,null,null,null,null,null,6,"QLD Rocklands (Rail)6","QLD Rocklands (Rail)"]
[null,null,null,null,null,null,null,null,null,null,null,null,null,null,null,null,null,7,"QLD Rocklands (Rail)7","QLD Rocklands (Rail)"]
[null,null,null,null,null,null,null,null,null,null,null,null,null,null,null,null,null,8,"QLD Rocklands (Rail)8","QLD Rocklands (Rail)"]
[null,null,null,"MEDIUM SCENARIO",null,null,null,null,null,null,null,null,null,null,null,null,null,9,"QLD Rocklands (Rail)9","QLD Rocklands (Rail)"]
[null,null,null,"Summer",null,null,null,null,null,null,null,null,null,null,null,null,null,10,"QLD Rocklands (Rail)10","QLD Rocklands (Rail)"]
[null,null,null,null,null,null,null,null,null,null,null,null,null,null,null,null,null,11,"QLD Rocklands (Rail)11","QLD Rocklands (Rail)"]
[null,null,null,null,null,null,null,null,null,null,null,null,null,null,null,null,null,12,"QLD Rocklands (Rail)12","QLD Rocklands (Rail)"]
[null,null,null,null,null,null,null,null,null,null,null,null,null,null,null,null,null,13,"QLD Rocklands (Rail)13","QLD Rocklands (Rail)"]
[null,null,null,null,null,null,null,null,null,null,null,null,null,null,null,null,null,14,"QLD Rocklands (Rail)14","QLD Rocklands (Rail)"]
[null,null,null,null,null,null,null,null,null,null,null,null,null,null,null,null,null,15,"QLD Rocklands (Rail)15","QLD Rocklands (Rail)"]
[null,null,null,"Winter",null,null,null,null,null,null,null,null,null,null,null,null,null,16,"QLD Rocklands (Rail)16","QLD Rocklands (Rail)"]
[null,null,null,null,null,null,null,null,null,null,null,null,null,null,null,null,null,17,"QLD Rocklands (Rail)17","QLD Rocklands (Rail)"]
[null,null,null,null,null,null,null,null,null,null,null,null,null,null,null,null,null,18,"QLD Rocklands (Rail)18","QLD Rocklands (Rail)"]
[null,null,null,null,null,null,null,null,null,null,null,null,null,null,null,null,null,19,"QLD Rocklands (Rail)19","QLD Rocklands (Rail)"]
[null,null,null,null,null,null,null,null,null,null,null,null,null,null,null,null,null,20,"QLD Rocklands (Rail)20","QLD Rocklands (Rail)"]
[null,null,null,null,null,null,null,null,null,null,null,null,null,null,null,null,null,21,"QLD Rocklands (Rail)21","QLD Rocklands (Rail)"]
[null,null,null,"Other",null,null,null,null,null,null,null,null,null,null,null,null,null,22,"QLD Rocklands (Rail)22","QLD Rocklands (Rail)"]
[null,null,null,null,null,null,null,null,null,null,null,null,null,null,null,null,null,23,"QLD Rocklands (Rail)23","QLD Rocklands (Rail)"]
[null,null,null,null,null,null,null,null,null,null,null,null,null,null,null,null,null,{"$f":"MOD(ROW(Q2724)-4,31)+1","v":24},"QLD Rocklands (Rail)24","QLD Rocklands (Rail)"]
[null,null,null,null,null,null,null,null,null,null,null,null,null,null,null,null,null,25,"QLD Rocklands (Rail)25","QLD Rocklands (Rail)"]
[null,null,null,null,null,null,null,null,null,null,null,null,null,null,null,null,null,26,"QLD Rocklands (Rail)26",{"$f":"T2725","v":"QLD Rocklands (Rail)"}]
[null,null,null,null,null,null,null,null,null,null,null,null,null,null,null,null,null,27,"QLD Rocklands (Rail)27","QLD Rocklands (Rail)"]
[null,null,null,null,null,null,null,null,null,null,null,null,null,null,null,null,null,28,"QLD Rocklands (Rail)28","QLD Rocklands (Rail)"]
[null,null,null,null,null,null,null,null,null,null,null,null,null,null,null,null,null,29,"QLD Rocklands (Rail)29","QLD Rocklands (Rail)"]
[null,null,null,null,null,null,null,null,null,null,null,null,null,null,null,null,null,30,"QLD Rocklands (Rail)30","QLD Rocklands (Rail)"]
[null,null,null,null,null,null,null,null,null,null,null,null,null,null,null,null,null,31,"QLD Rocklands (Rail)31","QLD Rocklands (Rail)"]
[null,null,"QLD Raglan",null,null,null,null,null,null,null,null,null,null,null,null,null,null,1,"QLD Raglan1",{"$f":"C2732","v":"QLD Raglan"}]
[null,null,null,null,null,null,null,null,null,null,null,null,null,null,null,null,null,2,"QLD Raglan2",{"$f":"T2732","v":"QLD Raglan"}]
[null,null,null,"MAIN SECTORS",null,null,null,null,null,null,null,null,null,null,null,null,null,3,"QLD Raglan3","QLD Raglan"]
[null,null,null,"The forecast is confidential.",null,null,null,null,null,null,null,null,null,null,null,null,null,4,"QLD Raglan4","QLD Raglan"]
[null,null,null,null,null,null,null,null,null,null,null,null,null,null,null,null,null,5,"QLD Raglan5","QLD Raglan"]
[null,null,null,null,null,null,null,null,null,null,null,null,null,null,null,null,null,6,"QLD Raglan6","QLD Raglan"]
[null,null,null,null,null,null,null,null,null,null,null,null,null,null,null,null,null,7,"QLD Raglan7","QLD Raglan"]
[null,null,null,null,null,null,null,null,null,null,null,null,null,null,null,null,null,8,"QLD Raglan8","QLD Raglan"]
[null,null,null,"MEDIUM SCENARIO",null,null,null,null,null,null,null,null,null,null,null,null,null,9,"QLD Raglan9","QLD Raglan"]
[null,null,null,"Summer",null,null,null,null,null,null,null,null,null,null,null,null,null,10,"QLD Raglan10","QLD Raglan"]
[null,null,null,null,null,null,null,null,null,null,null,null,null,null,null,null,null,11,"QLD Raglan11","QLD Raglan"]
[null,null,null,null,null,null,null,null,null,null,null,null,null,null,null,null,null,12,"QLD Raglan12","QLD Raglan"]
[null,null,null,null,null,null,null,null,null,null,null,null,null,null,null,null,null,13,"QLD Raglan13","QLD Raglan"]
[null,null,null,null,null,null,null,null,null,null,null,null,null,null,null,null,null,14,"QLD Raglan14","QLD Raglan"]
[null,null,null,null,null,null,null,null,null,null,null,null,null,null,null,null,null,15,"QLD Raglan15","QLD Raglan"]
[null,null,null,"Winter",null,null,null,null,null,null,null,null,null,null,null,null,null,16,"QLD Raglan16","QLD Raglan"]
[null,null,null,null,null,null,null,null,null,null,null,null,null,null,null,null,null,17,"QLD Raglan17","QLD Raglan"]
[null,null,null,null,null,null,null,null,null,null,null,null,null,null,null,null,null,18,"QLD Raglan18","QLD Raglan"]
[null,null,null,null,null,null,null,null,null,null,null,null,null,null,null,null,null,19,"QLD Raglan19","QLD Raglan"]
[null,null,null,null,null,null,null,null,null,null,null,null,null,null,null,null,null,20,"QLD Raglan20","QLD Raglan"]
[null,null,null,null,null,null,null,null,null,null,null,null,null,null,null,null,null,21,"QLD Raglan21","QLD Raglan"]
[null,null,null,"Other",null,null,null,null,null,null,null,null,null,null,null,null,null,22,"QLD Raglan22","QLD Raglan"]
[null,null,null,null,null,null,null,null,null,null,null,null,null,null,null,null,null,23,"QLD Raglan23","QLD Raglan"]
[null,null,null,null,null,null,null,null,null,null,null,null,null,null,null,null,null,24,"QLD Raglan24","QLD Raglan"]
[null,null,null,null,null,null,null,null,null,null,null,null,null,null,null,null,null,25,"QLD Raglan25","QLD Raglan"]
[null,null,null,null,null,null,null,null,null,null,null,null,null,null,null,null,null,26,{"$f":"T2757&R2757","v":"QLD Raglan26"},"QLD Raglan"]
[null,null,null,null,null,null,null,null,null,null,null,null,null,null,null,null,null,27,"QLD Raglan27","QLD Raglan"]
[null,null,null,null,null,null,null,null,null,null,null,null,null,null,null,null,null,28,"QLD Raglan28","QLD Raglan"]
[null,null,null,null,null,null,null,null,null,null,null,null,null,null,null,null,null,29,"QLD Raglan29","QLD Raglan"]
[null,null,null,null,null,null,null,null,null,null,null,null,null,null,null,null,null,30,"QLD Raglan30","QLD Raglan"]
[null,null,null,null,null,null,null,null,null,null,null,null,null,null,null,null,null,31,"QLD Raglan31","QLD Raglan"]
[null,null,"QLD Richlands",null,null,null,null,null,null,null,null,null,null,null,null,null,null,1,"QLD Richlands1",{"$f":"C2763","v":"QLD Richlands"}]
[null,null,null,null,null,null,null,null,null,null,null,null,null,null,null,null,null,2,"QLD Richlands2",{"$f":"T2763","v":"QLD Richlands"}]
[null,null,null,"MAIN SECTORS",null,null,null,null,null,null,null,null,null,null,null,null,null,3,"QLD Richlands3","QLD Richlands"]
[null,null,null,"Predominantly industrial",null,null,null,null,null,null,null,null,null,null,null,null,null,4,"QLD Richlands4","QLD Richlands"]
[null,null,null,null,null,null,null,null,null,null,null,null,null,null,null,null,null,5,"QLD Richlands5","QLD Richlands"]
[null,null,null,null,null,null,null,null,null,null,null,null,null,null,null,null,null,6,"QLD Richlands6","QLD Richlands"]
[null,null,null,null,null,null,null,null,null,null,null,null,null,null,null,null,null,7,"QLD Richlands7","QLD Richlands"]
[null,null,null,null,null,null,null,null,null,null,null,null,null,null,null,null,null,8,"QLD Richlands8","QLD Richlands"]
[null,null,null,"MEDIUM SCENARIO",null,null,null,null,null,null,null,null,null,null,null,null,null,9,"QLD Richlands9","QLD Richlands"]
[null,null,null,"Summer",null,null,null,null,null,null,null,null,null,null,null,null,null,10,"QLD Richlands10","QLD Richlands"]
[null,null,null,"Temperature corrected actuals have decreased over the historical period.",null,null,null,null,null,null,null,null,null,null,null,null,null,11,"QLD Richlands11","QLD Richlands"]
[null,null,null,"Forecast demand is decreasing over the outlook period.",null,null,null,null,null,null,null,null,null,null,null,null,null,12,"QLD Richlands12","QLD Richlands"]
[null,null,null,"The 10% POE offset for PV ranges from 9.6% to 21.5% between 2017 and 2026.",null,null,null,null,null,null,null,null,null,null,null,null,null,13,"QLD Richlands13","QLD Richlands"]
[null,null,null,null,null,null,null,null,null,null,null,null,null,null,null,null,null,14,"QLD Richlands14","QLD Richlands"]
[null,null,null,null,null,null,null,null,null,null,null,null,null,null,null,null,null,15,"QLD Richlands15","QLD Richlands"]
[null,null,null,"Winter",null,null,null,null,null,null,null,null,null,null,null,null,null,16,"QLD Richlands16","QLD Richlands"]
[null,null,null,"Temperature corrected actuals have increased over the historical period.",null,null,null,null,null,null,null,null,null,null,null,null,null,17,"QLD Richlands17","QLD Richlands"]
[null,null,null,"Forecast demand is increasing over the outlook period.",null,null,null,null,null,null,null,null,null,null,null,null,null,18,"QLD Richlands18","QLD Richlands"]
[null,null,null,"The 10% POE offset for PV ranges from 3.3% to 4.7% between 2016 and 2025.",null,null,null,null,null,null,null,null,null,null,null,null,null,19,"QLD Richlands19","QLD Richlands"]
[null,null,null,null,null,null,null,null,null,null,null,null,null,null,null,null,null,20,"QLD Richlands20","QLD Richlands"]
[null,null,null,null,null,null,null,null,null,null,null,null,null,null,null,null,null,21,"QLD Richlands21","QLD Richlands"]
[null,null,null,"Other",null,null,null,null,null,null,null,null,null,null,null,null,null,22,"QLD Richlands22","QLD Richlands"]
[null,null,null,"Supplies parts of Brisbane.",null,null,null,null,null,null,null,null,null,null,null,null,null,23,"QLD Richlands23","QLD Richlands"]
[null,null,null,"The impact of the following embedded generator(s) has been removed in the forecasts; Project Mercury SSWCL.",null,null,null,null,null,null,null,null,null,null,null,null,null,24,"QLD Richlands24","QLD Richlands"]
[null,null,null,"Demand is weather sensitive in summer and winter.",null,null,null,null,null,null,null,null,null,null,null,null,null,25,"QLD Richlands25","QLD Richlands"]
[null,null,null,"Diversity factors: Summer = 0.97; Winter = 0.92.",null,null,null,null,null,null,null,null,null,null,null,null,null,{"$f":"MOD(ROW(Q2788)-4,31)+1","v":26},"QLD Richlands26","QLD Richlands"]
[null,null,null,"Power factors: Summer = 0.95, lagging; Winter = 1, lagging.",null,null,null,null,null,null,null,null,null,null,null,null,null,27,"QLD Richlands27","QLD Richlands"]
[null,null,null,null,null,null,null,null,null,null,null,null,null,null,null,null,null,28,"QLD Richlands28",{"$f":"T2789","v":"QLD Richlands"}]
[null,null,null,null,null,null,null,null,null,null,null,null,null,null,null,null,null,29,"QLD Richlands29","QLD Richlands"]
[null,null,null,null,null,null,null,null,null,null,null,null,null,null,null,null,null,30,"QLD Richlands30","QLD Richlands"]
[null,null,null,null,null,null,null,null,null,null,null,null,null,null,null,null,null,31,"QLD Richlands31","QLD Richlands"]
[null,null,"QLD Rocklea (Archerfield)",null,null,null,null,null,null,null,null,null,null,null,null,null,null,1,"QLD Rocklea (Archerfield)1",{"$f":"C2794","v":"QLD Rocklea (Archerfield)"}]
[null,null,null,null,null,null,null,null,null,null,null,null,null,null,null,null,null,2,"QLD Rocklea (Archerfield)2",{"$f":"T2794","v":"QLD Rocklea (Archerfield)"}]
[null,null,null,"MAIN SECTORS",null,null,null,null,null,null,null,null,null,null,null,null,null,3,"QLD Rocklea (Archerfield)3","QLD Rocklea (Archerfield)"]
[null,null,null,"Predominantly industrial",null,null,null,null,null,null,null,null,null,null,null,null,null,4,"QLD Rocklea (Archerfield)4","QLD Rocklea (Archerfield)"]
[null,null,null,null,null,null,null,null,null,null,null,null,null,null,null,null,null,5,"QLD Rocklea (Archerfield)5","QLD Rocklea (Archerfield)"]
[null,null,null,null,null,null,null,null,null,null,null,null,null,null,null,null,null,6,"QLD Rocklea (Archerfield)6","QLD Rocklea (Archerfield)"]
[null,null,null,null,null,null,null,null,null,null,null,null,null,null,null,null,null,7,"QLD Rocklea (Archerfield)7","QLD Rocklea (Archerfield)"]
[null,null,null,null,null,null,null,null,null,null,null,null,null,null,null,null,null,8,"QLD Rocklea (Archerfield)8","QLD Rocklea (Archerfield)"]
[null,null,null,"MEDIUM SCENARIO",null,null,null,null,null,null,null,null,null,null,null,null,null,9,"QLD Rocklea (Archerfield)9","QLD Rocklea (Archerfield)"]
[null,null,null,"Summer",null,null,null,null,null,null,null,null,null,null,null,null,null,10,"QLD Rocklea (Archerfield)10","QLD Rocklea (Archerfield)"]
[null,null,null,"Temperature corrected actuals have remained relatively flat since 2013.",null,null,null,null,null,null,null,null,null,null,null,null,null,11,"QLD Rocklea (Archerfield)11","QLD Rocklea (Archerfield)"]
[null,null,null,"Forecast demand is increasing over the outlook period.",null,null,null,null,null,null,null,null,null,null,null,null,null,12,"QLD Rocklea (Archerfield)12","QLD Rocklea (Archerfield)"]
[null,null,null,"The 10% POE offset for PV ranges from 3.9% to 7.7% between 2017 and 2026.",null,null,null,null,null,null,null,null,null,null,null,null,null,13,"QLD Rocklea (Archerfield)13","QLD Rocklea (Archerfield)"]
[null,null,null,null,null,null,null,null,null,null,null,null,null,null,null,null,null,14,"QLD Rocklea (Archerfield)14","QLD Rocklea (Archerfield)"]
[null,null,null,null,null,null,null,null,null,null,null,null,null,null,null,null,null,15,"QLD Rocklea (Archerfield)15","QLD Rocklea (Archerfield)"]
[null,null,null,"Winter",null,null,null,null,null,null,null,null,null,null,null,null,null,16,"QLD Rocklea (Archerfield)16","QLD Rocklea (Archerfield)"]
[null,null,null,"Temperature corrected actuals have remained relatively flat since 2013.",null,null,null,null,null,null,null,null,null,null,null,null,null,17,"QLD Rocklea (Archerfield)17","QLD Rocklea (Archerfield)"]
[null,null,null,"Forecast demand is increasing over the outlook period.",null,null,null,null,null,null,null,null,null,null,null,null,null,18,"QLD Rocklea (Archerfield)18","QLD Rocklea (Archerfield)"]
[null,null,null,"The 10% POE offset for PV ranges from 1.9% to 3.2% between 2016 and 2025.",null,null,null,null,null,null,null,null,null,null,null,null,null,19,"QLD Rocklea (Archerfield)19","QLD Rocklea (Archerfield)"]
[null,null,null,null,null,null,null,null,null,null,null,null,null,null,null,null,null,20,"QLD Rocklea (Archerfield)20","QLD Rocklea (Archerfield)"]
[null,null,null,null,null,null,null,null,null,null,null,null,null,null,null,null,null,21,"QLD Rocklea (Archerfield)21","QLD Rocklea (Archerfield)"]
[null,null,null,"Other",null,null,null,null,null,null,null,null,null,null,null,null,null,22,"QLD Rocklea (Archerfield)22","QLD Rocklea (Archerfield)"]
[null,null,null,"Supplies western and southern Brisbane.",null,null,null,null,null,null,null,null,null,null,null,null,null,23,"QLD Rocklea (Archerfield)23","QLD Rocklea (Archerfield)"]
[null,null,null,"The impact of the following embedded generator(s) has been removed in the forecasts; Southbank Institute of Tech.",null,null,null,null,null,null,null,null,null,null,null,null,null,24,"QLD Rocklea (Archerfield)24","QLD Rocklea (Archerfield)"]
[null,null,null,"Demand is not weather sensitive.",null,null,null,null,null,null,null,null,null,null,null,null,null,25,"QLD Rocklea (Archerfield)25","QLD Rocklea (Archerfield)"]
[null,null,null,"Diversity factors: Summer = 0.96; Winter = 0.9.",null,null,null,null,null,null,null,null,null,null,null,null,null,26,"QLD Rocklea (Archerfield)26","QLD Rocklea (Archerfield)"]
[null,null,null,"Power factors: Summer = 0.95, lagging; Winter = 0.94, lagging.",null,null,null,null,null,null,null,null,null,null,null,null,null,27,"QLD Rocklea (Archerfield)27","QLD Rocklea (Archerfield)"]
[null,null,null,null,null,null,null,null,null,null,null,null,null,null,null,null,null,28,{"$f":"T2821&R2821","v":"QLD Rocklea (Archerfield)28"},"QLD Rocklea (Archerfield)"]
[null,null,null,null,null,null,null,null,null,null,null,null,null,null,null,null,null,29,"QLD Rocklea (Archerfield)29","QLD Rocklea (Archerfield)"]
[null,null,null,null,null,null,null,null,null,null,null,null,null,null,null,null,null,30,"QLD Rocklea (Archerfield)30","QLD Rocklea (Archerfield)"]
[null,null,null,null,null,null,null,null,null,null,null,null,null,null,null,null,null,31,"QLD Rocklea (Archerfield)31","QLD Rocklea (Archerfield)"]
[null,null,"QLD Ross",null,null,null,null,null,null,null,null,null,null,null,null,null,null,1,"QLD Ross1",{"$f":"C2825","v":"QLD Ross"}]
[null,null,null,null,null,null,null,null,null,null,null,null,null,null,null,null,null,2,"QLD Ross2",{"$f":"T2825","v":"QLD Ross"}]
[null,null,null,"MAIN SECTORS",null,null,null,null,null,null,null,null,null,null,null,null,null,3,"QLD Ross3","QLD Ross"]
[null,null,null,"Predominantly commercial and industrial",null,null,null,null,null,null,null,null,null,null,null,null,null,4,"QLD Ross4","QLD Ross"]
[null,null,null,null,null,null,null,null,null,null,null,null,null,null,null,null,null,5,"QLD Ross5","QLD Ross"]
[null,null,null,null,null,null,null,null,null,null,null,null,null,null,null,null,null,6,"QLD Ross6","QLD Ross"]
[null,null,null,null,null,null,null,null,null,null,null,null,null,null,null,null,null,7,"QLD Ross7","QLD Ross"]
[null,null,null,null,null,null,null,null,null,null,null,null,null,null,null,null,null,8,"QLD Ross8","QLD Ross"]
[null,null,null,"MEDIUM SCENARIO",null,null,null,null,null,null,null,null,null,null,null,null,null,9,"QLD Ross9","QLD Ross"]
[null,null,null,"Summer",null,null,null,null,null,null,null,null,null,null,null,null,null,10,"QLD Ross10","QLD Ross"]
[null,null,null,"Temperature corrected actuals have remained relatively flat over the historical period.",null,null,null,null,null,null,null,null,null,null,null,null,null,11,"QLD Ross11","QLD Ross"]
[null,null,null,"Forecast demand is increasing over the outlook period.",null,null,null,null,null,null,null,null,null,null,null,null,null,12,"QLD Ross12","QLD Ross"]
[null,null,null,"The 10% POE offset for PV ranges from 5.7% to 6.2% between 2017 and 2026.",null,null,null,null,null,null,null,null,null,null,null,null,null,13,"QLD Ross13","QLD Ross"]
[null,null,null,null,null,null,null,null,null,null,null,null,null,null,null,null,null,14,"QLD Ross14","QLD Ross"]
[null,null,null,null,null,null,null,null,null,null,null,null,null,null,null,null,null,15,"QLD Ross15","QLD Ross"]
[null,null,null,"Winter",null,null,null,null,null,null,null,null,null,null,null,null,null,16,"QLD Ross16","QLD Ross"]
[null,null,null,"Temperature corrected actuals have fluctuated over the historical period.",null,null,null,null,null,null,null,null,null,null,null,null,null,17,"QLD Ross17","QLD Ross"]
[null,null,null,"Forecast demand is increasing over the outlook period.",null,null,null,null,null,null,null,null,null,null,null,null,null,18,"QLD Ross18","QLD Ross"]
[null,null,null,"The 10% POE offset for PV is zero.",null,null,null,null,null,null,null,null,null,null,null,null,null,19,"QLD Ross19","QLD Ross"]
[null,null,null,null,null,null,null,null,null,null,null,null,null,null,null,null,null,20,"QLD Ross20","QLD Ross"]
[null,null,null,null,null,null,null,null,null,null,null,null,null,null,null,null,null,21,"QLD Ross21","QLD Ross"]
[null,null,null,"Other",null,null,null,null,null,null,null,null,null,null,null,null,null,22,"QLD Ross22","QLD Ross"]
[null,null,null,"Supplies rural areas west of Townsville.",null,null,null,null,null,null,null,null,null,null,null,null,null,23,"QLD Ross23","QLD Ross"]
[null,null,null,"Demand is weather sensitive in summer and winter.",null,null,null,null,null,null,null,null,null,null,null,null,null,24,"QLD Ross24","QLD Ross"]
[null,null,null,"Diversity factors: Summer = 0.93; Winter = 0.77.",null,null,null,null,null,null,null,null,null,null,null,null,null,25,"QLD Ross25","QLD Ross"]
[null,null,null,"Power factors: Summer = 1, leading; Winter = 0.9, leading.",null,null,null,null,null,null,null,null,null,null,null,null,null,26,"QLD Ross26","QLD Ross"]
[null,null,null,null,null,null,null,null,null,null,null,null,null,null,null,null,null,27,"QLD Ross27","QLD Ross"]
[null,null,null,null,null,null,null,null,null,null,null,null,null,null,null,null,null,{"$f":"MOD(ROW(Q2852)-4,31)+1","v":28},"QLD Ross28","QLD Ross"]
[null,null,null,null,null,null,null,null,null,null,null,null,null,null,null,null,null,29,"QLD Ross29","QLD Ross"]
[null,null,null,null,null,null,null,null,null,null,null,null,null,null,null,null,null,30,"QLD Ross30",{"$f":"T2853","v":"QLD Ross"}]
[null,null,null,null,null,null,null,null,null,null,null,null,null,null,null,null,null,31,"QLD Ross31","QLD Ross"]
[null,null,"QLD Redbank Plains",null,null,null,null,null,null,null,null,null,null,null,null,null,null,1,"QLD Redbank Plains1",{"$f":"C2856","v":"QLD Redbank Plains"}]
[null,null,null,null,null,null,null,null,null,null,null,null,null,null,null,null,null,2,"QLD Redbank Plains2",{"$f":"T2856","v":"QLD Redbank Plains"}]
[null,null,null,"MAIN SECTORS",null,null,null,null,null,null,null,null,null,null,null,null,null,3,"QLD Redbank Plains3","QLD Redbank Plains"]
[null,null,null,"Predominantly residential",null,null,null,null,null,null,null,null,null,null,null,null,null,4,"QLD Redbank Plains4","QLD Redbank Plains"]
[null,null,null,null,null,null,null,null,null,null,null,null,null,null,null,null,null,5,"QLD Redbank Plains5","QLD Redbank Plains"]
[null,null,null,null,null,null,null,null,null,null,null,null,null,null,null,null,null,6,"QLD Redbank Plains6","QLD Redbank Plains"]
[null,null,null,null,null,null,null,null,null,null,null,null,null,null,null,null,null,7,"QLD Redbank Plains7","QLD Redbank Plains"]
[null,null,null,null,null,null,null,null,null,null,null,null,null,null,null,null,null,8,"QLD Redbank Plains8","QLD Redbank Plains"]
[null,null,null,"MEDIUM SCENARIO",null,null,null,null,null,null,null,null,null,null,null,null,null,9,"QLD Redbank Plains9","QLD Redbank Plains"]
[null,null,null,"Summer",null,null,null,null,null,null,null,null,null,null,null,null,null,10,"QLD Redbank Plains10","QLD Redbank Plains"]
[null,null,null,"Temperature corrected actuals have decreased over the historical period.",null,null,null,null,null,null,null,null,null,null,null,null,null,11,"QLD Redbank Plains11","QLD Redbank Plains"]
[null,null,null,"Forecast demand is relatively flat over the outlook period.",null,null,null,null,null,null,null,null,null,null,null,null,null,12,"QLD Redbank Plains12","QLD Redbank Plains"]
[null,null,null,"The 10% POE offset for PV ranges from 1.2% to 2.9% between 2017 and 2026.",null,null,null,null,null,null,null,null,null,null,null,null,null,13,"QLD Redbank Plains13","QLD Redbank Plains"]
[null,null,null,null,null,null,null,null,null,null,null,null,null,null,null,null,null,14,"QLD Redbank Plains14","QLD Redbank Plains"]
[null,null,null,null,null,null,null,null,null,null,null,null,null,null,null,null,null,15,"QLD Redbank Plains15","QLD Redbank Plains"]
[null,null,null,"Winter",null,null,null,null,null,null,null,null,null,null,null,null,null,16,"QLD Redbank Plains16","QLD Redbank Plains"]
[null,null,null,"Temperature corrected actuals have decreased over the historical period.",null,null,null,null,null,null,null,null,null,null,null,null,null,17,"QLD Redbank Plains17","QLD Redbank Plains"]
[null,null,null,"Forecast demand is increasing over the outlook period.",null,null,null,null,null,null,null,null,null,null,null,null,null,18,"QLD Redbank Plains18","QLD Redbank Plains"]
[null,null,null,"The 10% POE offset for PV is zero.",null,null,null,null,null,null,null,null,null,null,null,null,null,19,"QLD Redbank Plains19","QLD Redbank Plains"]
[null,null,null,null,null,null,null,null,null,null,null,null,null,null,null,null,null,20,"QLD Redbank Plains20","QLD Redbank Plains"]
[null,null,null,null,null,null,null,null,null,null,null,null,null,null,null,null,null,21,"QLD Redbank Plains21","QLD Redbank Plains"]
[null,null,null,"Other",null,null,null,null,null,null,null,null,null,null,null,null,null,22,"QLD Redbank Plains22","QLD Redbank Plains"]
[null,null,null,"Supplies parts of Ipswich.",null,null,null,null,null,null,null,null,null,null,null,null,null,23,"QLD Redbank Plains23","QLD Redbank Plains"]
[null,null,null,"Demand is weather sensitive in summer and winter.",null,null,null,null,null,null,null,null,null,null,null,null,null,24,"QLD Redbank Plains24","QLD Redbank Plains"]
[null,null,null,"Diversity factors: Summer = 0.9; Winter = 1.",null,null,null,null,null,null,null,null,null,null,null,null,null,25,"QLD Redbank Plains25","QLD Redbank Plains"]
[null,null,null,"Power factors: Summer = 0.97, lagging; Winter = 0.99, lagging.",null,null,null,null,null,null,null,null,null,null,null,null,null,26,"QLD Redbank Plains26","QLD Redbank Plains"]
[null,null,null,null,null,null,null,null,null,null,null,null,null,null,null,null,null,27,"QLD Redbank Plains27","QLD Redbank Plains"]
[null,null,null,null,null,null,null,null,null,null,null,null,null,null,null,null,null,28,"QLD Redbank Plains28","QLD Redbank Plains"]
[null,null,null,null,null,null,null,null,null,null,null,null,null,null,null,null,null,29,"QLD Redbank Plains29","QLD Redbank Plains"]
[null,null,null,null,null,null,null,null,null,null,null,null,null,null,null,null,null,30,{"$f":"T2885&R2885","v":"QLD Redbank Plains30"},"QLD Redbank Plains"]
[null,null,null,null,null,null,null,null,null,null,null,null,null,null,null,null,null,31,"QLD Redbank Plains31","QLD Redbank Plains"]
[null,null,"QLD South Pine",null,null,null,null,null,null,null,null,null,null,null,null,null,null,1,"QLD South Pine1",{"$f":"C2887","v":"QLD South Pine"}]
[null,null,null,null,null,null,null,null,null,null,null,null,null,null,null,null,null,2,"QLD South Pine2",{"$f":"T2887","v":"QLD South Pine"}]
[null,null,null,"MAIN SECTORS",null,null,null,null,null,null,null,null,null,null,null,null,null,3,"QLD South Pine3","QLD South Pine"]
[null,null,null,"Predominantly residential, commercial, industrial",null,null,null,null,null,null,null,null,null,null,null,null,null,4,"QLD South Pine4","QLD South Pine"]
[null,null,null,null,null,null,null,null,null,null,null,null,null,null,null,null,null,5,"QLD South Pine5","QLD South Pine"]
[null,null,null,null,null,null,null,null,null,null,null,null,null,null,null,null,null,6,"QLD South Pine6","QLD South Pine"]
[null,null,null,null,null,null,null,null,null,null,null,null,null,null,null,null,null,7,"QLD South Pine7","QLD South Pine"]
[null,null,null,null,null,null,null,null,null,null,null,null,null,null,null,null,null,8,"QLD South Pine8","QLD South Pine"]
[null,null,null,"MEDIUM SCENARIO",null,null,null,null,null,null,null,null,null,null,null,null,null,9,"QLD South Pine9","QLD South Pine"]
[null,null,null,"Summer",null,null,null,null,null,null,null,null,null,null,null,null,null,10,"QLD South Pine10","QLD South Pine"]
[null,null,null,"Temperature corrected actuals have decreased over the historical period.",null,null,null,null,null,null,null,null,null,null,null,null,null,11,"QLD South Pine11","QLD South Pine"]
[null,null,null,"Forecast demand is increasing over the outlook period.",null,null,null,null,null,null,null,null,null,null,null,null,null,12,"QLD South Pine12","QLD South Pine"]
[null,null,null,"The 10% POE offset for PV ranges from 6.2% to 7.1% between 2017 and 2026.",null,null,null,null,null,null,null,null,null,null,null,null,null,13,"QLD South Pine13","QLD South Pine"]
[null,null,null,null,null,null,null,null,null,null,null,null,null,null,null,null,null,14,"QLD South Pine14","QLD South Pine"]
[null,null,null,null,null,null,null,null,null,null,null,null,null,null,null,null,null,15,"QLD South Pine15","QLD South Pine"]
[null,null,null,"Winter",null,null,null,null,null,null,null,null,null,null,null,null,null,16,"QLD South Pine16","QLD South Pine"]
[null,null,null,"Temperature corrected actuals have decreased over the historical period.",null,null,null,null,null,null,null,null,null,null,null,null,null,17,"QLD South Pine17","QLD South Pine"]
[null,null,null,"Forecast demand is increasing over the outlook period.",null,null,null,null,null,null,null,null,null,null,null,null,null,18,"QLD South Pine18","QLD South Pine"]
[null,null,null,"The 10% POE offset for PV is zero.",null,null,null,null,null,null,null,null,null,null,null,null,null,19,"QLD South Pine19","QLD South Pine"]
[null,null,null,null,null,null,null,null,null,null,null,null,null,null,null,null,null,20,"QLD South Pine20","QLD South Pine"]
[null,null,null,null,null,null,null,null,null,null,null,null,null,null,null,null,null,21,"QLD South Pine21","QLD South Pine"]
[null,null,null,"Other",null,null,null,null,null,null,null,null,null,null,null,null,null,22,"QLD South Pine22","QLD South Pine"]
[null,null,null,"Supplies northern Brisbane.",null,null,null,null,null,null,null,null,null,null,null,null,null,23,"QLD South Pine23","QLD South Pine"]
[null,null,null,"The impact of the following embedded generator(s) has been removed in the forecasts; Roghan Road Generator, Moreton Bay",null,null,null,null,null,null,null,null,null,null,null,null,null,24,"QLD South Pine24","QLD South Pine"]
[null,null,null,"RC Caboolture Generator, Redcliffe Hospital Generator, Dakabin Landfill, Somerset Dam Hydro, Holy Spirit Hospital",null,null,null,null,null,null,null,null,null,null,null,null,null,25,"QLD South Pine25","QLD South Pine"]
[null,null,null,"Generator, Prince Charles hospital generator, Eventide Nursing Home Generator and Australia Post Northgate .",null,null,null,null,null,null,null,null,null,null,null,null,null,26,"QLD South Pine26","QLD South Pine"]
[null,null,null,"Demand is weather sensitive in summer and winter.",null,null,null,null,null,null,null,null,null,null,null,null,null,27,"QLD South Pine27","QLD South Pine"]
[null,null,null,"Diversity factors: Summer = 1; Winter = 1.",null,null,null,null,null,null,null,null,null,null,null,null,null,28,"QLD South Pine28","QLD South Pine"]
[null,null,null,"Power factors: Summer = 1, lagging; Winter = 1, lagging.",null,null,null,null,null,null,null,null,null,null,null,null,null,29,"QLD South Pine29","QLD South Pine"]
[null,null,null,null,null,null,null,null,null,null,null,null,null,null,null,null,null,{"$f":"MOD(ROW(Q2916)-4,31)+1","v":30},"QLD South Pine30","QLD South Pine"]
[null,null,null,null,null,null,null,null,null,null,null,null,null,null,null,null,null,31,"QLD South Pine31","QLD South Pine"]
[null,null,"QLD Sumner",null,null,null,null,null,null,null,null,null,null,null,null,null,null,1,"QLD Sumner1",{"$f":"C2918","v":"QLD Sumner"}]
[null,null,null,null,null,null,null,null,null,null,null,null,null,null,null,null,null,2,"QLD Sumner2",{"$f":"T2918","v":"QLD Sumner"}]
[null,null,null,"MAIN SECTORS",null,null,null,null,null,null,null,null,null,null,null,null,null,3,"QLD Sumner3","QLD Sumner"]
[null,null,null,"Predominantly residential",null,null,null,null,null,null,null,null,null,null,null,null,null,4,"QLD Sumner4","QLD Sumner"]
[null,null,null,null,null,null,null,null,null,null,null,null,null,null,null,null,null,5,"QLD Sumner5","QLD Sumner"]
[null,null,null,null,null,null,null,null,null,null,null,null,null,null,null,null,null,6,"QLD Sumner6","QLD Sumner"]
[null,null,null,null,null,null,null,null,null,null,null,null,null,null,null,null,null,7,"QLD Sumner7","QLD Sumner"]
[null,null,null,null,null,null,null,null,null,null,null,null,null,null,null,null,null,8,"QLD Sumner8","QLD Sumner"]
[null,null,null,"MEDIUM SCENARIO",null,null,null,null,null,null,null,null,null,null,null,null,null,9,"QLD Sumner9","QLD Sumner"]
[null,null,null,"Summer",null,null,null,null,null,null,null,null,null,null,null,null,null,10,"QLD Sumner10","QLD Sumner"]
[null,null,null,"Temperature corrected actuals have increased over the historical period.",null,null,null,null,null,null,null,null,null,null,null,null,null,11,"QLD Sumner11","QLD Sumner"]
[null,null,null,"Forecast demand is increasing over the outlook period.",null,null,null,null,null,null,null,null,null,null,null,null,null,12,"QLD Sumner12","QLD Sumner"]
[null,null,null,"The 10% POE offset for PV ranges from 10.1% to 14.6% between 2017 and 2026.",null,null,null,null,null,null,null,null,null,null,null,null,null,13,"QLD Sumner13","QLD Sumner"]
[null,null,null,null,null,null,null,null,null,null,null,null,null,null,null,null,null,14,"QLD Sumner14","QLD Sumner"]
[null,null,null,null,null,null,null,null,null,null,null,null,null,null,null,null,null,15,"QLD Sumner15","QLD Sumner"]
[null,null,null,"Winter",null,null,null,null,null,null,null,null,null,null,null,null,null,16,"QLD Sumner16","QLD Sumner"]
[null,null,null,"Temperature corrected actuals have remained relatively flat over the historical period.",null,null,null,null,null,null,null,null,null,null,null,null,null,17,"QLD Sumner17","QLD Sumner"]
[null,null,null,"Forecast demand is increasing over the outlook period.",null,null,null,null,null,null,null,null,null,null,null,null,null,18,"QLD Sumner18","QLD Sumner"]
[null,null,null,"The 10% POE offset for PV ranges from 2.5% to 5.1% between 2016 and 2025.",null,null,null,null,null,null,null,null,null,null,null,null,null,19,"QLD Sumner19","QLD Sumner"]
[null,null,null,null,null,null,null,null,null,null,null,null,null,null,null,null,null,20,"QLD Sumner20","QLD Sumner"]
[null,null,null,null,null,null,null,null,null,null,null,null,null,null,null,null,null,21,"QLD Sumner21","QLD Sumner"]
[null,null,null,"Other",null,null,null,null,null,null,null,null,null,null,null,null,null,22,"QLD Sumner22","QLD Sumner"]
[null,null,null,"Supplies southern Brisbane.",null,null,null,null,null,null,null,null,null,null,null,null,null,23,"QLD Sumner23","QLD Sumner"]
[null,null,null,"Demand is weather sensitive in summer and winter.",null,null,null,null,null,null,null,null,null,null,null,null,null,24,"QLD Sumner24","QLD Sumner"]
[null,null,null,"Diversity factors: Summer = 1; Winter = 1.",null,null,null,null,null,null,null,null,null,null,null,null,null,25,"QLD Sumner25","QLD Sumner"]
[null,null,null,"Power factors: Summer = 0.97, lagging; Winter = 1, lagging.",null,null,null,null,null,null,null,null,null,null,null,null,null,26,"QLD Sumner26","QLD Sumner"]
[null,null,null,null,null,null,null,null,null,null,null,null,null,null,null,null,null,27,"QLD Sumner27","QLD Sumner"]
[null,null,null,null,null,null,null,null,null,null,null,null,null,null,null,null,null,28,"QLD Sumner28","QLD Sumner"]
[null,null,null,null,null,null,null,null,null,null,null,null,null,null,null,null,null,29,"QLD Sumner29","QLD Sumner"]
[null,null,null,null,null,null,null,null,null,null,null,null,null,null,null,null,null,30,"QLD Sumner30","QLD Sumner"]
[null,null,null,null,null,null,null,null,null,null,null,null,null,null,null,null,null,31,"QLD Sumner31","QLD Sumner"]
[null,null,"QLD Stony Creek",null,null,null,null,null,null,null,null,null,null,null,null,null,null,1,{"$f":"T2949&R2949","v":"QLD Stony Creek1"},{"$f":"C2949","v":"QLD Stony Creek"}]
[null,null,null,null,null,null,null,null,null,null,null,null,null,null,null,null,null,2,"QLD Stony Creek2",{"$f":"T2949","v":"QLD Stony Creek"}]
[null,null,null,"MAIN SECTORS",null,null,null,null,null,null,null,null,null,null,null,null,null,3,"QLD Stony Creek3","QLD Stony Creek"]
[null,null,null,"Pumping loads",null,null,null,null,null,null,null,null,null,null,null,null,null,4,"QLD Stony Creek4","QLD Stony Creek"]
[null,null,null,null,null,null,null,null,null,null,null,null,null,null,null,null,null,5,"QLD Stony Creek5","QLD Stony Creek"]
[null,null,null,null,null,null,null,null,null,null,null,null,null,null,null,null,null,6,"QLD Stony Creek6","QLD Stony Creek"]
[null,null,null,null,null,null,null,null,null,null,null,null,null,null,null,null,null,7,"QLD Stony Creek7","QLD Stony Creek"]
[null,null,null,null,null,null,null,null,null,null,null,null,null,null,null,null,null,8,"QLD Stony Creek8","QLD Stony Creek"]
[null,null,null,"MEDIUM SCENARIO",null,null,null,null,null,null,null,null,null,null,null,null,null,9,"QLD Stony Creek9","QLD Stony Creek"]
[null,null,null,"Summer",null,null,null,null,null,null,null,null,null,null,null,null,null,10,"QLD Stony Creek10","QLD Stony Creek"]
[null,null,null,"Temperature corrected actuals have decreased over the historical period.",null,null,null,null,null,null,null,null,null,null,null,null,null,11,"QLD Stony Creek11","QLD Stony Creek"]
[null,null,null,"Forecast demand is increasing over the outlook period.",null,null,null,null,null,null,null,null,null,null,null,null,null,12,"QLD Stony Creek12","QLD Stony Creek"]
[null,null,null,"The 10% POE offset for PV is zero.",null,null,null,null,null,null,null,null,null,null,null,null,null,13,"QLD Stony Creek13","QLD Stony Creek"]
[null,null,null,null,null,null,null,null,null,null,null,null,null,null,null,null,null,14,"QLD Stony Creek14","QLD Stony Creek"]
[null,null,null,null,null,null,null,null,null,null,null,null,null,null,null,null,null,15,"QLD Stony Creek15","QLD Stony Creek"]
[null,null,null,"Winter",null,null,null,null,null,null,null,null,null,null,null,null,null,16,"QLD Stony Creek16","QLD Stony Creek"]
[null,null,null,"Temperature corrected actuals have decreased over the historical period.",null,null,null,null,null,null,null,null,null,null,null,null,null,17,"QLD Stony Creek17","QLD Stony Creek"]
[null,null,null,"Forecast demand is increasing over the outlook period.",null,null,null,null,null,null,null,null,null,null,null,null,null,18,"QLD Stony Creek18","QLD Stony Creek"]
[null,null,null,"The 10% POE offset for PV ranges from zero to 0.1% between 2016 and 2025.",null,null,null,null,null,null,null,null,null,null,null,null,null,19,"QLD Stony Creek19","QLD Stony Creek"]
[null,null,null,null,null,null,null,null,null,null,null,null,null,null,null,null,null,20,"QLD Stony Creek20","QLD Stony Creek"]
[null,null,null,null,null,null,null,null,null,null,null,null,null,null,null,null,null,21,"QLD Stony Creek21","QLD Stony Creek"]
[null,null,null,"Other",null,null,null,null,null,null,null,null,null,null,null,null,null,22,"QLD Stony Creek22","QLD Stony Creek"]
[null,null,null,"Supplies pumping loads.",null,null,null,null,null,null,null,null,null,null,null,null,null,23,"QLD Stony Creek23","QLD Stony Creek"]
[null,null,null,"Demand is not weather sensitive.",null,null,null,null,null,null,null,null,null,null,null,null,null,24,"QLD Stony Creek24","QLD Stony Creek"]
[null,null,null,"Diversity factors: Summer = 0.19; Winter = 0.42.",null,null,null,null,null,null,null,null,null,null,null,null,null,25,"QLD Stony Creek25","QLD Stony Creek"]
[null,null,null,"Power factors: Summer = 0.99, lagging; Winter = 0.97, lagging.",null,null,null,null,null,null,null,null,null,null,null,null,null,26,"QLD Stony Creek26","QLD Stony Creek"]
[null,null,null,null,null,null,null,null,null,null,null,null,null,null,null,null,null,27,"QLD Stony Creek27","QLD Stony Creek"]
[null,null,null,null,null,null,null,null,null,null,null,null,null,null,null,null,null,28,"QLD Stony Creek28","QLD Stony Creek"]
[null,null,null,null,null,null,null,null,null,null,null,null,null,null,null,null,null,29,"QLD Stony Creek29","QLD Stony Creek"]
[null,null,null,null,null,null,null,null,null,null,null,null,null,null,null,null,null,30,"QLD Stony Creek30","QLD Stony Creek"]
[null,null,null,null,null,null,null,null,null,null,null,null,null,null,null,null,null,31,"QLD Stony Creek31","QLD Stony Creek"]
[null,null,"QLD Teebar Creek",null,null,null,null,null,null,null,null,null,null,null,null,null,null,1,"QLD Teebar Creek1",{"$f":"C2980","v":"QLD Teebar Creek"}]
[null,null,null,null,null,null,null,null,null,null,null,null,null,null,null,null,null,{"$f":"MOD(ROW(Q2981)-4,31)+1","v":2},"QLD Teebar Creek2",{"$f":"T2980","v":"QLD Teebar Creek"}]
[null,null,null,"MAIN SECTORS",null,null,null,null,null,null,null,null,null,null,null,null,null,3,"QLD Teebar Creek3",{"$f":"T2981","v":"QLD Teebar Creek"}]
[null,null,null,"Predominantly residential, commercial, mining",null,null,null,null,null,null,null,null,null,null,null,null,null,4,"QLD Teebar Creek4","QLD Teebar Creek"]
[null,null,null,null,null,null,null,null,null,null,null,null,null,null,null,null,null,5,"QLD Teebar Creek5","QLD Teebar Creek"]
[null,null,null,null,null,null,null,null,null,null,null,null,null,null,null,null,null,6,"QLD Teebar Creek6","QLD Teebar Creek"]
[null,null,null,null,null,null,null,null,null,null,null,null,null,null,null,null,null,7,"QLD Teebar Creek7","QLD Teebar Creek"]
[null,null,null,null,null,null,null,null,null,null,null,null,null,null,null,null,null,8,"QLD Teebar Creek8","QLD Teebar Creek"]
[null,null,null,"MEDIUM SCENARIO",null,null,null,null,null,null,null,null,null,null,null,null,null,9,"QLD Teebar Creek9","QLD Teebar Creek"]
[null,null,null,"Summer",null,null,null,null,null,null,null,null,null,null,null,null,null,10,"QLD Teebar Creek10","QLD Teebar Creek"]
[null,null,null,"Temperature corrected actuals have decreased over the historical period.",null,null,null,null,null,null,null,null,null,null,null,null,null,11,"QLD Teebar Creek11","QLD Teebar Creek"]
[null,null,null,"Forecast demand is decreasing over the outlook period.",null,null,null,null,null,null,null,null,null,null,null,null,null,12,"QLD Teebar Creek12","QLD Teebar Creek"]
[null,null,null,"The 10% POE offset for PV is constant at 4.9%.",null,null,null,null,null,null,null,null,null,null,null,null,null,13,"QLD Teebar Creek13","QLD Teebar Creek"]
[null,null,null,null,null,null,null,null,null,null,null,null,null,null,null,null,null,14,"QLD Teebar Creek14","QLD Teebar Creek"]
[null,null,null,null,null,null,null,null,null,null,null,null,null,null,null,null,null,15,"QLD Teebar Creek15","QLD Teebar Creek"]
[null,null,null,"Winter",null,null,null,null,null,null,null,null,null,null,null,null,null,16,"QLD Teebar Creek16","QLD Teebar Creek"]
[null,null,null,"Temperature corrected actuals have decreased over the historical period.",null,null,null,null,null,null,null,null,null,null,null,null,null,17,"QLD Teebar Creek17","QLD Teebar Creek"]
[null,null,null,"Forecast demand is decreasing over the outlook period.",null,null,null,null,null,null,null,null,null,null,null,null,null,18,"QLD Teebar Creek18","QLD Teebar Creek"]
[null,null,null,"The 10% POE offset for PV is constant at 0.2%.",null,null,null,null,null,null,null,null,null,null,null,null,null,19,"QLD Teebar Creek19","QLD Teebar Creek"]
[null,null,null,null,null,null,null,null,null,null,null,null,null,null,null,null,null,20,"QLD Teebar Creek20","QLD Teebar Creek"]
[null,null,null,null,null,null,null,null,null,null,null,null,null,null,null,null,null,21,"QLD Teebar Creek21","QLD Teebar Creek"]
[null,null,null,"Other",null,null,null,null,null,null,null,null,null,null,null,null,null,22,"QLD Teebar Creek22","QLD Teebar Creek"]
[null,null,null,"Supplies Maryborough.",null,null,null,null,null,null,null,null,null,null,null,null,null,23,"QLD Teebar Creek23","QLD Teebar Creek"]
[null,null,null,"The impact of the following embedded generator(s) has been removed in the forecasts; Wide Bay Water - Solar Farm, Isis CSM",null,null,null,null,null,null,null,null,null,null,null,null,null,24,"QLD Teebar Creek24","QLD Teebar Creek"]
[null,null,null,"and Burnett Dam Hydro Generator.",null,null,null,null,null,null,null,null,null,null,null,null,null,25,"QLD Teebar Creek25","QLD Teebar Creek"]
[null,null,null,"Demand is weather sensitive in summer and winter.",null,null,null,null,null,null,null,null,null,null,null,null,null,26,"QLD Teebar Creek26","QLD Teebar Creek"]
[null,null,null,"Diversity factors: Summer = 0.81; Winter = 0.79.",null,null,null,null,null,null,null,null,null,null,null,null,null,27,"QLD Teebar Creek27","QLD Teebar Creek"]
[null,null,null,"Power factors: Summer = 0.99, lagging; Winter = 1, lagging.",null,null,null,null,null,null,null,null,null,null,null,null,null,28,"QLD Teebar Creek28","QLD Teebar Creek"]
[null,null,null,null,null,null,null,null,null,null,null,null,null,null,null,null,null,29,"QLD Teebar Creek29","QLD Teebar Creek"]
[null,null,null,null,null,null,null,null,null,null,null,null,null,null,null,null,null,30,"QLD Teebar Creek30","QLD Teebar Creek"]
[null,null,null,null,null,null,null,null,null,null,null,null,null,null,null,null,null,31,"QLD Teebar Creek31","QLD Teebar Creek"]
[null,null,"QLD Tangkam (Dalby)",null,null,null,null,null,null,null,null,null,null,null,null,null,null,1,"QLD Tangkam (Dalby)1",{"$f":"C3011","v":"QLD Tangkam (Dalby)"}]
[null,null,null,null,null,null,null,null,null,null,null,null,null,null,null,null,null,2,"QLD Tangkam (Dalby)2",{"$f":"T3011","v":"QLD Tangkam (Dalby)"}]
[null,null,null,"MAIN SECTORS",null,null,null,null,null,null,null,null,null,null,null,null,null,3,{"$f":"T3013&R3013","v":"QLD Tangkam (Dalby)3"},{"$f":"T3012","v":"QLD Tangkam (Dalby)"}]
[null,null,null,"Predominantly residential and commercial",null,null,null,null,null,null,null,null,null,null,null,null,null,4,"QLD Tangkam (Dalby)4","QLD Tangkam (Dalby)"]
[null,null,null,null,null,null,null,null,null,null,null,null,null,null,null,null,null,5,"QLD Tangkam (Dalby)5","QLD Tangkam (Dalby)"]
[null,null,null,null,null,null,null,null,null,null,null,null,null,null,null,null,null,6,"QLD Tangkam (Dalby)6","QLD Tangkam (Dalby)"]
[null,null,null,null,null,null,null,null,null,null,null,null,null,null,null,null,null,7,"QLD Tangkam (Dalby)7","QLD Tangkam (Dalby)"]
[null,null,null,null,null,null,null,null,null,null,null,null,null,null,null,null,null,8,"QLD Tangkam (Dalby)8","QLD Tangkam (Dalby)"]
[null,null,null,"MEDIUM SCENARIO",null,null,null,null,null,null,null,null,null,null,null,null,null,9,"QLD Tangkam (Dalby)9","QLD Tangkam (Dalby)"]
[null,null,null,"Summer",null,null,null,null,null,null,null,null,null,null,null,null,null,10,"QLD Tangkam (Dalby)10","QLD Tangkam (Dalby)"]
[null,null,null,"Temperature corrected actuals have decreased over the historical period.",null,null,null,null,null,null,null,null,null,null,null,null,null,11,"QLD Tangkam (Dalby)11","QLD Tangkam (Dalby)"]
[null,null,null,"Forecast demand is decreasing over the outlook period.",null,null,null,null,null,null,null,null,null,null,null,null,null,12,"QLD Tangkam (Dalby)12","QLD Tangkam (Dalby)"]
[null,null,null,"The 10% POE offset for PV ranges from 8.9% to 14.2% between 2017 and 2026.",null,null,null,null,null,null,null,null,null,null,null,null,null,13,"QLD Tangkam (Dalby)13","QLD Tangkam (Dalby)"]
[null,null,null,null,null,null,null,null,null,null,null,null,null,null,null,null,null,14,"QLD Tangkam (Dalby)14","QLD Tangkam (Dalby)"]
[null,null,null,null,null,null,null,null,null,null,null,null,null,null,null,null,null,15,"QLD Tangkam (Dalby)15","QLD Tangkam (Dalby)"]
[null,null,null,"Winter",null,null,null,null,null,null,null,null,null,null,null,null,null,16,"QLD Tangkam (Dalby)16","QLD Tangkam (Dalby)"]
[null,null,null,"Temperature corrected actuals have decreased over the historical period.",null,null,null,null,null,null,null,null,null,null,null,null,null,17,"QLD Tangkam (Dalby)17","QLD Tangkam (Dalby)"]
[null,null,null,"Forecast demand is increasing over the outlook period.",null,null,null,null,null,null,null,null,null,null,null,null,null,18,"QLD Tangkam (Dalby)18","QLD Tangkam (Dalby)"]
[null,null,null,"The 10% POE offset for PV ranges from 0.7% to 0.6% between 2016 and 2025.",null,null,null,null,null,null,null,null,null,null,null,null,null,19,"QLD Tangkam (Dalby)19","QLD Tangkam (Dalby)"]
[null,null,null,null,null,null,null,null,null,null,null,null,null,null,null,null,null,20,"QLD Tangkam (Dalby)20","QLD Tangkam (Dalby)"]
[null,null,null,null,null,null,null,null,null,null,null,null,null,null,null,null,null,21,"QLD Tangkam (Dalby)21","QLD Tangkam (Dalby)"]
[null,null,null,"Other",null,null,null,null,null,null,null,null,null,null,null,null,null,22,"QLD Tangkam (Dalby)22","QLD Tangkam (Dalby)"]
[null,null,null,"Supplies Dalby.",null,null,null,null,null,null,null,null,null,null,null,null,null,23,"QLD Tangkam (Dalby)23","QLD Tangkam (Dalby)"]
[null,null,null,"Block load included in winter 2018.",null,null,null,null,null,null,null,null,null,null,null,null,null,24,"QLD Tangkam (Dalby)24","QLD Tangkam (Dalby)"]
[null,null,null,"The impact of the following embedded generator(s) has been removed in the forecasts; Daandine PS.",null,null,null,null,null,null,null,null,null,null,null,null,null,25,"QLD Tangkam (Dalby)25","QLD Tangkam (Dalby)"]
[null,null,null,"Demand is weather sensitive in summer and winter.",null,null,null,null,null,null,null,null,null,null,null,null,null,26,"QLD Tangkam (Dalby)26","QLD Tangkam (Dalby)"]
[null,null,null,"Diversity factors: Summer = 0.94; Winter = 0.9.",null,null,null,null,null,null,null,null,null,null,null,null,null,27,"QLD Tangkam (Dalby)27","QLD Tangkam (Dalby)"]
[null,null,null,"Power factors: Summer = 1, leading; Winter = 1, lagging.",null,null,null,null,null,null,null,null,null,null,null,null,null,28,"QLD Tangkam (Dalby)28","QLD Tangkam (Dalby)"]
[null,null,null,null,null,null,null,null,null,null,null,null,null,null,null,null,null,29,"QLD Tangkam (Dalby)29","QLD Tangkam (Dalby)"]
[null,null,null,null,null,null,null,null,null,null,null,null,null,null,null,null,null,30,"QLD Tangkam (Dalby)30","QLD Tangkam (Dalby)"]
[null,null,null,null,null,null,null,null,null,null,null,null,null,null,null,null,null,31,"QLD Tangkam (Dalby)31","QLD Tangkam (Dalby)"]
[null,null,"QLD Tully",null,null,null,null,null,null,null,null,null,null,null,null,null,null,1,"QLD Tully1",{"$f":"C3042","v":"QLD Tully"}]
[null,null,null,null,null,null,null,null,null,null,null,null,null,null,null,null,null,2,"QLD Tully2",{"$f":"T3042","v":"QLD Tully"}]
[null,null,null,"MAIN SECTORS",null,null,null,null,null,null,null,null,null,null,null,null,null,3,"QLD Tully3",{"$f":"T3043","v":"QLD Tully"}]
[null,null,null,"Predominantly residential, commercial, agricultural",null,null,null,null,null,null,null,null,null,null,null,null,null,{"$f":"MOD(ROW(Q3045)-4,31)+1","v":4},"QLD Tully4","QLD Tully"]
[null,null,null,null,null,null,null,null,null,null,null,null,null,null,null,null,null,5,"QLD Tully5","QLD Tully"]
[null,null,null,null,null,null,null,null,null,null,null,null,null,null,null,null,null,6,"QLD Tully6","QLD Tully"]
[null,null,null,null,null,null,null,null,null,null,null,null,null,null,null,null,null,7,"QLD Tully7","QLD Tully"]
[null,null,null,null,null,null,null,null,null,null,null,null,null,null,null,null,null,8,"QLD Tully8","QLD Tully"]
[null,null,null,"MEDIUM SCENARIO",null,null,null,null,null,null,null,null,null,null,null,null,null,9,"QLD Tully9","QLD Tully"]
[null,null,null,"Summer",null,null,null,null,null,null,null,null,null,null,null,null,null,10,"QLD Tully10","QLD Tully"]
[null,null,null,"Temperature corrected actuals have remained relatively flat over the historical period.",null,null,null,null,null,null,null,null,null,null,null,null,null,11,"QLD Tully11","QLD Tully"]
[null,null,null,"Forecast demand is increasing over the outlook period.",null,null,null,null,null,null,null,null,null,null,null,null,null,12,"QLD Tully12","QLD Tully"]
[null,null,null,"The 10% POE offset for PV ranges from 1.9% to 1.8% between 2017 and 2026.",null,null,null,null,null,null,null,null,null,null,null,null,null,13,"QLD Tully13","QLD Tully"]
[null,null,null,null,null,null,null,null,null,null,null,null,null,null,null,null,null,14,"QLD Tully14","QLD Tully"]
[null,null,null,null,null,null,null,null,null,null,null,null,null,null,null,null,null,15,"QLD Tully15","QLD Tully"]
[null,null,null,"Winter",null,null,null,null,null,null,null,null,null,null,null,null,null,16,"QLD Tully16","QLD Tully"]
[null,null,null,"Temperature corrected actuals have remained relatively flat over the historical period.",null,null,null,null,null,null,null,null,null,null,null,null,null,17,"QLD Tully17","QLD Tully"]
[null,null,null,"Forecast demand is increasing over the outlook period.",null,null,null,null,null,null,null,null,null,null,null,null,null,18,"QLD Tully18","QLD Tully"]
[null,null,null,"The 10% POE offset for PV is zero.",null,null,null,null,null,null,null,null,null,null,null,null,null,19,"QLD Tully19","QLD Tully"]
[null,null,null,null,null,null,null,null,null,null,null,null,null,null,null,null,null,20,"QLD Tully20","QLD Tully"]
[null,null,null,null,null,null,null,null,null,null,null,null,null,null,null,null,null,21,"QLD Tully21","QLD Tully"]
[null,null,null,"Other",null,null,null,null,null,null,null,null,null,null,null,null,null,22,"QLD Tully22","QLD Tully"]
[null,null,null,"Supplies Tully.",null,null,null,null,null,null,null,null,null,null,null,null,null,23,"QLD Tully23","QLD Tully"]
[null,null,null,"The impact of the following embedded generator(s) has been removed in the forecasts; Tully Sugar Mill line.",null,null,null,null,null,null,null,null,null,null,null,null,null,24,"QLD Tully24","QLD Tully"]
[null,null,null,"Demand is weather sensitive in summer and winter.",null,null,null,null,null,null,null,null,null,null,null,null,null,25,"QLD Tully25","QLD Tully"]
[null,null,null,"Diversity factors: Summer = 0.81; Winter = 0.88.",null,null,null,null,null,null,null,null,null,null,null,null,null,26,"QLD Tully26","QLD Tully"]
[null,null,null,"Power factors: Summer = 0.97, lagging; Winter = 0.99, lagging.",null,null,null,null,null,null,null,null,null,null,null,null,null,27,"QLD Tully27","QLD Tully"]
[null,null,null,null,null,null,null,null,null,null,null,null,null,null,null,null,null,28,"QLD Tully28","QLD Tully"]
[null,null,null,null,null,null,null,null,null,null,null,null,null,null,null,null,null,29,"QLD Tully29","QLD Tully"]
[null,null,null,null,null,null,null,null,null,null,null,null,null,null,null,null,null,30,"QLD Tully30","QLD Tully"]
[null,null,null,null,null,null,null,null,null,null,null,null,null,null,null,null,null,31,"QLD Tully31","QLD Tully"]
[null,null,"QLD Tennyson (Rail)",null,null,null,null,null,null,null,null,null,null,null,null,null,null,1,"QLD Tennyson (Rail)1",{"$f":"C3073","v":"QLD Tennyson (Rail)"}]
[null,null,null,null,null,null,null,null,null,null,null,null,null,null,null,null,null,2,"QLD Tennyson (Rail)2",{"$f":"T3073","v":"QLD Tennyson (Rail)"}]
[null,null,null,"MAIN SECTORS",null,null,null,null,null,null,null,null,null,null,null,null,null,3,"QLD Tennyson (Rail)3",{"$f":"T3074","v":"QLD Tennyson (Rail)"}]
[null,null,null,"The forecast is confidential.",null,null,null,null,null,null,null,null,null,null,null,null,null,4,"QLD Tennyson (Rail)4","QLD Tennyson (Rail)"]
[null,null,null,null,null,null,null,null,null,null,null,null,null,null,null,null,null,5,{"$f":"T3077&R3077","v":"QLD Tennyson (Rail)5"},"QLD Tennyson (Rail)"]
[null,null,null,null,null,null,null,null,null,null,null,null,null,null,null,null,null,6,"QLD Tennyson (Rail)6","QLD Tennyson (Rail)"]
[null,null,null,null,null,null,null,null,null,null,null,null,null,null,null,null,null,7,"QLD Tennyson (Rail)7","QLD Tennyson (Rail)"]
[null,null,null,null,null,null,null,null,null,null,null,null,null,null,null,null,null,8,"QLD Tennyson (Rail)8","QLD Tennyson (Rail)"]
[null,null,null,"MEDIUM SCENARIO",null,null,null,null,null,null,null,null,null,null,null,null,null,9,"QLD Tennyson (Rail)9","QLD Tennyson (Rail)"]
[null,null,null,"Summer",null,null,null,null,null,null,null,null,null,null,null,null,null,10,"QLD Tennyson (Rail)10","QLD Tennyson (Rail)"]
[null,null,null,null,null,null,null,null,null,null,null,null,null,null,null,null,null,11,"QLD Tennyson (Rail)11","QLD Tennyson (Rail)"]
[null,null,null,null,null,null,null,null,null,null,null,null,null,null,null,null,null,12,"QLD Tennyson (Rail)12","QLD Tennyson (Rail)"]
[null,null,null,null,null,null,null,null,null,null,null,null,null,null,null,null,null,13,"QLD Tennyson (Rail)13","QLD Tennyson (Rail)"]
[null,null,null,null,null,null,null,null,null,null,null,null,null,null,null,null,null,14,"QLD Tennyson (Rail)14","QLD Tennyson (Rail)"]
[null,null,null,null,null,null,null,null,null,null,null,null,null,null,null,null,null,15,"QLD Tennyson (Rail)15","QLD Tennyson (Rail)"]
[null,null,null,"Winter",null,null,null,null,null,null,null,null,null,null,null,null,null,16,"QLD Tennyson (Rail)16","QLD Tennyson (Rail)"]
[null,null,null,null,null,null,null,null,null,null,null,null,null,null,null,null,null,17,"QLD Tennyson (Rail)17","QLD Tennyson (Rail)"]
[null,null,null,null,null,null,null,null,null,null,null,null,null,null,null,null,null,18,"QLD Tennyson (Rail)18","QLD Tennyson (Rail)"]
[null,null,null,null,null,null,null,null,null,null,null,null,null,null,null,null,null,19,"QLD Tennyson (Rail)19","QLD Tennyson (Rail)"]
[null,null,null,null,null,null,null,null,null,null,null,null,null,null,null,null,null,20,"QLD Tennyson (Rail)20","QLD Tennyson (Rail)"]
[null,null,null,null,null,null,null,null,null,null,null,null,null,null,null,null,null,21,"QLD Tennyson (Rail)21","QLD Tennyson (Rail)"]
[null,null,null,"Other",null,null,null,null,null,null,null,null,null,null,null,null,null,22,"QLD Tennyson (Rail)22","QLD Tennyson (Rail)"]
[null,null,null,null,null,null,null,null,null,null,null,null,null,null,null,null,null,23,"QLD Tennyson (Rail)23","QLD Tennyson (Rail)"]
[null,null,null,null,null,null,null,null,null,null,null,null,null,null,null,null,null,24,"QLD Tennyson (Rail)24","QLD Tennyson (Rail)"]
[null,null,null,null,null,null,null,null,null,null,null,null,null,null,null,null,null,25,"QLD Tennyson (Rail)25","QLD Tennyson (Rail)"]
[null,null,null,null,null,null,null,null,null,null,null,null,null,null,null,null,null,26,"QLD Tennyson (Rail)26","QLD Tennyson (Rail)"]
[null,null,null,null,null,null,null,null,null,null,null,null,null,null,null,null,null,27,"QLD Tennyson (Rail)27","QLD Tennyson (Rail)"]
[null,null,null,null,null,null,null,null,null,null,null,null,null,null,null,null,null,28,"QLD Tennyson (Rail)28","QLD Tennyson (Rail)"]
[null,null,null,null,null,null,null,null,null,null,null,null,null,null,null,null,null,29,"QLD Tennyson (Rail)29","QLD Tennyson (Rail)"]
[null,null,null,null,null,null,null,null,null,null,null,null,null,null,null,null,null,30,"QLD Tennyson (Rail)30","QLD Tennyson (Rail)"]
[null,null,null,null,null,null,null,null,null,null,null,null,null,null,null,null,null,31,"QLD Tennyson (Rail)31","QLD Tennyson (Rail)"]
[null,null,"QLD Tennyson",null,null,null,null,null,null,null,null,null,null,null,null,null,null,1,"QLD Tennyson1",{"$f":"C3104","v":"QLD Tennyson"}]
[null,null,null,null,null,null,null,null,null,null,null,null,null,null,null,null,null,2,"QLD Tennyson2",{"$f":"T3104","v":"QLD Tennyson"}]
[null,null,null,"MAIN SECTORS",null,null,null,null,null,null,null,null,null,null,null,null,null,3,"QLD Tennyson3",{"$f":"T3105","v":"QLD Tennyson"}]
[null,null,null,"Predominantly commercial and industrial",null,null,null,null,null,null,null,null,null,null,null,null,null,4,"QLD Tennyson4","QLD Tennyson"]
[null,null,null,null,null,null,null,null,null,null,null,null,null,null,null,null,null,5,"QLD Tennyson5","QLD Tennyson"]
[null,null,null,null,null,null,null,null,null,null,null,null,null,null,null,null,null,{"$f":"MOD(ROW(Q3109)-4,31)+1","v":6},"QLD Tennyson6","QLD Tennyson"]
[null,null,null,null,null,null,null,null,null,null,null,null,null,null,null,null,null,7,"QLD Tennyson7","QLD Tennyson"]
[null,null,null,null,null,null,null,null,null,null,null,null,null,null,null,null,null,8,"QLD Tennyson8","QLD Tennyson"]
[null,null,null,"MEDIUM SCENARIO",null,null,null,null,null,null,null,null,null,null,null,null,null,9,"QLD Tennyson9","QLD Tennyson"]
[null,null,null,"Summer",null,null,null,null,null,null,null,null,null,null,null,null,null,10,"QLD Tennyson10","QLD Tennyson"]
[null,null,null,"Temperature corrected actuals have decreased over the historical period.",null,null,null,null,null,null,null,null,null,null,null,null,null,11,"QLD Tennyson11","QLD Tennyson"]
[null,null,null,"Forecast demand is decreasing over the outlook period.",null,null,null,null,null,null,null,null,null,null,null,null,null,12,"QLD Tennyson12","QLD Tennyson"]
[null,null,null,"The 10% POE offset for PV ranges from 4.8% to 6.3% between 2017 and 2026.",null,null,null,null,null,null,null,null,null,null,null,null,null,13,"QLD Tennyson13","QLD Tennyson"]
[null,null,null,null,null,null,null,null,null,null,null,null,null,null,null,null,null,14,"QLD Tennyson14","QLD Tennyson"]
[null,null,null,null,null,null,null,null,null,null,null,null,null,null,null,null,null,15,"QLD Tennyson15","QLD Tennyson"]
[null,null,null,"Winter",null,null,null,null,null,null,null,null,null,null,null,null,null,16,"QLD Tennyson16","QLD Tennyson"]
[null,null,null,"Temperature corrected actuals have decreased over the historical period.",null,null,null,null,null,null,null,null,null,null,null,null,null,17,"QLD Tennyson17","QLD Tennyson"]
[null,null,null,"Forecast demand is increasing over the outlook period.",null,null,null,null,null,null,null,null,null,null,null,null,null,18,"QLD Tennyson18","QLD Tennyson"]
[null,null,null,"The 10% POE offset for PV is zero.",null,null,null,null,null,null,null,null,null,null,null,null,null,19,"QLD Tennyson19","QLD Tennyson"]
[null,null,null,null,null,null,null,null,null,null,null,null,null,null,null,null,null,20,"QLD Tennyson20","QLD Tennyson"]
[null,null,null,null,null,null,null,null,null,null,null,null,null,null,null,null,null,21,"QLD Tennyson21","QLD Tennyson"]
[null,null,null,"Other",null,null,null,null,null,null,null,null,null,null,null,null,null,22,"QLD Tennyson22","QLD Tennyson"]
[null,null,null,"Supplies inner-west Brisbane.",null,null,null,null,null,null,null,null,null,null,null,null,null,23,"QLD Tennyson23","QLD Tennyson"]
[null,null,null,"Demand is weather sensitive in summer and winter.",null,null,null,null,null,null,null,null,null,null,null,null,null,24,"QLD Tennyson24","QLD Tennyson"]
[null,null,null,"Diversity factors: Summer = 1; Winter = 0.99.",null,null,null,null,null,null,null,null,null,null,null,null,null,25,"QLD Tennyson25","QLD Tennyson"]
[null,null,null,"Power factors: Summer = 0.98, lagging; Winter = 0.99, lagging.",null,null,null,null,null,null,null,null,null,null,null,null,null,26,"QLD Tennyson26","QLD Tennyson"]
[null,null,null,null,null,null,null,null,null,null,null,null,null,null,null,null,null,27,"QLD Tennyson27","QLD Tennyson"]
[null,null,null,null,null,null,null,null,null,null,null,null,null,null,null,null,null,28,"QLD Tennyson28","QLD Tennyson"]
[null,null,null,null,null,null,null,null,null,null,null,null,null,null,null,null,null,29,"QLD Tennyson29","QLD Tennyson"]
[null,null,null,null,null,null,null,null,null,null,null,null,null,null,null,null,null,30,"QLD Tennyson30","QLD Tennyson"]
[null,null,null,null,null,null,null,null,null,null,null,null,null,null,null,null,null,31,"QLD Tennyson31","QLD Tennyson"]
[null,null,"QLD Tarong",null,null,null,null,null,null,null,null,null,null,null,null,null,null,1,"QLD Tarong1",{"$f":"C3135","v":"QLD Tarong"}]
[null,null,null,null,null,null,null,null,null,null,null,null,null,null,null,null,null,2,"QLD Tarong2",{"$f":"T3135","v":"QLD Tarong"}]
[null,null,null,"MAIN SECTORS",null,null,null,null,null,null,null,null,null,null,null,null,null,3,"QLD Tarong3",{"$f":"T3136","v":"QLD Tarong"}]
[null,null,null,"Predominantly residential, commercial, mining",null,null,null,null,null,null,null,null,null,null,null,null,null,4,"QLD Tarong4","QLD Tarong"]
[null,null,null,null,null,null,null,null,null,null,null,null,null,null,null,null,null,5,"QLD Tarong5","QLD Tarong"]
[null,null,null,null,null,null,null,null,null,null,null,null,null,null,null,null,null,6,"QLD Tarong6","QLD Tarong"]
[null,null,null,null,null,null,null,null,null,null,null,null,null,null,null,null,null,7,{"$f":"T3141&R3141","v":"QLD Tarong7"},"QLD Tarong"]
[null,null,null,null,null,null,null,null,null,null,null,null,null,null,null,null,null,8,"QLD Tarong8","QLD Tarong"]
[null,null,null,"MEDIUM SCENARIO",null,null,null,null,null,null,null,null,null,null,null,null,null,9,"QLD Tarong9","QLD Tarong"]
[null,null,null,"Summer",null,null,null,null,null,null,null,null,null,null,null,null,null,10,"QLD Tarong10","QLD Tarong"]
[null,null,null,"Temperature corrected actuals have remained relatively flat over the historical period.",null,null,null,null,null,null,null,null,null,null,null,null,null,11,"QLD Tarong11","QLD Tarong"]
[null,null,null,"Forecast demand is increasing over the outlook period.",null,null,null,null,null,null,null,null,null,null,null,null,null,12,"QLD Tarong12","QLD Tarong"]
[null,null,null,"The 10% POE offset for PV ranges from 4.4% to 7.0% between 2017 and 2026.",null,null,null,null,null,null,null,null,null,null,null,null,null,13,"QLD Tarong13","QLD Tarong"]
[null,null,null,null,null,null,null,null,null,null,null,null,null,null,null,null,null,14,"QLD Tarong14","QLD Tarong"]
[null,null,null,null,null,null,null,null,null,null,null,null,null,null,null,null,null,15,"QLD Tarong15","QLD Tarong"]
[null,null,null,"Winter",null,null,null,null,null,null,null,null,null,null,null,null,null,16,"QLD Tarong16","QLD Tarong"]
[null,null,null,"Temperature corrected actuals have decreased over the historical period.",null,null,null,null,null,null,null,null,null,null,null,null,null,17,"QLD Tarong17","QLD Tarong"]
[null,null,null,"Forecast demand is increasing over the outlook period.",null,null,null,null,null,null,null,null,null,null,null,null,null,18,"QLD Tarong18","QLD Tarong"]
[null,null,null,"The 10% POE offset for PV is zero.",null,null,null,null,null,null,null,null,null,null,null,null,null,19,"QLD Tarong19","QLD Tarong"]
[null,null,null,null,null,null,null,null,null,null,null,null,null,null,null,null,null,20,"QLD Tarong20","QLD Tarong"]
[null,null,null,null,null,null,null,null,null,null,null,null,null,null,null,null,null,21,"QLD Tarong21","QLD Tarong"]
[null,null,null,"Other",null,null,null,null,null,null,null,null,null,null,null,null,null,22,"QLD Tarong22","QLD Tarong"]
[null,null,null,"Supplies Kingaroy.",null,null,null,null,null,null,null,null,null,null,null,null,null,23,"QLD Tarong23","QLD Tarong"]
[null,null,null,"Demand is weather sensitive in summer and winter.",null,null,null,null,null,null,null,null,null,null,null,null,null,24,"QLD Tarong24","QLD Tarong"]
[null,null,null,"Diversity factors: Summer = 0.92; Winter = 0.97.",null,null,null,null,null,null,null,null,null,null,null,null,null,25,"QLD Tarong25","QLD Tarong"]
[null,null,null,"Power factors: Summer = 0.9, lagging; Winter = 0.94, lagging.",null,null,null,null,null,null,null,null,null,null,null,null,null,26,"QLD Tarong26","QLD Tarong"]
[null,null,null,null,null,null,null,null,null,null,null,null,null,null,null,null,null,27,"QLD Tarong27","QLD Tarong"]
[null,null,null,null,null,null,null,null,null,null,null,null,null,null,null,null,null,28,"QLD Tarong28","QLD Tarong"]
[null,null,null,null,null,null,null,null,null,null,null,null,null,null,null,null,null,29,"QLD Tarong29","QLD Tarong"]
[null,null,null,null,null,null,null,null,null,null,null,null,null,null,null,null,null,30,"QLD Tarong30","QLD Tarong"]
[null,null,null,null,null,null,null,null,null,null,null,null,null,null,null,null,null,31,"QLD Tarong31","QLD Tarong"]
[null,null,"QLD Turkinje (Craiglee)",null,null,null,null,null,null,null,null,null,null,null,null,null,null,1,"QLD Turkinje (Craiglee)1",{"$f":"C3166","v":"QLD Turkinje (Craiglee)"}]
[null,null,null,null,null,null,null,null,null,null,null,null,null,null,null,null,null,2,"QLD Turkinje (Craiglee)2",{"$f":"T3166","v":"QLD Turkinje (Craiglee)"}]
[null,null,null,"MAIN SECTORS",null,null,null,null,null,null,null,null,null,null,null,null,null,3,"QLD Turkinje (Craiglee)3",{"$f":"T3167","v":"QLD Turkinje (Craiglee)"}]
[null,null,null,"Predominantly residential and commercial",null,null,null,null,null,null,null,null,null,null,null,null,null,4,"QLD Turkinje (Craiglee)4","QLD Turkinje (Craiglee)"]
[null,null,null,null,null,null,null,null,null,null,null,null,null,null,null,null,null,5,"QLD Turkinje (Craiglee)5","QLD Turkinje (Craiglee)"]
[null,null,null,null,null,null,null,null,null,null,null,null,null,null,null,null,null,6,"QLD Turkinje (Craiglee)6","QLD Turkinje (Craiglee)"]
[null,null,null,null,null,null,null,null,null,null,null,null,null,null,null,null,null,7,"QLD Turkinje (Craiglee)7","QLD Turkinje (Craiglee)"]
[null,null,null,null,null,null,null,null,null,null,null,null,null,null,null,null,null,{"$f":"MOD(ROW(Q3173)-4,31)+1","v":8},"QLD Turkinje (Craiglee)8","QLD Turkinje (Craiglee)"]
[null,null,null,"MEDIUM SCENARIO",null,null,null,null,null,null,null,null,null,null,null,null,null,9,"QLD Turkinje (Craiglee)9","QLD Turkinje (Craiglee)"]
[null,null,null,"Summer",null,null,null,null,null,null,null,null,null,null,null,null,null,10,"QLD Turkinje (Craiglee)10","QLD Turkinje (Craiglee)"]
[null,null,null,"Temperature corrected actuals have decreased over the historical period.",null,null,null,null,null,null,null,null,null,null,null,null,null,11,"QLD Turkinje (Craiglee)11","QLD Turkinje (Craiglee)"]
[null,null,null,"Forecast demand is increasing over the outlook period.",null,null,null,null,null,null,null,null,null,null,null,null,null,12,"QLD Turkinje (Craiglee)12","QLD Turkinje (Craiglee)"]
[null,null,null,"The 10% POE offset for PV ranges from 1.1% to 1.5% between 2017 and 2026.",null,null,null,null,null,null,null,null,null,null,null,null,null,13,"QLD Turkinje (Craiglee)13","QLD Turkinje (Craiglee)"]
[null,null,null,null,null,null,null,null,null,null,null,null,null,null,null,null,null,14,"QLD Turkinje (Craiglee)14","QLD Turkinje (Craiglee)"]
[null,null,null,null,null,null,null,null,null,null,null,null,null,null,null,null,null,15,"QLD Turkinje (Craiglee)15","QLD Turkinje (Craiglee)"]
[null,null,null,"Winter",null,null,null,null,null,null,null,null,null,null,null,null,null,16,"QLD Turkinje (Craiglee)16","QLD Turkinje (Craiglee)"]
[null,null,null,"Temperature corrected actuals have decreased over the historical period.",null,null,null,null,null,null,null,null,null,null,null,null,null,17,"QLD Turkinje (Craiglee)17","QLD Turkinje (Craiglee)"]
[null,null,null,"Forecast demand is relatively flat over the outlook period.",null,null,null,null,null,null,null,null,null,null,null,null,null,18,"QLD Turkinje (Craiglee)18","QLD Turkinje (Craiglee)"]
[null,null,null,"The 10% POE offset for PV is zero.",null,null,null,null,null,null,null,null,null,null,null,null,null,19,"QLD Turkinje (Craiglee)19","QLD Turkinje (Craiglee)"]
[null,null,null,null,null,null,null,null,null,null,null,null,null,null,null,null,null,20,"QLD Turkinje (Craiglee)20","QLD Turkinje (Craiglee)"]
[null,null,null,null,null,null,null,null,null,null,null,null,null,null,null,null,null,21,"QLD Turkinje (Craiglee)21","QLD Turkinje (Craiglee)"]
[null,null,null,"Other",null,null,null,null,null,null,null,null,null,null,null,null,null,22,"QLD Turkinje (Craiglee)22","QLD Turkinje (Craiglee)"]
[null,null,null,"Supplies rural areas surrounding Cairns.",null,null,null,null,null,null,null,null,null,null,null,null,null,23,"QLD Turkinje (Craiglee)23","QLD Turkinje (Craiglee)"]
[null,null,null,"Demand is weather sensitive in summer only.",null,null,null,null,null,null,null,null,null,null,null,null,null,24,"QLD Turkinje (Craiglee)24","QLD Turkinje (Craiglee)"]
[null,null,null,"Diversity factors: Summer = 0.88; Winter = 1.",null,null,null,null,null,null,null,null,null,null,null,null,null,25,"QLD Turkinje (Craiglee)25","QLD Turkinje (Craiglee)"]
[null,null,null,"Power factors: Summer = 0.93, leading; Winter = 0.92, leading.",null,null,null,null,null,null,null,null,null,null,null,null,null,26,"QLD Turkinje (Craiglee)26","QLD Turkinje (Craiglee)"]
[null,null,null,null,null,null,null,null,null,null,null,null,null,null,null,null,null,27,"QLD Turkinje (Craiglee)27","QLD Turkinje (Craiglee)"]
[null,null,null,null,null,null,null,null,null,null,null,null,null,null,null,null,null,28,"QLD Turkinje (Craiglee)28","QLD Turkinje (Craiglee)"]
[null,null,null,null,null,null,null,null,null,null,null,null,null,null,null,null,null,29,"QLD Turkinje (Craiglee)29","QLD Turkinje (Craiglee)"]
[null,null,null,null,null,null,null,null,null,null,null,null,null,null,null,null,null,30,"QLD Turkinje (Craiglee)30","QLD Turkinje (Craiglee)"]
[null,null,null,null,null,null,null,null,null,null,null,null,null,null,null,null,null,31,"QLD Turkinje (Craiglee)31","QLD Turkinje (Craiglee)"]
[null,null,"QLD Turkinje",null,null,null,null,null,null,null,null,null,null,null,null,null,null,1,"QLD Turkinje1",{"$f":"C3197","v":"QLD Turkinje"}]
[null,null,null,null,null,null,null,null,null,null,null,null,null,null,null,null,null,2,"QLD Turkinje2",{"$f":"T3197","v":"QLD Turkinje"}]
[null,null,null,"MAIN SECTORS",null,null,null,null,null,null,null,null,null,null,null,null,null,3,"QLD Turkinje3",{"$f":"T3198","v":"QLD Turkinje"}]
[null,null,null,"Predominantly residential and commercial",null,null,null,null,null,null,null,null,null,null,null,null,null,4,"QLD Turkinje4","QLD Turkinje"]
[null,null,null,null,null,null,null,null,null,null,null,null,null,null,null,null,null,5,"QLD Turkinje5","QLD Turkinje"]
[null,null,null,null,null,null,null,null,null,null,null,null,null,null,null,null,null,6,"QLD Turkinje6","QLD Turkinje"]
[null,null,null,null,null,null,null,null,null,null,null,null,null,null,null,null,null,7,"QLD Turkinje7","QLD Turkinje"]
[null,null,null,null,null,null,null,null,null,null,null,null,null,null,null,null,null,8,"QLD Turkinje8","QLD Turkinje"]
[null,null,null,"MEDIUM SCENARIO",null,null,null,null,null,null,null,null,null,null,null,null,null,9,{"$f":"T3205&R3205","v":"QLD Turkinje9"},"QLD Turkinje"]
[null,null,null,"Summer",null,null,null,null,null,null,null,null,null,null,null,null,null,10,"QLD Turkinje10","QLD Turkinje"]
[null,null,null,"Temperature corrected actuals have increased over the historical period.",null,null,null,null,null,null,null,null,null,null,null,null,null,11,"QLD Turkinje11","QLD Turkinje"]
[null,null,null,"Forecast demand is increasing over the outlook period due to increase in load.",null,null,null,null,null,null,null,null,null,null,null,null,null,12,"QLD Turkinje12","QLD Turkinje"]
[null,null,null,"The 10% POE offset for PV is constant at 0.4%.",null,null,null,null,null,null,null,null,null,null,null,null,null,13,"QLD Turkinje13","QLD Turkinje"]
[null,null,null,null,null,null,null,null,null,null,null,null,null,null,null,null,null,14,"QLD Turkinje14","QLD Turkinje"]
[null,null,null,null,null,null,null,null,null,null,null,null,null,null,null,null,null,15,"QLD Turkinje15","QLD Turkinje"]
[null,null,null,"Winter",null,null,null,null,null,null,null,null,null,null,null,null,null,16,"QLD Turkinje16","QLD Turkinje"]
[null,null,null,"Temperature corrected actuals have increased over the historical period.",null,null,null,null,null,null,null,null,null,null,null,null,null,17,"QLD Turkinje17","QLD Turkinje"]
[null,null,null,"Forecast demand is increasing over the outlook period due to increase in load.",null,null,null,null,null,null,null,null,null,null,null,null,null,18,"QLD Turkinje18","QLD Turkinje"]
[null,null,null,"The 10% POE offset for PV is zero.",null,null,null,null,null,null,null,null,null,null,null,null,null,19,"QLD Turkinje19","QLD Turkinje"]
[null,null,null,null,null,null,null,null,null,null,null,null,null,null,null,null,null,20,"QLD Turkinje20","QLD Turkinje"]
[null,null,null,null,null,null,null,null,null,null,null,null,null,null,null,null,null,21,"QLD Turkinje21","QLD Turkinje"]
[null,null,null,"Other",null,null,null,null,null,null,null,null,null,null,null,null,null,22,"QLD Turkinje22","QLD Turkinje"]
[null,null,null,"Supplies rural areas surrounding Cairns.",null,null,null,null,null,null,null,null,null,null,null,null,null,23,"QLD Turkinje23","QLD Turkinje"]
[null,null,null,"Block load included in summer 2020-21 and summer 2017-18.",null,null,null,null,null,null,null,null,null,null,null,null,null,24,"QLD Turkinje24","QLD Turkinje"]
[null,null,null,"The impact of the following embedded generator(s) has been removed in the forecasts; Windy Hill Wind Farm.",null,null,null,null,null,null,null,null,null,null,null,null,null,25,"QLD Turkinje25","QLD Turkinje"]
[null,null,null,"Demand is not weather sensitive.",null,null,null,null,null,null,null,null,null,null,null,null,null,26,"QLD Turkinje26","QLD Turkinje"]
[null,null,null,"Diversity factors: Summer = 0.7; Winter = 0.69.",null,null,null,null,null,null,null,null,null,null,null,null,null,27,"QLD Turkinje27","QLD Turkinje"]
[null,null,null,"Power factors: Summer = 0.99, lagging; Winter = 1, lagging.",null,null,null,null,null,null,null,null,null,null,null,null,null,28,"QLD Turkinje28","QLD Turkinje"]
[null,null,null,null,null,null,null,null,null,null,null,null,null,null,null,null,null,29,"QLD Turkinje29","QLD Turkinje"]
[null,null,null,null,null,null,null,null,null,null,null,null,null,null,null,null,null,30,"QLD Turkinje30","QLD Turkinje"]
[null,null,null,null,null,null,null,null,null,null,null,null,null,null,null,null,null,31,"QLD Turkinje31","QLD Turkinje"]
[null,null,"QLD Townsville South (Kz)",null,null,null,null,null,null,null,null,null,null,null,null,null,null,1,"QLD Townsville South (Kz)1",{"$f":"C3228","v":"QLD Townsville South (Kz)"}]
[null,null,null,null,null,null,null,null,null,null,null,null,null,null,null,null,null,2,"QLD Townsville South (Kz)2",{"$f":"T3228","v":"QLD Townsville South (Kz)"}]
[null,null,null,"MAIN SECTORS",null,null,null,null,null,null,null,null,null,null,null,null,null,3,"QLD Townsville South (Kz)3",{"$f":"T3229","v":"QLD Townsville South (Kz)"}]
[null,null,null,"The forecast is confidential.",null,null,null,null,null,null,null,null,null,null,null,null,null,4,"QLD Townsville South (Kz)4","QLD Townsville South (Kz)"]
[null,null,null,null,null,null,null,null,null,null,null,null,null,null,null,null,null,5,"QLD Townsville South (Kz)5","QLD Townsville South (Kz)"]
[null,null,null,null,null,null,null,null,null,null,null,null,null,null,null,null,null,6,"QLD Townsville South (Kz)6","QLD Townsville South (Kz)"]
[null,null,null,null,null,null,null,null,null,null,null,null,null,null,null,null,null,7,"QLD Townsville South (Kz)7","QLD Townsville South (Kz)"]
[null,null,null,null,null,null,null,null,null,null,null,null,null,null,null,null,null,8,"QLD Townsville South (Kz)8","QLD Townsville South (Kz)"]
[null,null,null,"MEDIUM SCENARIO",null,null,null,null,null,null,null,null,null,null,null,null,null,9,"QLD Townsville South (Kz)9","QLD Townsville South (Kz)"]
[null,null,null,"Summer",null,null,null,null,null,null,null,null,null,null,null,null,null,{"$f":"MOD(ROW(Q3237)-4,31)+1","v":10},"QLD Townsville South (Kz)10","QLD Townsville South (Kz)"]
[null,null,null,null,null,null,null,null,null,null,null,null,null,null,null,null,null,11,"QLD Townsville South (Kz)11","QLD Townsville South (Kz)"]
[null,null,null,null,null,null,null,null,null,null,null,null,null,null,null,null,null,12,"QLD Townsville South (Kz)12","QLD Townsville South (Kz)"]
[null,null,null,null,null,null,null,null,null,null,null,null,null,null,null,null,null,13,"QLD Townsville South (Kz)13","QLD Townsville South (Kz)"]
[null,null,null,null,null,null,null,null,null,null,null,null,null,null,null,null,null,14,"QLD Townsville South (Kz)14","QLD Townsville South (Kz)"]
[null,null,null,null,null,null,null,null,null,null,null,null,null,null,null,null,null,15,"QLD Townsville South (Kz)15","QLD Townsville South (Kz)"]
[null,null,null,"Winter",null,null,null,null,null,null,null,null,null,null,null,null,null,16,"QLD Townsville South (Kz)16","QLD Townsville South (Kz)"]
[null,null,null,null,null,null,null,null,null,null,null,null,null,null,null,null,null,17,"QLD Townsville South (Kz)17","QLD Townsville South (Kz)"]
[null,null,null,null,null,null,null,null,null,null,null,null,null,null,null,null,null,18,"QLD Townsville South (Kz)18","QLD Townsville South (Kz)"]
[null,null,null,null,null,null,null,null,null,null,null,null,null,null,null,null,null,19,"QLD Townsville South (Kz)19","QLD Townsville South (Kz)"]
[null,null,null,null,null,null,null,null,null,null,null,null,null,null,null,null,null,20,"QLD Townsville South (Kz)20","QLD Townsville South (Kz)"]
[null,null,null,null,null,null,null,null,null,null,null,null,null,null,null,null,null,21,"QLD Townsville South (Kz)21","QLD Townsville South (Kz)"]
[null,null,null,"Other",null,null,null,null,null,null,null,null,null,null,null,null,null,22,"QLD Townsville South (Kz)22","QLD Townsville South (Kz)"]
[null,null,null,null,null,null,null,null,null,null,null,null,null,null,null,null,null,23,"QLD Townsville South (Kz)23","QLD Townsville South (Kz)"]
[null,null,null,null,null,null,null,null,null,null,null,null,null,null,null,null,null,24,"QLD Townsville South (Kz)24","QLD Townsville South (Kz)"]
[null,null,null,null,null,null,null,null,null,null,null,null,null,null,null,null,null,25,"QLD Townsville South (Kz)25","QLD Townsville South (Kz)"]
[null,null,null,null,null,null,null,null,null,null,null,null,null,null,null,null,null,26,"QLD Townsville South (Kz)26","QLD Townsville South (Kz)"]
[null,null,null,null,null,null,null,null,null,null,null,null,null,null,null,null,null,27,"QLD Townsville South (Kz)27","QLD Townsville South (Kz)"]
[null,null,null,null,null,null,null,null,null,null,null,null,null,null,null,null,null,28,"QLD Townsville South (Kz)28","QLD Townsville South (Kz)"]
[null,null,null,null,null,null,null,null,null,null,null,null,null,null,null,null,null,29,"QLD Townsville South (Kz)29","QLD Townsville South (Kz)"]
[null,null,null,null,null,null,null,null,null,null,null,null,null,null,null,null,null,30,"QLD Townsville South (Kz)30","QLD Townsville South (Kz)"]
[null,null,null,null,null,null,null,null,null,null,null,null,null,null,null,null,null,31,"QLD Townsville South (Kz)31","QLD Townsville South (Kz)"]
[null,null,"QLD Wandoo (Rail)",null,null,null,null,null,null,null,null,null,null,null,null,null,null,1,"QLD Wandoo (Rail)1",{"$f":"C3259","v":"QLD Wandoo (Rail)"}]
[null,null,null,null,null,null,null,null,null,null,null,null,null,null,null,null,null,2,"QLD Wandoo (Rail)2",{"$f":"T3259","v":"QLD Wandoo (Rail)"}]
[null,null,null,"MAIN SECTORS",null,null,null,null,null,null,null,null,null,null,null,null,null,3,"QLD Wandoo (Rail)3",{"$f":"T3260","v":"QLD Wandoo (Rail)"}]
[null,null,null,"The forecast is confidential.",null,null,null,null,null,null,null,null,null,null,null,null,null,4,"QLD Wandoo (Rail)4","QLD Wandoo (Rail)"]
[null,null,null,null,null,null,null,null,null,null,null,null,null,null,null,null,null,5,"QLD Wandoo (Rail)5","QLD Wandoo (Rail)"]
[null,null,null,null,null,null,null,null,null,null,null,null,null,null,null,null,null,6,"QLD Wandoo (Rail)6","QLD Wandoo (Rail)"]
[null,null,null,null,null,null,null,null,null,null,null,null,null,null,null,null,null,7,"QLD Wandoo (Rail)7","QLD Wandoo (Rail)"]
[null,null,null,null,null,null,null,null,null,null,null,null,null,null,null,null,null,8,"QLD Wandoo (Rail)8","QLD Wandoo (Rail)"]
[null,null,null,"MEDIUM SCENARIO",null,null,null,null,null,null,null,null,null,null,null,null,null,9,"QLD Wandoo (Rail)9","QLD Wandoo (Rail)"]
[null,null,null,"Summer",null,null,null,null,null,null,null,null,null,null,null,null,null,10,"QLD Wandoo (Rail)10","QLD Wandoo (Rail)"]
[null,null,null,null,null,null,null,null,null,null,null,null,null,null,null,null,null,11,{"$f":"T3269&R3269","v":"QLD Wandoo (Rail)11"},"QLD Wandoo (Rail)"]
[null,null,null,null,null,null,null,null,null,null,null,null,null,null,null,null,null,12,"QLD Wandoo (Rail)12","QLD Wandoo (Rail)"]
[null,null,null,null,null,null,null,null,null,null,null,null,null,null,null,null,null,13,"QLD Wandoo (Rail)13","QLD Wandoo (Rail)"]
[null,null,null,null,null,null,null,null,null,null,null,null,null,null,null,null,null,14,"QLD Wandoo (Rail)14","QLD Wandoo (Rail)"]
[null,null,null,null,null,null,null,null,null,null,null,null,null,null,null,null,null,15,"QLD Wandoo (Rail)15","QLD Wandoo (Rail)"]
[null,null,null,"Winter",null,null,null,null,null,null,null,null,null,null,null,null,null,16,"QLD Wandoo (Rail)16","QLD Wandoo (Rail)"]
[null,null,null,null,null,null,null,null,null,null,null,null,null,null,null,null,null,17,"QLD Wandoo (Rail)17","QLD Wandoo (Rail)"]
[null,null,null,null,null,null,null,null,null,null,null,null,null,null,null,null,null,18,"QLD Wandoo (Rail)18","QLD Wandoo (Rail)"]
[null,null,null,null,null,null,null,null,null,null,null,null,null,null,null,null,null,19,"QLD Wandoo (Rail)19","QLD Wandoo (Rail)"]
[null,null,null,null,null,null,null,null,null,null,null,null,null,null,null,null,null,20,"QLD Wandoo (Rail)20","QLD Wandoo (Rail)"]
[null,null,null,null,null,null,null,null,null,null,null,null,null,null,null,null,null,21,"QLD Wandoo (Rail)21","QLD Wandoo (Rail)"]
[null,null,null,"Other",null,null,null,null,null,null,null,null,null,null,null,null,null,22,"QLD Wandoo (Rail)22","QLD Wandoo (Rail)"]
[null,null,null,null,null,null,null,null,null,null,null,null,null,null,null,null,null,23,"QLD Wandoo (Rail)23","QLD Wandoo (Rail)"]
[null,null,null,null,null,null,null,null,null,null,null,null,null,null,null,null,null,24,"QLD Wandoo (Rail)24","QLD Wandoo (Rail)"]
[null,null,null,null,null,null,null,null,null,null,null,null,null,null,null,null,null,25,"QLD Wandoo (Rail)25","QLD Wandoo (Rail)"]
[null,null,null,null,null,null,null,null,null,null,null,null,null,null,null,null,null,26,"QLD Wandoo (Rail)26","QLD Wandoo (Rail)"]
[null,null,null,null,null,null,null,null,null,null,null,null,null,null,null,null,null,27,"QLD Wandoo (Rail)27","QLD Wandoo (Rail)"]
[null,null,null,null,null,null,null,null,null,null,null,null,null,null,null,null,null,28,"QLD Wandoo (Rail)28","QLD Wandoo (Rail)"]
[null,null,null,null,null,null,null,null,null,null,null,null,null,null,null,null,null,29,"QLD Wandoo (Rail)29","QLD Wandoo (Rail)"]
[null,null,null,null,null,null,null,null,null,null,null,null,null,null,null,null,null,30,"QLD Wandoo (Rail)30","QLD Wandoo (Rail)"]
[null,null,null,null,null,null,null,null,null,null,null,null,null,null,null,null,null,31,"QLD Wandoo (Rail)31","QLD Wandoo (Rail)"]
[null,null,"QLD Wycarbah",null,null,null,null,null,null,null,null,null,null,null,null,null,null,1,"QLD Wycarbah1",{"$f":"C3290","v":"QLD Wycarbah"}]
[null,null,null,null,null,null,null,null,null,null,null,null,null,null,null,null,null,2,"QLD Wycarbah2",{"$f":"T3290","v":"QLD Wycarbah"}]
[null,null,null,"MAIN SECTORS",null,null,null,null,null,null,null,null,null,null,null,null,null,3,"QLD Wycarbah3",{"$f":"T3291","v":"QLD Wycarbah"}]
[null,null,null,"The forecast is confidential.",null,null,null,null,null,null,null,null,null,null,null,null,null,4,"QLD Wycarbah4","QLD Wycarbah"]
[null,null,null,null,null,null,null,null,null,null,null,null,null,null,null,null,null,5,"QLD Wycarbah5","QLD Wycarbah"]
[null,null,null,null,null,null,null,null,null,null,null,null,null,null,null,null,null,6,"QLD Wycarbah6","QLD Wycarbah"]
[null,null,null,null,null,null,null,null,null,null,null,null,null,null,null,null,null,7,"QLD Wycarbah7","QLD Wycarbah"]
[null,null,null,null,null,null,null,null,null,null,null,null,null,null,null,null,null,8,"QLD Wycarbah8","QLD Wycarbah"]
[null,null,null,"MEDIUM SCENARIO",null,null,null,null,null,null,null,null,null,null,null,null,null,9,"QLD Wycarbah9","QLD Wycarbah"]
[null,null,null,"Summer",null,null,null,null,null,null,null,null,null,null,null,null,null,10,"QLD Wycarbah10","QLD Wycarbah"]
[null,null,null,null,null,null,null,null,null,null,null,null,null,null,null,null,null,11,"QLD Wycarbah11","QLD Wycarbah"]
[null,null,null,null,null,null,null,null,null,null,null,null,null,null,null,null,null,{"$f":"MOD(ROW(Q3301)-4,31)+1","v":12},"QLD Wycarbah12","QLD Wycarbah"]
[null,null,null,null,null,null,null,null,null,null,null,null,null,null,null,null,null,13,"QLD Wycarbah13","QLD Wycarbah"]
[null,null,null,null,null,null,null,null,null,null,null,null,null,null,null,null,null,14,"QLD Wycarbah14","QLD Wycarbah"]
[null,null,null,null,null,null,null,null,null,null,null,null,null,null,null,null,null,15,"QLD Wycarbah15","QLD Wycarbah"]
[null,null,null,"Winter",null,null,null,null,null,null,null,null,null,null,null,null,null,16,"QLD Wycarbah16","QLD Wycarbah"]
[null,null,null,null,null,null,null,null,null,null,null,null,null,null,null,null,null,17,"QLD Wycarbah17","QLD Wycarbah"]
[null,null,null,null,null,null,null,null,null,null,null,null,null,null,null,null,null,18,"QLD Wycarbah18","QLD Wycarbah"]
[null,null,null,null,null,null,null,null,null,null,null,null,null,null,null,null,null,19,"QLD Wycarbah19","QLD Wycarbah"]
[null,null,null,null,null,null,null,null,null,null,null,null,null,null,null,null,null,20,"QLD Wycarbah20","QLD Wycarbah"]
[null,null,null,null,null,null,null,null,null,null,null,null,null,null,null,null,null,21,"QLD Wycarbah21","QLD Wycarbah"]
[null,null,null,"Other",null,null,null,null,null,null,null,null,null,null,null,null,null,22,"QLD Wycarbah22","QLD Wycarbah"]
[null,null,null,null,null,null,null,null,null,null,null,null,null,null,null,null,null,23,"QLD Wycarbah23","QLD Wycarbah"]
[null,null,null,null,null,null,null,null,null,null,null,null,null,null,null,null,null,24,"QLD Wycarbah24","QLD Wycarbah"]
[null,null,null,null,null,null,null,null,null,null,null,null,null,null,null,null,null,25,"QLD Wycarbah25","QLD Wycarbah"]
[null,null,null,null,null,null,null,null,null,null,null,null,null,null,null,null,null,26,"QLD Wycarbah26","QLD Wycarbah"]
[null,null,null,null,null,null,null,null,null,null,null,null,null,null,null,null,null,27,"QLD Wycarbah27","QLD Wycarbah"]
[null,null,null,null,null,null,null,null,null,null,null,null,null,null,null,null,null,28,"QLD Wycarbah28","QLD Wycarbah"]
[null,null,null,null,null,null,null,null,null,null,null,null,null,null,null,null,null,29,"QLD Wycarbah29","QLD Wycarbah"]
[null,null,null,null,null,null,null,null,null,null,null,null,null,null,null,null,null,30,"QLD Wycarbah30","QLD Wycarbah"]
[null,null,null,null,null,null,null,null,null,null,null,null,null,null,null,null,null,31,"QLD Wycarbah31","QLD Wycarbah"]
[null,null,"QLD Woolooga (Energex)",null,null,null,null,null,null,null,null,null,null,null,null,null,null,1,"QLD Woolooga (Energex)1",{"$f":"C3321","v":"QLD Woolooga (Energex)"}]
[null,null,null,null,null,null,null,null,null,null,null,null,null,null,null,null,null,2,"QLD Woolooga (Energex)2",{"$f":"T3321","v":"QLD Woolooga (Energex)"}]
[null,null,null,"MAIN SECTORS",null,null,null,null,null,null,null,null,null,null,null,null,null,3,"QLD Woolooga (Energex)3",{"$f":"T3322","v":"QLD Woolooga (Energex)"}]
[null,null,null,"Predominantly residential and commercial",null,null,null,null,null,null,null,null,null,null,null,null,null,4,"QLD Woolooga (Energex)4","QLD Woolooga (Energex)"]
[null,null,null,null,null,null,null,null,null,null,null,null,null,null,null,null,null,5,"QLD Woolooga (Energex)5","QLD Woolooga (Energex)"]
[null,null,null,null,null,null,null,null,null,null,null,null,null,null,null,null,null,6,"QLD Woolooga (Energex)6","QLD Woolooga (Energex)"]
[null,null,null,null,null,null,null,null,null,null,null,null,null,null,null,null,null,7,"QLD Woolooga (Energex)7","QLD Woolooga (Energex)"]
[null,null,null,null,null,null,null,null,null,null,null,null,null,null,null,null,null,8,"QLD Woolooga (Energex)8","QLD Woolooga (Energex)"]
[null,null,null,"MEDIUM SCENARIO",null,null,null,null,null,null,null,null,null,null,null,null,null,9,"QLD Woolooga (Energex)9","QLD Woolooga (Energex)"]
[null,null,null,"Summer",null,null,null,null,null,null,null,null,null,null,null,null,null,10,"QLD Woolooga (Energex)10","QLD Woolooga (Energex)"]
[null,null,null,"Temperature corrected actuals have decreased over the historical period.",null,null,null,null,null,null,null,null,null,null,null,null,null,11,"QLD Woolooga (Energex)11","QLD Woolooga (Energex)"]
[null,null,null,"Forecast demand is decreasing over the outlook period.",null,null,null,null,null,null,null,null,null,null,null,null,null,12,"QLD Woolooga (Energex)12","QLD Woolooga (Energex)"]
[null,null,null,"The 10% POE offset for PV ranges from 8.4% to 9.8% between 2017 and 2026.",null,null,null,null,null,null,null,null,null,null,null,null,null,13,{"$f":"T3333&R3333","v":"QLD Woolooga (Energex)13"},"QLD Woolooga (Energex)"]
[null,null,null,null,null,null,null,null,null,null,null,null,null,null,null,null,null,14,"QLD Woolooga (Energex)14","QLD Woolooga (Energex)"]
[null,null,null,null,null,null,null,null,null,null,null,null,null,null,null,null,null,15,"QLD Woolooga (Energex)15","QLD Woolooga (Energex)"]
[null,null,null,"Winter",null,null,null,null,null,null,null,null,null,null,null,null,null,16,"QLD Woolooga (Energex)16","QLD Woolooga (Energex)"]
[null,null,null,"Temperature corrected actuals have decreased over the historical period.",null,null,null,null,null,null,null,null,null,null,null,null,null,17,"QLD Woolooga (Energex)17","QLD Woolooga (Energex)"]
[null,null,null,"Forecast demand is decreasing over the outlook period.",null,null,null,null,null,null,null,null,null,null,null,null,null,18,"QLD Woolooga (Energex)18","QLD Woolooga (Energex)"]
[null,null,null,"The 10% POE offset for PV is zero.",null,null,null,null,null,null,null,null,null,null,null,null,null,19,"QLD Woolooga (Energex)19","QLD Woolooga (Energex)"]
[null,null,null,null,null,null,null,null,null,null,null,null,null,null,null,null,null,20,"QLD Woolooga (Energex)20","QLD Woolooga (Energex)"]
[null,null,null,null,null,null,null,null,null,null,null,null,null,null,null,null,null,21,"QLD Woolooga (Energex)21","QLD Woolooga (Energex)"]
[null,null,null,"Other",null,null,null,null,null,null,null,null,null,null,null,null,null,22,"QLD Woolooga (Energex)22","QLD Woolooga (Energex)"]
[null,null,null,"Supplies Gympie.",null,null,null,null,null,null,null,null,null,null,null,null,null,23,"QLD Woolooga (Energex)23","QLD Woolooga (Energex)"]
[null,null,null,"The impact of the following embedded generator(s) has been removed in the forecasts; Suncoast Gold Macadamia.",null,null,null,null,null,null,null,null,null,null,null,null,null,24,"QLD Woolooga (Energex)24","QLD Woolooga (Energex)"]
[null,null,null,"Demand is weather sensitive in summer and winter.",null,null,null,null,null,null,null,null,null,null,null,null,null,25,"QLD Woolooga (Energex)25","QLD Woolooga (Energex)"]
[null,null,null,"Diversity factors: Summer = 0.94; Winter = 0.97.",null,null,null,null,null,null,null,null,null,null,null,null,null,26,"QLD Woolooga (Energex)26","QLD Woolooga (Energex)"]
[null,null,null,"Power factors: Summer = 0.99, leading; Winter = 0.99, leading.",null,null,null,null,null,null,null,null,null,null,null,null,null,27,"QLD Woolooga (Energex)27","QLD Woolooga (Energex)"]
[null,null,null,null,null,null,null,null,null,null,null,null,null,null,null,null,null,28,"QLD Woolooga (Energex)28","QLD Woolooga (Energex)"]
[null,null,null,null,null,null,null,null,null,null,null,null,null,null,null,null,null,29,"QLD Woolooga (Energex)29","QLD Woolooga (Energex)"]
[null,null,null,null,null,null,null,null,null,null,null,null,null,null,null,null,null,30,"QLD Woolooga (Energex)30","QLD Woolooga (Energex)"]
[null,null,null,null,null,null,null,null,null,null,null,null,null,null,null,null,null,31,"QLD Woolooga (Energex)31","QLD Woolooga (Energex)"]
[null,null,"QLD Woolooga (Ergon)",null,null,null,null,null,null,null,null,null,null,null,null,null,null,1,"QLD Woolooga (Ergon)1",{"$f":"C3352","v":"QLD Woolooga (Ergon)"}]
[null,null,null,null,null,null,null,null,null,null,null,null,null,null,null,null,null,2,"QLD Woolooga (Ergon)2",{"$f":"T3352","v":"QLD Woolooga (Ergon)"}]
[null,null,null,"MAIN SECTORS",null,null,null,null,null,null,null,null,null,null,null,null,null,3,"QLD Woolooga (Ergon)3",{"$f":"T3353","v":"QLD Woolooga (Ergon)"}]
[null,null,null,"Predominantly residential and commercial",null,null,null,null,null,null,null,null,null,null,null,null,null,4,"QLD Woolooga (Ergon)4","QLD Woolooga (Ergon)"]
[null,null,null,null,null,null,null,null,null,null,null,null,null,null,null,null,null,5,"QLD Woolooga (Ergon)5","QLD Woolooga (Ergon)"]
[null,null,null,null,null,null,null,null,null,null,null,null,null,null,null,null,null,6,"QLD Woolooga (Ergon)6","QLD Woolooga (Ergon)"]
[null,null,null,null,null,null,null,null,null,null,null,null,null,null,null,null,null,7,"QLD Woolooga (Ergon)7","QLD Woolooga (Ergon)"]
[null,null,null,null,null,null,null,null,null,null,null,null,null,null,null,null,null,8,"QLD Woolooga (Ergon)8","QLD Woolooga (Ergon)"]
[null,null,null,"MEDIUM SCENARIO",null,null,null,null,null,null,null,null,null,null,null,null,null,9,"QLD Woolooga (Ergon)9","QLD Woolooga (Ergon)"]
[null,null,null,"Summer",null,null,null,null,null,null,null,null,null,null,null,null,null,10,"QLD Woolooga (Ergon)10","QLD Woolooga (Ergon)"]
[null,null,null,"Temperature corrected actuals have increased over the historical period.",null,null,null,null,null,null,null,null,null,null,null,null,null,11,"QLD Woolooga (Ergon)11","QLD Woolooga (Ergon)"]
[null,null,null,"Forecast demand is relatively flat over the outlook period.",null,null,null,null,null,null,null,null,null,null,null,null,null,12,"QLD Woolooga (Ergon)12","QLD Woolooga (Ergon)"]
[null,null,null,"The 10% POE offset for PV is zero.",null,null,null,null,null,null,null,null,null,null,null,null,null,13,"QLD Woolooga (Ergon)13","QLD Woolooga (Ergon)"]
[null,null,null,null,null,null,null,null,null,null,null,null,null,null,null,null,null,{"$f":"MOD(ROW(Q3365)-4,31)+1","v":14},"QLD Woolooga (Ergon)14","QLD Woolooga (Ergon)"]
[null,null,null,null,null,null,null,null,null,null,null,null,null,null,null,null,null,15,"QLD Woolooga (Ergon)15","QLD Woolooga (Ergon)"]
[null,null,null,"Winter",null,null,null,null,null,null,null,null,null,null,null,null,null,16,"QLD Woolooga (Ergon)16","QLD Woolooga (Ergon)"]
[null,null,null,"Temperature corrected actuals have remained relatively flat over the historical period.",null,null,null,null,null,null,null,null,null,null,null,null,null,17,"QLD Woolooga (Ergon)17","QLD Woolooga (Ergon)"]
[null,null,null,"Forecast demand is relatively flat over the outlook period.",null,null,null,null,null,null,null,null,null,null,null,null,null,18,"QLD Woolooga (Ergon)18","QLD Woolooga (Ergon)"]
[null,null,null,"The 10% POE offset for PV ranges from 1.8% to 3.3% between 2016 and 2025.",null,null,null,null,null,null,null,null,null,null,null,null,null,19,"QLD Woolooga (Ergon)19","QLD Woolooga (Ergon)"]
[null,null,null,null,null,null,null,null,null,null,null,null,null,null,null,null,null,20,"QLD Woolooga (Ergon)20","QLD Woolooga (Ergon)"]
[null,null,null,null,null,null,null,null,null,null,null,null,null,null,null,null,null,21,"QLD Woolooga (Ergon)21","QLD Woolooga (Ergon)"]
[null,null,null,"Other",null,null,null,null,null,null,null,null,null,null,null,null,null,22,"QLD Woolooga (Ergon)22","QLD Woolooga (Ergon)"]
[null,null,null,"Supplies Kilkivan.",null,null,null,null,null,null,null,null,null,null,null,null,null,23,"QLD Woolooga (Ergon)23","QLD Woolooga (Ergon)"]
[null,null,null,"Demand is weather sensitive in summer and winter.",null,null,null,null,null,null,null,null,null,null,null,null,null,24,"QLD Woolooga (Ergon)24","QLD Woolooga (Ergon)"]
[null,null,null,"Diversity factors: Summer = 0.56; Winter = 0.91.",null,null,null,null,null,null,null,null,null,null,null,null,null,25,"QLD Woolooga (Ergon)25","QLD Woolooga (Ergon)"]
[null,null,null,"Power factors: Summer = 0.93, lagging; Winter = 1, leading.",null,null,null,null,null,null,null,null,null,null,null,null,null,26,"QLD Woolooga (Ergon)26","QLD Woolooga (Ergon)"]
[null,null,null,null,null,null,null,null,null,null,null,null,null,null,null,null,null,27,"QLD Woolooga (Ergon)27","QLD Woolooga (Ergon)"]
[null,null,null,null,null,null,null,null,null,null,null,null,null,null,null,null,null,28,"QLD Woolooga (Ergon)28","QLD Woolooga (Ergon)"]
[null,null,null,null,null,null,null,null,null,null,null,null,null,null,null,null,null,29,"QLD Woolooga (Ergon)29","QLD Woolooga (Ergon)"]
[null,null,null,null,null,null,null,null,null,null,null,null,null,null,null,null,null,30,"QLD Woolooga (Ergon)30","QLD Woolooga (Ergon)"]
[null,null,null,null,null,null,null,null,null,null,null,null,null,null,null,null,null,31,"QLD Woolooga (Ergon)31","QLD Woolooga (Ergon)"]
[null,null,"QLD Wotonga",null,null,null,null,null,null,null,null,null,null,null,null,null,null,1,"QLD Wotonga1",{"$f":"C3383","v":"QLD Wotonga"}]
[null,null,null,null,null,null,null,null,null,null,null,null,null,null,null,null,null,2,"QLD Wotonga2",{"$f":"T3383","v":"QLD Wotonga"}]
[null,null,null,"MAIN SECTORS",null,null,null,null,null,null,null,null,null,null,null,null,null,3,"QLD Wotonga3",{"$f":"T3384","v":"QLD Wotonga"}]
[null,null,null,"The forecast is confidential.",null,null,null,null,null,null,null,null,null,null,null,null,null,4,"QLD Wotonga4","QLD Wotonga"]
[null,null,null,null,null,null,null,null,null,null,null,null,null,null,null,null,null,5,"QLD Wotonga5","QLD Wotonga"]
[null,null,null,null,null,null,null,null,null,null,null,null,null,null,null,null,null,6,"QLD Wotonga6","QLD Wotonga"]
[null,null,null,null,null,null,null,null,null,null,null,null,null,null,null,null,null,7,"QLD Wotonga7","QLD Wotonga"]
[null,null,null,null,null,null,null,null,null,null,null,null,null,null,null,null,null,8,"QLD Wotonga8","QLD Wotonga"]
[null,null,null,"MEDIUM SCENARIO",null,null,null,null,null,null,null,null,null,null,null,null,null,9,"QLD Wotonga9","QLD Wotonga"]
[null,null,null,"Summer",null,null,null,null,null,null,null,null,null,null,null,null,null,10,"QLD Wotonga10","QLD Wotonga"]
[null,null,null,null,null,null,null,null,null,null,null,null,null,null,null,null,null,11,"QLD Wotonga11","QLD Wotonga"]
[null,null,null,null,null,null,null,null,null,null,null,null,null,null,null,null,null,12,"QLD Wotonga12","QLD Wotonga"]
[null,null,null,null,null,null,null,null,null,null,null,null,null,null,null,null,null,13,"QLD Wotonga13","QLD Wotonga"]
[null,null,null,null,null,null,null,null,null,null,null,null,null,null,null,null,null,14,"QLD Wotonga14","QLD Wotonga"]
[null,null,null,null,null,null,null,null,null,null,null,null,null,null,null,null,null,15,{"$f":"T3397&R3397","v":"QLD Wotonga15"},"QLD Wotonga"]
[null,null,null,"Winter",null,null,null,null,null,null,null,null,null,null,null,null,null,16,"QLD Wotonga16","QLD Wotonga"]
[null,null,null,null,null,null,null,null,null,null,null,null,null,null,null,null,null,17,"QLD Wotonga17","QLD Wotonga"]
[null,null,null,null,null,null,null,null,null,null,null,null,null,null,null,null,null,18,"QLD Wotonga18","QLD Wotonga"]
[null,null,null,null,null,null,null,null,null,null,null,null,null,null,null,null,null,19,"QLD Wotonga19","QLD Wotonga"]
[null,null,null,null,null,null,null,null,null,null,null,null,null,null,null,null,null,20,"QLD Wotonga20","QLD Wotonga"]
[null,null,null,null,null,null,null,null,null,null,null,null,null,null,null,null,null,21,"QLD Wotonga21","QLD Wotonga"]
[null,null,null,"Other",null,null,null,null,null,null,null,null,null,null,null,null,null,22,"QLD Wotonga22","QLD Wotonga"]
[null,null,null,null,null,null,null,null,null,null,null,null,null,null,null,null,null,23,"QLD Wotonga23","QLD Wotonga"]
[null,null,null,null,null,null,null,null,null,null,null,null,null,null,null,null,null,24,"QLD Wotonga24","QLD Wotonga"]
[null,null,null,null,null,null,null,null,null,null,null,null,null,null,null,null,null,25,"QLD Wotonga25","QLD Wotonga"]
[null,null,null,null,null,null,null,null,null,null,null,null,null,null,null,null,null,26,"QLD Wotonga26","QLD Wotonga"]
[null,null,null,null,null,null,null,null,null,null,null,null,null,null,null,null,null,27,"QLD Wotonga27","QLD Wotonga"]
[null,null,null,null,null,null,null,null,null,null,null,null,null,null,null,null,null,28,"QLD Wotonga28","QLD Wotonga"]
[null,null,null,null,null,null,null,null,null,null,null,null,null,null,null,null,null,29,"QLD Wotonga29","QLD Wotonga"]
[null,null,null,null,null,null,null,null,null,null,null,null,null,null,null,null,null,30,"QLD Wotonga30","QLD Wotonga"]
[null,null,null,null,null,null,null,null,null,null,null,null,null,null,null,null,null,31,"QLD Wotonga31","QLD Wotonga"]
[null,null,"QLD Woree",null,null,null,null,null,null,null,null,null,null,null,null,null,null,1,"QLD Woree1",{"$f":"C3414","v":"QLD Woree"}]
[null,null,null,null,null,null,null,null,null,null,null,null,null,null,null,null,null,2,"QLD Woree2",{"$f":"T3414","v":"QLD Woree"}]
[null,null,null,"MAIN SECTORS",null,null,null,null,null,null,null,null,null,null,null,null,null,3,"QLD Woree3",{"$f":"T3415","v":"QLD Woree"}]
[null,null,null,"Predominantly residential and commercial",null,null,null,null,null,null,null,null,null,null,null,null,null,4,"QLD Woree4","QLD Woree"]
[null,null,null,null,null,null,null,null,null,null,null,null,null,null,null,null,null,5,"QLD Woree5","QLD Woree"]
[null,null,null,null,null,null,null,null,null,null,null,null,null,null,null,null,null,6,"QLD Woree6","QLD Woree"]
[null,null,null,null,null,null,null,null,null,null,null,null,null,null,null,null,null,7,"QLD Woree7","QLD Woree"]
[null,null,null,null,null,null,null,null,null,null,null,null,null,null,null,null,null,8,"QLD Woree8","QLD Woree"]
[null,null,null,"MEDIUM SCENARIO",null,null,null,null,null,null,null,null,null,null,null,null,null,9,"QLD Woree9","QLD Woree"]
[null,null,null,"Summer",null,null,null,null,null,null,null,null,null,null,null,null,null,10,"QLD Woree10","QLD Woree"]
[null,null,null,"Temperature corrected actuals have remained relatively flat over the historical period.",null,null,null,null,null,null,null,null,null,null,null,null,null,11,"QLD Woree11","QLD Woree"]
[null,null,null,"Forecast demand is increasing over the outlook period.",null,null,null,null,null,null,null,null,null,null,null,null,null,12,"QLD Woree12","QLD Woree"]
[null,null,null,"The 10% POE offset for PV is zero.",null,null,null,null,null,null,null,null,null,null,null,null,null,13,"QLD Woree13","QLD Woree"]
[null,null,null,null,null,null,null,null,null,null,null,null,null,null,null,null,null,14,"QLD Woree14","QLD Woree"]
[null,null,null,null,null,null,null,null,null,null,null,null,null,null,null,null,null,15,"QLD Woree15","QLD Woree"]
[null,null,null,"Winter",null,null,null,null,null,null,null,null,null,null,null,null,null,{"$f":"MOD(ROW(Q3429)-4,31)+1","v":16},"QLD Woree16","QLD Woree"]
[null,null,null,"Temperature corrected actuals have decreased over the historical period.",null,null,null,null,null,null,null,null,null,null,null,null,null,17,"QLD Woree17","QLD Woree"]
[null,null,null,"Forecast demand is relatively flat over the outlook period.",null,null,null,null,null,null,null,null,null,null,null,null,null,18,"QLD Woree18","QLD Woree"]
[null,null,null,"The 10% POE offset for PV is zero.",null,null,null,null,null,null,null,null,null,null,null,null,null,19,"QLD Woree19","QLD Woree"]
[null,null,null,null,null,null,null,null,null,null,null,null,null,null,null,null,null,20,"QLD Woree20","QLD Woree"]
[null,null,null,null,null,null,null,null,null,null,null,null,null,null,null,null,null,21,"QLD Woree21","QLD Woree"]
[null,null,null,"Other",null,null,null,null,null,null,null,null,null,null,null,null,null,22,"QLD Woree22","QLD Woree"]
[null,null,null,"Supplies parts of Cairns.",null,null,null,null,null,null,null,null,null,null,null,null,null,23,"QLD Woree23","QLD Woree"]
[null,null,null,"Demand is weather sensitive in summer and winter.",null,null,null,null,null,null,null,null,null,null,null,null,null,24,"QLD Woree24","QLD Woree"]
[null,null,null,"Diversity factors: Summer = 0.84; Winter = 0.93.",null,null,null,null,null,null,null,null,null,null,null,null,null,25,"QLD Woree25","QLD Woree"]
[null,null,null,"Power factors: Summer = 1, lagging; Winter = 1, leading.",null,null,null,null,null,null,null,null,null,null,null,null,null,26,"QLD Woree26","QLD Woree"]
[null,null,null,null,null,null,null,null,null,null,null,null,null,null,null,null,null,27,"QLD Woree27","QLD Woree"]
[null,null,null,null,null,null,null,null,null,null,null,null,null,null,null,null,null,28,"QLD Woree28","QLD Woree"]
[null,null,null,null,null,null,null,null,null,null,null,null,null,null,null,null,null,29,"QLD Woree29","QLD Woree"]
[null,null,null,null,null,null,null,null,null,null,null,null,null,null,null,null,null,30,"QLD Woree30","QLD Woree"]
[null,null,null,null,null,null,null,null,null,null,null,null,null,null,null,null,null,31,"QLD Woree31","QLD Woree"]
[null,null,"QLD Wandoan South",null,null,null,null,null,null,null,null,null,null,null,null,null,null,1,"QLD Wandoan South1",{"$f":"C3445","v":"QLD Wandoan South"}]
[null,null,null,null,null,null,null,null,null,null,null,null,null,null,null,null,null,2,"QLD Wandoan South2",{"$f":"T3445","v":"QLD Wandoan South"}]
[null,null,null,"MAIN SECTORS",null,null,null,null,null,null,null,null,null,null,null,null,null,3,"QLD Wandoan South3",{"$f":"T3446","v":"QLD Wandoan South"}]
[null,null,null,"The forecast is confidential.",null,null,null,null,null,null,null,null,null,null,null,null,null,4,"QLD Wandoan South4","QLD Wandoan South"]
[null,null,null,null,null,null,null,null,null,null,null,null,null,null,null,null,null,5,"QLD Wandoan South5","QLD Wandoan South"]
[null,null,null,null,null,null,null,null,null,null,null,null,null,null,null,null,null,6,"QLD Wandoan South6","QLD Wandoan South"]
[null,null,null,null,null,null,null,null,null,null,null,null,null,null,null,null,null,7,"QLD Wandoan South7","QLD Wandoan South"]
[null,null,null,null,null,null,null,null,null,null,null,null,null,null,null,null,null,8,"QLD Wandoan South8","QLD Wandoan South"]
[null,null,null,"MEDIUM SCENARIO",null,null,null,null,null,null,null,null,null,null,null,null,null,9,"QLD Wandoan South9","QLD Wandoan South"]
[null,null,null,"Summer",null,null,null,null,null,null,null,null,null,null,null,null,null,10,"QLD Wandoan South10","QLD Wandoan South"]
[null,null,null,null,null,null,null,null,null,null,null,null,null,null,null,null,null,11,"QLD Wandoan South11","QLD Wandoan South"]
[null,null,null,null,null,null,null,null,null,null,null,null,null,null,null,null,null,12,"QLD Wandoan South12","QLD Wandoan South"]
[null,null,null,null,null,null,null,null,null,null,null,null,null,null,null,null,null,13,"QLD Wandoan South13","QLD Wandoan South"]
[null,null,null,null,null,null,null,null,null,null,null,null,null,null,null,null,null,14,"QLD Wandoan South14","QLD Wandoan South"]
[null,null,null,null,null,null,null,null,null,null,null,null,null,null,null,null,null,15,"QLD Wandoan South15","QLD Wandoan South"]
[null,null,null,"Winter",null,null,null,null,null,null,null,null,null,null,null,null,null,16,"QLD Wandoan South16","QLD Wandoan South"]
[null,null,null,null,null,null,null,null,null,null,null,null,null,null,null,null,null,17,{"$f":"T3461&R3461","v":"QLD Wandoan South17"},"QLD Wandoan South"]
[null,null,null,null,null,null,null,null,null,null,null,null,null,null,null,null,null,18,"QLD Wandoan South18","QLD Wandoan South"]
[null,null,null,null,null,null,null,null,null,null,null,null,null,null,null,null,null,19,"QLD Wandoan South19","QLD Wandoan South"]
[null,null,null,null,null,null,null,null,null,null,null,null,null,null,null,null,null,20,"QLD Wandoan South20","QLD Wandoan South"]
[null,null,null,null,null,null,null,null,null,null,null,null,null,null,null,null,null,21,"QLD Wandoan South21","QLD Wandoan South"]
[null,null,null,"Other",null,null,null,null,null,null,null,null,null,null,null,null,null,22,"QLD Wandoan South22","QLD Wandoan South"]
[null,null,null,null,null,null,null,null,null,null,null,null,null,null,null,null,null,23,"QLD Wandoan South23","QLD Wandoan South"]
[null,null,null,null,null,null,null,null,null,null,null,null,null,null,null,null,null,24,"QLD Wandoan South24","QLD Wandoan South"]
[null,null,null,null,null,null,null,null,null,null,null,null,null,null,null,null,null,25,"QLD Wandoan South25","QLD Wandoan South"]
[null,null,null,null,null,null,null,null,null,null,null,null,null,null,null,null,null,26,"QLD Wandoan South26","QLD Wandoan South"]
[null,null,null,null,null,null,null,null,null,null,null,null,null,null,null,null,null,27,"QLD Wandoan South27","QLD Wandoan South"]
[null,null,null,null,null,null,null,null,null,null,null,null,null,null,null,null,null,28,"QLD Wandoan South28","QLD Wandoan South"]
[null,null,null,null,null,null,null,null,null,null,null,null,null,null,null,null,null,29,"QLD Wandoan South29","QLD Wandoan South"]
[null,null,null,null,null,null,null,null,null,null,null,null,null,null,null,null,null,30,"QLD Wandoan South30","QLD Wandoan South"]
[null,null,null,null,null,null,null,null,null,null,null,null,null,null,null,null,null,31,"QLD Wandoan South31","QLD Wandoan South"]
[null,null,"QLD Wandoan South (Nw Surat)",null,null,null,null,null,null,null,null,null,null,null,null,null,null,1,"QLD Wandoan South (Nw Surat)1",{"$f":"C3476","v":"QLD Wandoan South (Nw Surat)"}]
[null,null,null,null,null,null,null,null,null,null,null,null,null,null,null,null,null,2,"QLD Wandoan South (Nw Surat)2",{"$f":"T3476","v":"QLD Wandoan South (Nw Surat)"}]
[null,null,null,"MAIN SECTORS",null,null,null,null,null,null,null,null,null,null,null,null,null,3,"QLD Wandoan South (Nw Surat)3",{"$f":"T3477","v":"QLD Wandoan South (Nw Surat)"}]
[null,null,null,"The forecast is confidential.",null,null,null,null,null,null,null,null,null,null,null,null,null,4,"QLD Wandoan South (Nw Surat)4","QLD Wandoan South (Nw Surat)"]
[null,null,null,null,null,null,null,null,null,null,null,null,null,null,null,null,null,5,"QLD Wandoan South (Nw Surat)5","QLD Wandoan South (Nw Surat)"]
[null,null,null,null,null,null,null,null,null,null,null,null,null,null,null,null,null,6,"QLD Wandoan South (Nw Surat)6","QLD Wandoan South (Nw Surat)"]
[null,null,null,null,null,null,null,null,null,null,null,null,null,null,null,null,null,7,"QLD Wandoan South (Nw Surat)7","QLD Wandoan South (Nw Surat)"]
[null,null,null,null,null,null,null,null,null,null,null,null,null,null,null,null,null,8,"QLD Wandoan South (Nw Surat)8","QLD Wandoan South (Nw Surat)"]
[null,null,null,"MEDIUM SCENARIO",null,null,null,null,null,null,null,null,null,null,null,null,null,9,"QLD Wandoan South (Nw Surat)9","QLD Wandoan South (Nw Surat)"]
[null,null,null,"Summer",null,null,null,null,null,null,null,null,null,null,null,null,null,10,"QLD Wandoan South (Nw Surat)10","QLD Wandoan South (Nw Surat)"]
[null,null,null,null,null,null,null,null,null,null,null,null,null,null,null,null,null,11,"QLD Wandoan South (Nw Surat)11","QLD Wandoan South (Nw Surat)"]
[null,null,null,null,null,null,null,null,null,null,null,null,null,null,null,null,null,12,"QLD Wandoan South (Nw Surat)12","QLD Wandoan South (Nw Surat)"]
[null,null,null,null,null,null,null,null,null,null,null,null,null,null,null,null,null,13,"QLD Wandoan South (Nw Surat)13","QLD Wandoan South (Nw Surat)"]
[null,null,null,null,null,null,null,null,null,null,null,null,null,null,null,null,null,14,"QLD Wandoan South (Nw Surat)14","QLD Wandoan South (Nw Surat)"]
[null,null,null,null,null,null,null,null,null,null,null,null,null,null,null,null,null,15,"QLD Wandoan South (Nw Surat)15","QLD Wandoan South (Nw Surat)"]
[null,null,null,"Winter",null,null,null,null,null,null,null,null,null,null,null,null,null,16,"QLD Wandoan South (Nw Surat)16","QLD Wandoan South (Nw Surat)"]
[null,null,null,null,null,null,null,null,null,null,null,null,null,null,null,null,null,17,"QLD Wandoan South (Nw Surat)17","QLD Wandoan South (Nw Surat)"]
[null,null,null,null,null,null,null,null,null,null,null,null,null,null,null,null,null,{"$f":"MOD(ROW(Q3493)-4,31)+1","v":18},"QLD Wandoan South (Nw Surat)18","QLD Wandoan South (Nw Surat)"]
[null,null,null,null,null,null,null,null,null,null,null,null,null,null,null,null,null,19,"QLD Wandoan South (Nw Surat)19","QLD Wandoan South (Nw Surat)"]
[null,null,null,null,null,null,null,null,null,null,null,null,null,null,null,null,null,20,"QLD Wandoan South (Nw Surat)20","QLD Wandoan South (Nw Surat)"]
[null,null,null,null,null,null,null,null,null,null,null,null,null,null,null,null,null,21,"QLD Wandoan South (Nw Surat)21","QLD Wandoan South (Nw Surat)"]
[null,null,null,"Other",null,null,null,null,null,null,null,null,null,null,null,null,null,22,"QLD Wandoan South (Nw Surat)22","QLD Wandoan South (Nw Surat)"]
[null,null,null,null,null,null,null,null,null,null,null,null,null,null,null,null,null,23,"QLD Wandoan South (Nw Surat)23","QLD Wandoan South (Nw Surat)"]
[null,null,null,null,null,null,null,null,null,null,null,null,null,null,null,null,null,24,"QLD Wandoan South (Nw Surat)24","QLD Wandoan South (Nw Surat)"]
[null,null,null,null,null,null,null,null,null,null,null,null,null,null,null,null,null,25,"QLD Wandoan South (Nw Surat)25","QLD Wandoan South (Nw Surat)"]
[null,null,null,null,null,null,null,null,null,null,null,null,null,null,null,null,null,26,"QLD Wandoan South (Nw Surat)26","QLD Wandoan South (Nw Surat)"]
[null,null,null,null,null,null,null,null,null,null,null,null,null,null,null,null,null,27,"QLD Wandoan South (Nw Surat)27","QLD Wandoan South (Nw Surat)"]
[null,null,null,null,null,null,null,null,null,null,null,null,null,null,null,null,null,28,"QLD Wandoan South (Nw Surat)28","QLD Wandoan South (Nw Surat)"]
[null,null,null,null,null,null,null,null,null,null,null,null,null,null,null,null,null,29,"QLD Wandoan South (Nw Surat)29","QLD Wandoan South (Nw Surat)"]
[null,null,null,null,null,null,null,null,null,null,null,null,null,null,null,null,null,30,"QLD Wandoan South (Nw Surat)30","QLD Wandoan South (Nw Surat)"]
[null,null,null,null,null,null,null,null,null,null,null,null,null,null,null,null,null,31,"QLD Wandoan South (Nw Surat)31","QLD Wandoan South (Nw Surat)"]
[null,null,"QLD Yarwun - Boat Creek",null,null,null,null,null,null,null,null,null,null,null,null,null,null,1,"QLD Yarwun - Boat Creek1",{"$f":"C3507","v":"QLD Yarwun - Boat Creek"}]
[null,null,null,null,null,null,null,null,null,null,null,null,null,null,null,null,null,2,"QLD Yarwun - Boat Creek2",{"$f":"T3507","v":"QLD Yarwun - Boat Creek"}]
[null,null,null,"MAIN SECTORS",null,null,null,null,null,null,null,null,null,null,null,null,null,3,"QLD Yarwun - Boat Creek3",{"$f":"T3508","v":"QLD Yarwun - Boat Creek"}]
[null,null,null,"Predominantly residential and industrial.",null,null,null,null,null,null,null,null,null,null,null,null,null,4,"QLD Yarwun - Boat Creek4","QLD Yarwun - Boat Creek"]
[null,null,null,null,null,null,null,null,null,null,null,null,null,null,null,null,null,5,"QLD Yarwun - Boat Creek5","QLD Yarwun - Boat Creek"]
[null,null,null,null,null,null,null,null,null,null,null,null,null,null,null,null,null,6,"QLD Yarwun - Boat Creek6","QLD Yarwun - Boat Creek"]
[null,null,null,null,null,null,null,null,null,null,null,null,null,null,null,null,null,7,"QLD Yarwun - Boat Creek7","QLD Yarwun - Boat Creek"]
[null,null,null,null,null,null,null,null,null,null,null,null,null,null,null,null,null,8,"QLD Yarwun - Boat Creek8","QLD Yarwun - Boat Creek"]
[null,null,null,"MEDIUM SCENARIO",null,null,null,null,null,null,null,null,null,null,null,null,null,9,"QLD Yarwun - Boat Creek9","QLD Yarwun - Boat Creek"]
[null,null,null,"Summer",null,null,null,null,null,null,null,null,null,null,null,null,null,10,"QLD Yarwun - Boat Creek10","QLD Yarwun - Boat Creek"]
[null,null,null,"Temperature corrected actuals have remained relatively flat since 2014. ",null,null,null,null,null,null,null,null,null,null,null,null,null,11,"QLD Yarwun - Boat Creek11","QLD Yarwun - Boat Creek"]
[null,null,null,"Forecast demand is relatively flat over the outlook period.",null,null,null,null,null,null,null,null,null,null,null,null,null,12,"QLD Yarwun - Boat Creek12","QLD Yarwun - Boat Creek"]
[null,null,null,"The 10% POE offset for PV ranges from 0.3% to 0.2% between 2017 and 2026.",null,null,null,null,null,null,null,null,null,null,null,null,null,13,"QLD Yarwun - Boat Creek13","QLD Yarwun - Boat Creek"]
[null,null,null,null,null,null,null,null,null,null,null,null,null,null,null,null,null,14,"QLD Yarwun - Boat Creek14","QLD Yarwun - Boat Creek"]
[null,null,null,null,null,null,null,null,null,null,null,null,null,null,null,null,null,15,"QLD Yarwun - Boat Creek15","QLD Yarwun - Boat Creek"]
[null,null,null,"Winter",null,null,null,null,null,null,null,null,null,null,null,null,null,16,"QLD Yarwun - Boat Creek16","QLD Yarwun - Boat Creek"]
[null,null,null,"Temperature corrected actuals have remained relatively flat since 2014.",null,null,null,null,null,null,null,null,null,null,null,null,null,17,"QLD Yarwun - Boat Creek17","QLD Yarwun - Boat Creek"]
[null,null,null,"Forecast demand is relatively flat over the outlook period.",null,null,null,null,null,null,null,null,null,null,null,null,null,18,"QLD Yarwun - Boat Creek18","QLD Yarwun - Boat Creek"]
[null,null,null,"The 10% POE offset for PV is zero.",null,null,null,null,null,null,null,null,null,null,null,null,null,19,{"$f":"T3525&R3525","v":"QLD Yarwun - Boat Creek19"},"QLD Yarwun - Boat Creek"]
[null,null,null,null,null,null,null,null,null,null,null,null,null,null,null,null,null,20,"QLD Yarwun - Boat Creek20","QLD Yarwun - Boat Creek"]
[null,null,null,null,null,null,null,null,null,null,null,null,null,null,null,null,null,21,"QLD Yarwun - Boat Creek21","QLD Yarwun - Boat Creek"]
[null,null,null,"Other",null,null,null,null,null,null,null,null,null,null,null,null,null,22,"QLD Yarwun - Boat Creek22","QLD Yarwun - Boat Creek"]
[null,null,null,"Supplies parts of Gladstone.",null,null,null,null,null,null,null,null,null,null,null,null,null,23,"QLD Yarwun - Boat Creek23","QLD Yarwun - Boat Creek"]
[null,null,null,"Demand is not weather sensitive. ",null,null,null,null,null,null,null,null,null,null,null,null,null,24,"QLD Yarwun - Boat Creek24","QLD Yarwun - Boat Creek"]
[null,null,null,"Diversity factors: Summer = 0.67; Winter = 0.84.",null,null,null,null,null,null,null,null,null,null,null,null,null,25,"QLD Yarwun - Boat Creek25","QLD Yarwun - Boat Creek"]
[null,null,null,"Power factors: Summer = 0.95, lagging; Winter = 0.96, lagging.",null,null,null,null,null,null,null,null,null,null,null,null,null,26,"QLD Yarwun - Boat Creek26","QLD Yarwun - Boat Creek"]
[null,null,null,null,null,null,null,null,null,null,null,null,null,null,null,null,null,27,"QLD Yarwun - Boat Creek27","QLD Yarwun - Boat Creek"]
[null,null,null,null,null,null,null,null,null,null,null,null,null,null,null,null,null,28,"QLD Yarwun - Boat Creek28","QLD Yarwun - Boat Creek"]
[null,null,null,null,null,null,null,null,null,null,null,null,null,null,null,null,null,29,"QLD Yarwun - Boat Creek29","QLD Yarwun - Boat Creek"]
[null,null,null,null,null,null,null,null,null,null,null,null,null,null,null,null,null,30,"QLD Yarwun - Boat Creek30","QLD Yarwun - Boat Creek"]
[null,null,null,null,null,null,null,null,null,null,null,null,null,null,null,null,null,31,"QLD Yarwun - Boat Creek31","QLD Yarwun - Boat Creek"]
[null,null,"QLD Yarwun Alumina",null,null,null,null,null,null,null,null,null,null,null,null,null,null,1,"QLD Yarwun Alumina1",{"$f":"C3538","v":"QLD Yarwun Alumina"}]
[null,null,null,null,null,null,null,null,null,null,null,null,null,null,null,null,null,2,"QLD Yarwun Alumina2",{"$f":"T3538","v":"QLD Yarwun Alumina"}]
[null,null,null,"MAIN SECTORS",null,null,null,null,null,null,null,null,null,null,null,null,null,3,"QLD Yarwun Alumina3",{"$f":"T3539","v":"QLD Yarwun Alumina"}]
[null,null,null,"The forecast is confidential.",null,null,null,null,null,null,null,null,null,null,null,null,null,4,"QLD Yarwun Alumina4","QLD Yarwun Alumina"]
[null,null,null,null,null,null,null,null,null,null,null,null,null,null,null,null,null,5,"QLD Yarwun Alumina5","QLD Yarwun Alumina"]
[null,null,null,null,null,null,null,null,null,null,null,null,null,null,null,null,null,6,"QLD Yarwun Alumina6","QLD Yarwun Alumina"]
[null,null,null,null,null,null,null,null,null,null,null,null,null,null,null,null,null,7,"QLD Yarwun Alumina7","QLD Yarwun Alumina"]
[null,null,null,null,null,null,null,null,null,null,null,null,null,null,null,null,null,8,"QLD Yarwun Alumina8","QLD Yarwun Alumina"]
[null,null,null,"MEDIUM SCENARIO",null,null,null,null,null,null,null,null,null,null,null,null,null,9,"QLD Yarwun Alumina9","QLD Yarwun Alumina"]
[null,null,null,"Summer",null,null,null,null,null,null,null,null,null,null,null,null,null,10,"QLD Yarwun Alumina10","QLD Yarwun Alumina"]
[null,null,null,null,null,null,null,null,null,null,null,null,null,null,null,null,null,11,"QLD Yarwun Alumina11","QLD Yarwun Alumina"]
[null,null,null,null,null,null,null,null,null,null,null,null,null,null,null,null,null,12,"QLD Yarwun Alumina12","QLD Yarwun Alumina"]
[null,null,null,null,null,null,null,null,null,null,null,null,null,null,null,null,null,13,"QLD Yarwun Alumina13","QLD Yarwun Alumina"]
[null,null,null,null,null,null,null,null,null,null,null,null,null,null,null,null,null,14,"QLD Yarwun Alumina14","QLD Yarwun Alumina"]
[null,null,null,null,null,null,null,null,null,null,null,null,null,null,null,null,null,15,"QLD Yarwun Alumina15","QLD Yarwun Alumina"]
[null,null,null,"Winter",null,null,null,null,null,null,null,null,null,null,null,null,null,16,"QLD Yarwun Alumina16","QLD Yarwun Alumina"]
[null,null,null,null,null,null,null,null,null,null,null,null,null,null,null,null,null,17,"QLD Yarwun Alumina17","QLD Yarwun Alumina"]
[null,null,null,null,null,null,null,null,null,null,null,null,null,null,null,null,null,18,"QLD Yarwun Alumina18","QLD Yarwun Alumina"]
[null,null,null,null,null,null,null,null,null,null,null,null,null,null,null,null,null,19,"QLD Yarwun Alumina19","QLD Yarwun Alumina"]
[null,null,null,null,null,null,null,null,null,null,null,null,null,null,null,null,null,{"$f":"MOD(ROW(Q3557)-4,31)+1","v":20},"QLD Yarwun Alumina20","QLD Yarwun Alumina"]
[null,null,null,null,null,null,null,null,null,null,null,null,null,null,null,null,null,21,"QLD Yarwun Alumina21","QLD Yarwun Alumina"]
[null,null,null,"Other",null,null,null,null,null,null,null,null,null,null,null,null,null,22,"QLD Yarwun Alumina22","QLD Yarwun Alumina"]
[null,null,null,null,null,null,null,null,null,null,null,null,null,null,null,null,null,23,"QLD Yarwun Alumina23","QLD Yarwun Alumina"]
[null,null,null,null,null,null,null,null,null,null,null,null,null,null,null,null,null,24,"QLD Yarwun Alumina24","QLD Yarwun Alumina"]
[null,null,null,null,null,null,null,null,null,null,null,null,null,null,null,null,null,25,"QLD Yarwun Alumina25","QLD Yarwun Alumina"]
[null,null,null,null,null,null,null,null,null,null,null,null,null,null,null,null,null,26,"QLD Yarwun Alumina26","QLD Yarwun Alumina"]
[null,null,null,null,null,null,null,null,null,null,null,null,null,null,null,null,null,27,"QLD Yarwun Alumina27","QLD Yarwun Alumina"]
[null,null,null,null,null,null,null,null,null,null,null,null,null,null,null,null,null,28,"QLD Yarwun Alumina28","QLD Yarwun Alumina"]
[null,null,null,null,null,null,null,null,null,null,null,null,null,null,null,null,null,29,"QLD Yarwun Alumina29","QLD Yarwun Alumina"]
[null,null,null,null,null,null,null,null,null,null,null,null,null,null,null,null,null,30,"QLD Yarwun Alumina30","QLD Yarwun Alumina"]
[null,null,null,null,null,null,null,null,null,null,null,null,null,null,null,null,null,31,"QLD Yarwun Alumina31","QLD Yarwun Alumina"]
[null,null,"QLD Rockhampton Loop",null,null,null,null,null,null,null,null,null,null,null,null,null,null,1,"QLD Rockhampton Loop1",{"$f":"C3569","v":"QLD Rockhampton Loop"}]
[null,null,null,null,null,null,null,null,null,null,null,null,null,null,null,null,null,2,"QLD Rockhampton Loop2",{"$f":"T3569","v":"QLD Rockhampton Loop"}]
[null,null,null,"MAIN SECTORS",null,null,null,null,null,null,null,null,null,null,null,null,null,3,"QLD Rockhampton Loop3",{"$f":"T3570","v":"QLD Rockhampton Loop"}]
[null,null,null,"Predominantly residential, commercial and industrial.",null,null,null,null,null,null,null,null,null,null,null,null,null,4,"QLD Rockhampton Loop4","QLD Rockhampton Loop"]
[null,null,null,null,null,null,null,null,null,null,null,null,null,null,null,null,null,5,"QLD Rockhampton Loop5","QLD Rockhampton Loop"]
[null,null,null,null,null,null,null,null,null,null,null,null,null,null,null,null,null,6,"QLD Rockhampton Loop6","QLD Rockhampton Loop"]
[null,null,null,null,null,null,null,null,null,null,null,null,null,null,null,null,null,7,"QLD Rockhampton Loop7","QLD Rockhampton Loop"]
[null,null,null,null,null,null,null,null,null,null,null,null,null,null,null,null,null,8,"QLD Rockhampton Loop8","QLD Rockhampton Loop"]
[null,null,null,"MEDIUM SCENARIO",null,null,null,null,null,null,null,null,null,null,null,null,null,9,"QLD Rockhampton Loop9","QLD Rockhampton Loop"]
[null,null,null,"Summer",null,null,null,null,null,null,null,null,null,null,null,null,null,10,"QLD Rockhampton Loop10","QLD Rockhampton Loop"]
[null,null,null,"Temperature corrected actuals have decreased over the historical period.",null,null,null,null,null,null,null,null,null,null,null,null,null,11,"QLD Rockhampton Loop11","QLD Rockhampton Loop"]
[null,null,null,"Forecast demand is increasing over the outlook period.",null,null,null,null,null,null,null,null,null,null,null,null,null,12,"QLD Rockhampton Loop12","QLD Rockhampton Loop"]
[null,null,null,"The 10% POE offset for PV ranges from 1.0% to 1.7% between 2017 and 2026.",null,null,null,null,null,null,null,null,null,null,null,null,null,13,"QLD Rockhampton Loop13","QLD Rockhampton Loop"]
[null,null,null,null,null,null,null,null,null,null,null,null,null,null,null,null,null,14,"QLD Rockhampton Loop14","QLD Rockhampton Loop"]
[null,null,null,null,null,null,null,null,null,null,null,null,null,null,null,null,null,15,"QLD Rockhampton Loop15","QLD Rockhampton Loop"]
[null,null,null,"Winter",null,null,null,null,null,null,null,null,null,null,null,null,null,16,"QLD Rockhampton Loop16","QLD Rockhampton Loop"]
[null,null,null,"Temperature corrected actuals have decreased over the historical period.",null,null,null,null,null,null,null,null,null,null,null,null,null,17,"QLD Rockhampton Loop17","QLD Rockhampton Loop"]
[null,null,null,"Forecast demand is increasing over the outlook period.",null,null,null,null,null,null,null,null,null,null,null,null,null,18,"QLD Rockhampton Loop18","QLD Rockhampton Loop"]
[null,null,null,"The 10% POE offset for PV is zero.",null,null,null,null,null,null,null,null,null,null,null,null,null,19,"QLD Rockhampton Loop19","QLD Rockhampton Loop"]
[null,null,null,null,null,null,null,null,null,null,null,null,null,null,null,null,null,20,"QLD Rockhampton Loop20","QLD Rockhampton Loop"]
[null,null,null,null,null,null,null,null,null,null,null,null,null,null,null,null,null,21,{"$f":"T3589&R3589","v":"QLD Rockhampton Loop21"},"QLD Rockhampton Loop"]
[null,null,null,"Other",null,null,null,null,null,null,null,null,null,null,null,null,null,22,"QLD Rockhampton Loop22","QLD Rockhampton Loop"]
[null,null,null,"Supplies parts of Rockhampton.",null,null,null,null,null,null,null,null,null,null,null,null,null,23,"QLD Rockhampton Loop23","QLD Rockhampton Loop"]
[null,null,null,"Demand is weather sensitive in summer and winter.",null,null,null,null,null,null,null,null,null,null,null,null,null,24,"QLD Rockhampton Loop24","QLD Rockhampton Loop"]
[null,null,null,"Diversity factors: Summer = 0.92; Winter = 0.98.",null,null,null,null,null,null,null,null,null,null,null,null,null,25,"QLD Rockhampton Loop25","QLD Rockhampton Loop"]
[null,null,null,"Power factors: Summer = 0.99, lagging; Winter = 1, lagging.",null,null,null,null,null,null,null,null,null,null,null,null,null,26,"QLD Rockhampton Loop26","QLD Rockhampton Loop"]
[null,null,null,null,null,null,null,null,null,null,null,null,null,null,null,null,null,27,"QLD Rockhampton Loop27","QLD Rockhampton Loop"]
[null,null,null,null,null,null,null,null,null,null,null,null,null,null,null,null,null,28,"QLD Rockhampton Loop28","QLD Rockhampton Loop"]
[null,null,null,null,null,null,null,null,null,null,null,null,null,null,null,null,null,29,"QLD Rockhampton Loop29","QLD Rockhampton Loop"]
[null,null,null,null,null,null,null,null,null,null,null,null,null,null,null,null,null,30,"QLD Rockhampton Loop30","QLD Rockhampton Loop"]
[null,null,null,null,null,null,null,null,null,null,null,null,null,null,null,null,null,31,"QLD Rockhampton Loop31","QLD Rockhampton Loop"]

{"sheet":"CommentarySelection","index":3,"n_rows":4814,"n_cols":7,"rows_kept":4814,"cut":false,"hidden":true,"merged":[]}
[]
[]
[]
[null,"CONNECTION POINT SELECTED:",null,null,null,null,{"$f":"DataSelection!V8","v":"QLD Abermain - Middle Ridge Loop"}]
[]
[]
[null,null,null,null,null,null,"MAIN SECTORS"]
[null,null,null,4,{"$f":"$G$4&D8","v":"QLD Abermain - Middle Ridge Loop4"},null,{"$f":"IF( INDEX(CommentaryInput!$D:$D,MATCH(E8,CommentaryInput!$S:$S,0)) =\"\",\"\", INDEX(CommentaryInput!$D:$D,MATCH(E8,CommentaryInput!$S:$S,0)))","v":"Predominantly residential, commercial, industrial"}]
[null,null,null,{"$f":"D8+1","v":5},{"$f":"$G$4&D9","v":"QLD Abermain - Middle Ridge Loop5"},null,{"$f":"IF( INDEX(CommentaryInput!$D:$D,MATCH(E9,CommentaryInput!$S:$S,0)) =\"\",\"\", INDEX(CommentaryInput!$D:$D,MATCH(E9,CommentaryInput!$S:$S,0)))","v":""}]
[null,null,null,{"$f":"D9+1","v":6},{"$f":"$G$4&D10","v":"QLD Abermain - Middle Ridge Loop6"},null,{"$f":"IF( INDEX(CommentaryInput!$D:$D,MATCH(E10,CommentaryInput!$S:$S,0)) =\"\",\"\", INDEX(CommentaryInput!$D:$D,MATCH(E10,CommentaryInput!$S:$S,0)))","v":""}]
[null,null,null,7,{"$f":"$G$4&D11","v":"QLD Abermain - Middle Ridge Loop7"},null,{"$f":"IF( INDEX(CommentaryInput!$D:$D,MATCH(E11,CommentaryInput!$S:$S,0)) =\"\",\"\", INDEX(CommentaryInput!$D:$D,MATCH(E11,CommentaryInput!$S:$S,0)))","v":""}]
[null,null,null,8,{"$f":"$G$4&D12","v":"QLD Abermain - Middle Ridge Loop8"},null,{"$f":"IF( INDEX(CommentaryInput!$D:$D,MATCH(E12,CommentaryInput!$S:$S,0)) =\"\",\"\", INDEX(CommentaryInput!$D:$D,MATCH(E12,CommentaryInput!$S:$S,0)))","v":""}]
[null,null,null,9,".",null,"MEDIUM SCENARIO"]
[null,null,null,10,null,null,"Summer"]
[null,null,null,11,{"$f":"$G$4&D15","v":"QLD Abermain - Middle Ridge Loop11"},null,{"$f":"IF( INDEX(CommentaryInput!$D:$D,MATCH(E15,CommentaryInput!$S:$S,0)) =\"\",\"\", INDEX(CommentaryInput!$D:$D,MATCH(E15,CommentaryInput!$S:$S,0)))","v":"Temperature corrected actuals have increased over the historical period."}]
[null,null,null,12,{"$f":"$G$4&D16","v":"QLD Abermain - Middle Ridge Loop12"},null,{"$f":"IF( INDEX(CommentaryInput!$D:$D,MATCH(E16,CommentaryInput!$S:$S,0)) =\"\",\"\", INDEX(CommentaryInput!$D:$D,MATCH(E16,CommentaryInput!$S:$S,0)))","v":"Forecast demand is increasing over the outlook period."}]
[null,null,null,13,{"$f":"$G$4&D17","v":"QLD Abermain - Middle Ridge Loop13"},null,{"$f":"IF( INDEX(CommentaryInput!$D:$D,MATCH(E17,CommentaryInput!$S:$S,0)) =\"\",\"\", INDEX(CommentaryInput!$D:$D,MATCH(E17,CommentaryInput!$S:$S,0)))","v":"The 10% POE offset for PV is constant at 1.2%."}]
[null,null,null,14,{"$f":"$G$4&D18","v":"QLD Abermain - Middle Ridge Loop14"},null,{"$f":"IF( INDEX(CommentaryInput!$D:$D,MATCH(E18,CommentaryInput!$S:$S,0)) =\"\",\"\", INDEX(CommentaryInput!$D:$D,MATCH(E18,CommentaryInput!$S:$S,0)))","v":""}]
[null,null,null,15,{"$f":"$G$4&D19","v":"QLD Abermain - Middle Ridge Loop15"},null,{"$f":"IF( INDEX(CommentaryInput!$D:$D,MATCH(E19,CommentaryInput!$S:$S,0)) =\"\",\"\", INDEX(CommentaryInput!$D:$D,MATCH(E19,CommentaryInput!$S:$S,0)))","v":""}]
[null,null,null,16,null,null,"Winter"]
[null,null,null,17,{"$f":"$G$4&D21","v":"QLD Abermain - Middle Ridge Loop17"},null,{"$f":"IF( INDEX(CommentaryInput!$D:$D,MATCH(E21,CommentaryInput!$S:$S,0)) =\"\",\"\", INDEX(CommentaryInput!$D:$D,MATCH(E21,CommentaryInput!$S:$S,0)))","v":"Temperature corrected actuals have increased over the historical period."}]
[null,null,null,18,{"$f":"$G$4&D22","v":"QLD Abermain - Middle Ridge Loop18"},null,{"$f":"IF( INDEX(CommentaryInput!$D:$D,MATCH(E22,CommentaryInput!$S:$S,0)) =\"\",\"\", INDEX(CommentaryInput!$D:$D,MATCH(E22,CommentaryInput!$S:$S,0)))","v":"Forecast demand is increasing over the outlook period."}]
[null,null,null,19,{"$f":"$G$4&D23","v":"QLD Abermain - Middle Ridge Loop19"},null,{"$f":"IF( INDEX(CommentaryInput!$D:$D,MATCH(E23,CommentaryInput!$S:$S,0)) =\"\",\"\", INDEX(CommentaryInput!$D:$D,MATCH(E23,CommentaryInput!$S:$S,0)))","v":"The 10% POE offset for PV is zero."}]
[null,null,null,20,{"$f":"$G$4&D24","v":"QLD Abermain - Middle Ridge Loop20"},null,{"$f":"IF( INDEX(CommentaryInput!$D:$D,MATCH(E24,CommentaryInput!$S:$S,0)) =\"\",\"\", INDEX(CommentaryInput!$D:$D,MATCH(E24,CommentaryInput!$S:$S,0)))","v":""}]
[null,null,null,21,{"$f":"$G$4&D25","v":"QLD Abermain - Middle Ridge Loop21"},null,{"$f":"IF( INDEX(CommentaryInput!$D:$D,MATCH(E25,CommentaryInput!$S:$S,0)) =\"\",\"\", INDEX(CommentaryInput!$D:$D,MATCH(E25,CommentaryInput!$S:$S,0)))","v":""}]
[null,null,null,22,null,null,"Other"]
[null,null,null,23,{"$f":"$G$4&D27","v":"QLD Abermain - Middle Ridge Loop23"},null,{"$f":"IF( INDEX(CommentaryInput!$D:$D,MATCH(E27,CommentaryInput!$S:$S,0)) =\"\",\"\", INDEX(CommentaryInput!$D:$D,MATCH(E27,CommentaryInput!$S:$S,0)))","v":"Supplies Gatton, Lockrose and Postmans Ridge."}]
[null,null,null,24,"QLD Abermain - Middle Ridge Loop24",null,{"$f":"IF( INDEX(CommentaryInput!$D:$D,MATCH(E28,CommentaryInput!$S:$S,0)) =\"\",\"\", INDEX(CommentaryInput!$D:$D,MATCH(E28,CommentaryInput!$S:$S,0)))","v":"The impact of the following embedded generator(s) has been removed in the forecasts; Wivenhoe Small Hydro."}]
[null,null,null,25,"QLD Abermain - Middle Ridge Loop25",null,{"$f":"IF( INDEX(CommentaryInput!$D:$D,MATCH(E29,CommentaryInput!$S:$S,0)) =\"\",\"\", INDEX(CommentaryInput!$D:$D,MATCH(E29,CommentaryInput!$S:$S,0)))","v":"Demand is weather sensitive in summer and winter."}]
[null,null,null,26,"QLD Abermain - Middle Ridge Loop26",null,{"$f":"IF( INDEX(CommentaryInput!$D:$D,MATCH(E30,CommentaryInput!$S:$S,0)) =\"\",\"\", INDEX(CommentaryInput!$D:$D,MATCH(E30,CommentaryInput!$S:$S,0)))","v":"Diversity factors: Summer = 0.94; Winter = 1."}]
[null,null,null,27,"QLD Abermain - Middle Ridge Loop27",null,{"$f":"IF( INDEX(CommentaryInput!$D:$D,MATCH(E31,CommentaryInput!$S:$S,0)) =\"\",\"\", INDEX(CommentaryInput!$D:$D,MATCH(E31,CommentaryInput!$S:$S,0)))","v":"Power factors: Summer = 1, lagging; Winter = 1, leading."}]
[null,null,null,28,"QLD Abermain - Middle Ridge Loop28",null,{"$f":"IF( INDEX(CommentaryInput!$D:$D,MATCH(E32,CommentaryInput!$S:$S,0)) =\"\",\"\", INDEX(CommentaryInput!$D:$D,MATCH(E32,CommentaryInput!$S:$S,0)))","v":""}]
[null,null,null,29,"QLD Abermain - Middle Ridge Loop29",null,{"$f":"IF( INDEX(CommentaryInput!$D:$D,MATCH(E33,CommentaryInput!$S:$S,0)) =\"\",\"\", INDEX(CommentaryInput!$D:$D,MATCH(E33,CommentaryInput!$S:$S,0)))","v":""}]
[null,null,null,30,"QLD Abermain - Middle Ridge Loop30",null,{"$f":"IF( INDEX(CommentaryInput!$D:$D,MATCH(E34,CommentaryInput!$S:$S,0)) =\"\",\"\", INDEX(CommentaryInput!$D:$D,MATCH(E34,CommentaryInput!$S:$S,0)))","v":""}]
[]
[]
[]
[]
[]
[]
[]
[]
[]
[]
[]
[]
[]
[]
[]
[]
[]
[]
[]
[]
[]
[]
[]
[]
[]
[]
[]
[]
[]
[]
[]
[]
[]
[]
[]
[]
[]
[]
[]
[]
[]
[]
[]
[]
[]
[]
[]
[]
[]
[]
[]
[]
[]
[]
[]
[]
[]
[]
[]
[]
[]
[]
[]
[]
[]
[]
[]
[]
[]
[]
[]
[]
[]
[]
[]
[]
[]
[]
[]
[]
[]
[]
[]
[]
[]
[]
[]
[]
[]
[]
[]
[]
[]
[]
[]
[]
[]
[]
[]
[]
[]
[]
[]
[]
[]
[]
[]
[]
[]
[]
[]
[]
[]
[]
[]
[]
[]
[]
[]
[]
[]
[]
[]
[]
[]
[]
[]
[]
[]
[]
[]
[]
[]
[]
[]
[]
[]
[]
[]
[]
[]
[]
[]
[]
[]
[]
[]
[]
[]
[]
[]
[]
[]
[]
[]
[]
[]
[]
[]
[]
[]
[]
[]
[]
[]
[]
[]
[]
[]
[]
[]
[]
[]
[]
[]
[]
[]
[]
[]
[]
[]
[]
[]
[]
[]
[]
[]
[]
[]
[]
[]
[]
[]
[]
[]
[]
[]
[]
[]
[]
[]
[]
[]
[]
[]
[]
[]
[]
[]
[]
[]
[]
[]
[]
[]
[]
[]
[]
[]
[]
[]
[]
[]
[]
[]
[]
[]
[]
[]
[]
[]
[]
[]
[]
[]
[]
[]
[]
[]
[]
[]
[]
[]
[]
[]
[]
[]
[]
[]
[]
[]
[]
[]
[]
[]
[]
[]
[]
[]
[]
[]
[]
[]
[]
[]
[]
[]
[]
[]
[]
[]
[]
[]
[]
[]
[]
[]
[]
[]
[]
[]
[]
[]
[]
[]
[]
[]
[]
[]
[]
[]
[]
[]
[]
[]
[]
[]
[]
[]
[]
[]
[]
[]
[]
[]
[]
[]
[]
[]
[]
[]
[]
[]
[]
[]
[]
[]
[]
[]
[]
[]
[]
[]
[]
[]
[]
[]
[]
[]
[]
[]
[]
[]
[]
[]
[]
[]
[]
[]
[]
[]
[]
[]
[]
[]
[]
[]
[]
[]
[]
[]
[]
[]
[]
[]
[]
[]
[]
[]
[]
[]
[]
[]
[]
[]
[]
[]
[]
[]
[]
[]
[]
[]
[]
[]
[]
[]
[]
[]
[]
[]
[]
[]
[]
[]
[]
[]
[]
[]
[]
[]
[]
[]
[]
[]
[]
[]
[]
[]
[]
[]
[]
[]
[]
[]
[]
[]
[]
[]
[]
[]
[]
[]
[]
[]
[]
[]
[]
[]
[]
[]
[]
[]
[]
[]
[]
[]
[]
[]
[]
[]
[]
[]
[]
[]
[]
[]
[]
[]
[]
[]
[]
[]
[]
[]
[]
[]
[]
[]
[]
[]
[]
[]
[]
[]
[]
[]
[]
[]
[]
[]
[]
[]
[]
[]
[]
[]
[]
[]
[]
[]
[]
[]
[]
[]
[]
[]
[]
[]
[]
[]
[]
[]
[]
[]
[]
[]
[]
[]
[]
[]
[]
[]
[]
[]
[]
[]
[]
[]
[]
[]
[]
[]
[]
[]
[]
[]
[]
[]
[]
[]
[]
[]
[]
[]
[]
[]
[]
[]
[]
[]
[]
[]
[]
[]
[]
[]
[]
[]
[]
[]
[]
[]
[]
[]
[]
[]
[]
[]
[]
[]
[]
[]
[]
[]
[]
[]
[]
[]
[]
[]
[]
[]
[]
[]
[]
[]
[]
[]
[]
[]
[]
[]
[]
[]
[]
[]
[]
[]
[]
[]
[]
[]
[]
[]
[]
[]
[]
[]
[]
[]
[]
[]
[]
[]
[]
[]
[]
[]
[]
[]
[]
[]
[]
[]
[]
[]
[]
[]
[]
[]
[]
[]
[]
[]
[]
[]
[]
[]
[]
[]
[]
[]
[]
[]
[]
[]
[]
[]
[]
[]
[]
[]
[]
[]
[]
[]
[]
[]
[]
[]
[]
[]
[]
[]
[]
[]
[]
[]
[]
[]
[]
[]
[]
[]
[]
[]
[]
[]
[]
[]
[]
[]
[]
[]
[]
[]
[]
[]
[]
[]
[]
[]
[]
[]
[]
[]
[]
[]
[]
[]
[]
[]
[]
[]
[]
[]
[]
[]
[]
[]
[]
[]
[]
[]
[]
[]
[]
[]
[]
[]
[]
[]
[]
[]
[]
[]
[]
[]
[]
[]
[]
[]
[]
[]
[]
[]
[]
[]
[]
[]
[]
[]
[]
[]
[]
[]
[]
[]
[]
[]
[]
[]
[]
[]
[]
[]
[]
[]
[]
[]
[]
[]
[]
[]
[]
[]
[]
[]
[]
[]
[]
[]
[]
[]
[]
[]
[]
[]
[]
[]
[]
[]
[]
[]
[]
[]
[]
[]
[]
[]
[]
[]
[]
[]
[]
[]
[]
[]
[]
[]
[]
[]
[]
[]
[]
[]
[]
[]
[]
[]
[]
[]
[]
[]
[]
[]
[]
[]
[]
[]
[]
[]
[]
[]
[]
[]
[]
[]
[]
[]
[]
[]
[]
[]
[]
[]
[]
[]
[]
[]
[]
[]
[]
[]
[]
[]
[]
[]
[]
[]
[]
[]
[]
[]
[]
[]
[]
[]
[]
[]
[]
[]
[]
[]
[]
[]
[]
[]
[]
[]
[]
[]
[]
[]
[]
[]
[]
[]
[]
[]
[]
[]
[]
[]
[]
[]
[]
[]
[]
[]
[]
[]
[]
[]
[]
[]
[]
[]
[]
[]
[]
[]
[]
[]
[]
[]
[]
[]
[]
[]
[]
[]
[]
[]
[]
[]
[]
[]
[]
[]
[]
[]
[]
[]
[]
[]
[]
[]
[]
[]
[]
[]
[]
[]
[]
[]
[]
[]
[]
[]
[]
[]
[]
[]
[]
[]
[]
[]
[]
[]
[]
[]
[]
[]
[]
[]
[]
[]
[]
[]
[]
[]
[]
[]
[]
[]
[]
[]
[]
[]
[]
[]
[]
[]
[]
[]
[]
[]
[]
[]
[]
[]
[]
[]
[]
[]
[]
[]
[]
[]
[]
[]
[]
[]
[]
[]
[]
[]
[]
[]
[]
[]
[]
[]
[]
[]
[]
[]
[]
[]
[]
[]
[]
[]
[]
[]
[]
[]
[]
[]
[]
[]
[]
[]
[]
[]
[]
[]
[]
[]
[]
[]
[]
[]
[]
[]
[]
[]
[]
[]
[]
[]
[]
[]
[]
[]
[]
[]
[]
[]
[]
[]
[]
[]
[]
[]
[]
[]
[]
[]
[]
[]
[]
[]
[]
[]
[]
[]
[]
[]
[]
[]
[]
[]
[]
[]
[]
[]
[]
[]
[]
[]
[]
[]
[]
[]
[]
[]
[]
[]
[]
[]
[]
[]
[]
[]
[]
[]
[]
[]
[]
[]
[]
[]
[]
[]
[]
[]
[]
[]
[]
[]
[]
[]
[]
[]
[]
[]
[]
[]
[]
[]
[]
[]
[]
[]
[]
[]
[]
[]
[]
[]
[]
[]
[]
[]
[]
[]
[]
[]
[]
[]
[]
[]
[]
[]
[]
[]
[]
[]
[]
[]
[]
[]
[]
[]
[]
[]
[]
[]
[]
[]
[]
[]
[]
[]
[]
[]
[]
[]
[]
[]
[]
[]
[]
[]
[]
[]
[]
[]
[]
[]
[]
[]
[]
[]
[]
[]
[]
[]
[]
[]
[]
[]
[]
[]
[]
[]
[]
[]
[]
[]
[]
[]
[]
[]
[]
[]
[]
[]
[]
[]
[]
[]
[]
[]
[]
[]
[]
[]
[]
[]
[]
[]
[]
[]
[]
[]
[]
[]
[]
[]
[]
[]
[]
[]
[]
[]
[]
[]
[]
[]
[]
[]
[]
[]
[]
[]
[]
[]
[]
[]
[]
[]
[]
[]
[]
[]
[]
[]
[]
[]
[]
[]
[]
[]
[]
[]
[]
[]
[]
[]
[]
[]
[]
[]
[]
[]
[]
[]
[]
[]
[]
[]
[]
[]
[]
[]
[]
[]
[]
[]
[]
[]
[]
[]
[]
[]
[]
[]
[]
[]
[]
[]
[]
[]
[]
[]
[]
[]
[]
[]
[]
[]
[]
[]
[]
[]
[]
[]
[]
[]
[]
[]
[]
[]
[]
[]
[]
[]
[]
[]
[]
[]
[]
[]
[]
[]
[]
[]
[]
[]
[]
[]
[]
[]
[]
[]
[]
[]
[]
[]
[]
[]
[]
[]
[]
[]
[]
[]
[]
[]
[]
[]
[]
[]
[]
[]
[]
[]
[]
[]
[]
[]
[]
[]
[]
[]
[]
[]
[]
[]
[]
[]
[]
[]
[]
[]
[]
[]
[]
[]
[]
[]
[]
[]
[]
[]
[]
[]
[]
[]
[]
[]
[]
[]
[]
[]
[]
[]
[]
[]
[]
[]
[]
[]
[]
[]
[]
[]
[]
[]
[]
[]
[]
[]
[]
[]
[]
[]
[]
[]
[]
[]
[]
[]
[]
[]
[]
[]
[]
[]
[]
[]
[]
[]
[]
[]
[]
[]
[]
[]
[]
[]
[]
[]
[]
[]
[]
[]
[]
[]
[]
[]
[]
[]
[]
[]
[]
[]
[]
[]
[]
[]
[]
[]
[]
[]
[]
[]
[]
[]
[]
[]
[]
[]
[]
[]
[]
[]
[]
[]
[]
[]
[]
[]
[]
[]
[]
[]
[]
[]
[]
[]
[]
[]
[]
[]
[]
[]
[]
[]
[]
[]
[]
[]
[]
[]
[]
[]
[]
[]
[]
[]
[]
[]
[]
[]
[]
[]
[]
[]
[]
[]
[]
[]
[]
[]
[]
[]
[]
[]
[]
[]
[]
[]
[]
[]
[]
[]
[]
[]
[]
[]
[]
[]
[]
[]
[]
[]
[]
[]
[]
[]
[]
[]
[]
[]
[]
[]
[]
[]
[]
[]
[]
[]
[]
[]
[]
[]
[]
[]
[]
[]
[]
[]
[]
[]
[]
[]
[]
[]
[]
[]
[]
[]
[]
[]
[]
[]
[]
[]
[]
[]
[]
[]
[]
[]
[]
[]
[]
[]
[]
[]
[]
[]
[]
[]
[]
[]
[]
[]
[]
[]
[]
[]
[]
[]
[]
[]
[]
[]
[]
[]
[]
[]
[]
[]
[]
[]
[]
[]
[]
[]
[]
[]
[]
[]
[]
[]
[]
[]
[]
[]
[]
[]
[]
[]
[]
[]
[]
[]
[]
[]
[]
[]
[]
[]
[]
[]
[]
[]
[]
[]
[]
[]
[]
[]
[]
[]
[]
[]
[]
[]
[]
[]
[]
[]
[]
[]
[]
[]
[]
[]
[]
[]
[]
[]
[]
[]
[]
[]
[]
[]
[]
[]
[]
[]
[]
[]
[]
[]
[]
[]
[]
[]
[]
[]
[]
[]
[]
[]
[]
[]
[]
[]
[]
[]
[]
[]
[]
[]
[]
[]
[]
[]
[]
[]
[]
[]
[]
[]
[]
[]
[]
[]
[]
[]
[]
[]
[]
[]
[]
[]
[]
[]
[]
[]
[]
[]
[]
[]
[]
[]
[]
[]
[]
[]
[]
[]
[]
[]
[]
[]
[]
[]
[]
[]
[]
[]
[]
[]
[]
[]
[]
[]
[]
[]
[]
[]
[]
[]
[]
[]
[]
[]
[]
[]
[]
[]
[]
[]
[]
[]
[]
[]
[]
[]
[]
[]
[]
[]
[]
[]
[]
[]
[]
[]
[]
[]
[]
[]
[]
[]
[]
[]
[]
[]
[]
[]
[]
[]
[]
[]
[]
[]
[]
[]
[]
[]
[]
[]
[]
[]
[]
[]
[]
[]
[]
[]
[]
[]
[]
[]
[]
[]
[]
[]
[]
[]
[]
[]
[]
[]
[]
[]
[]
[]
[]
[]
[]
[]
[]
[]
[]
[]
[]
[]
[]
[]
[]
[]
[]
[]
[]
[]
[]
[]
[]
[]
[]
[]
[]
[]
[]
[]
[]
[]
[]
[]
[]
[]
[]
[]
[]
[]
[]
[]
[]
[]
[]
[]
[]
[]
[]
[]
[]
[]
[]
[]
[]
[]
[]
[]
[]
[]
[]
[]
[]
[]
[]
[]
[]
[]
[]
[]
[]
[]
[]
[]
[]
[]
[]
[]
[]
[]
[]
[]
[]
[]
[]
[]
[]
[]
[]
[]
[]
[]
[]
[]
[]
[]
[]
[]
[]
[]
[]
[]
[]
[]
[]
[]
[]
[]
[]
[]
[]
[]
[]
[]
[]
[]
[]
[]
[]
[]
[]
[]
[]
[]
[]
[]
[]
[]
[]
[]
[]
[]
[]
[]
[]
[]
[]
[]
[]
[]
[]
[]
[]
[]
[]
[]
[]
[]
[]
[]
[]
[]
[]
[]
[]
[]
[]
[]
[]
[]
[]
[]
[]
[]
[]
[]
[]
[]
[]
[]
[]
[]
[]
[]
[]
[]
[]
[]
[]
[]
[]
[]
[]
[]
[]
[]
[]
[]
[]
[]
[]
[]
[]
[]
[]
[]
[]
[]
[]
[]
[]
[]
[]
[]
[]
[]
[]
[]
[]
[]
[]
[]
[]
[]
[]
[]
[]
[]
[]
[]
[]
[]
[]
[]
[]
[]
[]
[]
[]
[]
[]
[]
[]
[]
[]
[]
[]
[]
[]
[]
[]
[]
[]
[]
[]
[]
[]
[]
[]
[]
[]
[]
[]
[]
[]
[]
[]
[]
[]
[]
[]
[]
[]
[]
[]
[]
[]
[]
[]
[]
[]
[]
[]
[]
[]
[]
[]
[]
[]
[]
[]
[]
[]
[]
[]
[]
[]
[]
[]
[]
[]
[]
[]
[]
[]
[]
[]
[]
[]
[]
[]
[]
[]
[]
[]
[]
[]
[]
[]
[]
[]
[]
[]
[]
[]
[]
[]
[]
[]
[]
[]
[]
[]
[]
[]
[]
[]
[]
[]
[]
[]
[]
[]
[]
[]
[]
[]
[]
[]
[]
[]
[]
[]
[]
[]
[]
[]
[]
[]
[]
[]
[]
[]
[]
[]
[]
[]
[]
[]
[]
[]
[]
[]
[]
[]
[]
[]
[]
[]
[]
[]
[]
[]
[]
[]
[]
[]
[]
[]
[]
[]
[]
[]
[]
[]
[]
[]
[]
[]
[]
[]
[]
[]
[]
[]
[]
[]
[]
[]
[]
[]
[]
[]
[]
[]
[]
[]
[]
[]
[]
[]
[]
[]
[]
[]
[]
[]
[]
[]
[]
[]
[]
[]
[]
[]
[]
[]
[]
[]
[]
[]
[]
[]
[]
[]
[]
[]
[]
[]
[]
[]
[]
[]
[]
[]
[]
[]
[]
[]
[]
[]
[]
[]
[]
[]
[]
[]
[]
[]
[]
[]
[]
[]
[]
[]
[]
[]
[]
[]
[]
[]
[]
[]
[]
[]
[]
[]
[]
[]
[]
[]
[]
[]
[]
[]
[]
[]
[]
[]
[]
[]
[]
[]
[]
[]
[]
[]
[]
[]
[]
[]
[]
[]
[]
[]
[]
[]
[]
[]
[]
[]
[]
[]
[]
[]
[]
[]
[]
[]
[]
[]
[]
[]
[]
[]
[]
[]
[]
[]
[]
[]
[]
[]
[]
[]
[]
[]
[]
[]
[]
[]
[]
[]
[]
[]
[]
[]
[]
[]
[]
[]
[]
[]
[]
[]
[]
[]
[]
[]
[]
[]
[]
[]
[]
[]
[]
[]
[]
[]
[]
[]
[]
[]
[]
[]
[]
[]
[]
[]
[]
[]
[]
[]
[]
[]
[]
[]
[]
[]
[]
[]
[]
[]
[]
[]
[]
[]
[]
[]
[]
[]
[]
[]
[]
[]
[]
[]
[]
[]
[]
[]
[]
[]
[]
[]
[]
[]
[]
[]
[]
[]
[]
[]
[]
[]
[]
[]
[]
[]
[]
[]
[]
[]
[]
[]
[]
[]
[]
[]
[]
[]
[]
[]
[]
[]
[]
[]
[]
[]
[]
[]
[]
[]
[]
[]
[]
[]
[]
[]
[]
[]
[]
[]
[]
[]
[]
[]
[]
[]
[]
[]
[]
[]
[]
[]
[]
[]
[]
[]
[]
[]
[]
[]
[]
[]
[]
[]
[]
[]
[]
[]
[]
[]
[]
[]
[]
[]
[]
[]
[]
[]
[]
[]
[]
[]
[]
[]
[]
[]
[]
[]
[]
[]
[]
[]
[]
[]
[]
[]
[]
[]
[]
[]
[]
[]
[]
[]
[]
[]
[]
[]
[]
[]
[]
[]
[]
[]
[]
[]
[]
[]
[]
[]
[]
[]
[]
[]
[]
[]
[]
[]
[]
[]
[]
[]
[]
[]
[]
[]
[]
[]
[]
[]
[]
[]
[]
[]
[]
[]
[]
[]
[]
[]
[]
[]
[]
[]
[]
[]
[]
[]
[]
[]
[]
[]
[]
[]
[]
[]
[]
[]
[]
[]
[]
[]
[]
[]
[]
[]
[]
[]
[]
[]
[]
[]
[]
[]
[]
[]
[]
[]
[]
[]
[]
[]
[]
[]
[]
[]
[]
[]
[]
[]
[]
[]
[]
[]
[]
[]
[]
[]
[]
[]
[]
[]
[]
[]
[]
[]
[]
[]
[]
[]
[]
[]
[]
[]
[]
[]
[]
[]
[]
[]
[]
[]
[]
[]
[]
[]
[]
[]
[]
[]
[]
[]
[]
[]
[]
[]
[]
[]
[]
[]
[]
[]
[]
[]
[]
[]
[]
[]
[]
[]
[]
[]
[]
[]
[]
[]
[]
[]
[]
[]
[]
[]
[]
[]
[]
[]
[]
[]
[]
[]
[]
[]
[]
[]
[]
[]
[]
[]
[]
[]
[]
[]
[]
[]
[]
[]
[]
[]
[]
[]
[]
[]
[]
[]
[]
[]
[]
[]
[]
[]
[]
[]
[]
[]
[]
[]
[]
[]
[]
[]
[]
[]
[]
[]
[]
[]
[]
[]
[]
[]
[]
[]
[]
[]
[]
[]
[]
[]
[]
[]
[]
[]
[]
[]
[]
[]
[]
[]
[]
[]
[]
[]
[]
[]
[]
[]
[]
[]
[]
[]
[]
[]
[]
[]
[]
[]
[]
[]
[]
[]
[]
[]
[]
[]
[]
[]
[]
[]
[]
[]
[]
[]
[]
[]
[]
[]
[]
[]
[]
[]
[]
[]
[]
[]
[]
[]
[]
[]
[]
[]
[]
[]
[]
[]
[]
[]
[]
[]
[]
[]
[]
[]
[]
[]
[]
[]
[]
[]
[]
[]
[]
[]
[]
[]
[]
[]
[]
[]
[]
[]
[]
[]
[]
[]
[]
[]
[]
[]
[]
[]
[]
[]
[]
[]
[]
[]
[]
[]
[]
[]
[]
[]
[]
[]
[]
[]
[]
[]
[]
[]
[]
[]
[]
[]
[]
[]
[]
[]
[]
[]
[]
[]
[]
[]
[]
[]
[]
[]
[]
[]
[]
[]
[]
[]
[]
[]
[]
[]
[]
[]
[]
[]
[]
[]
[]
[]
[]
[]
[]
[]
[]
[]
[]
[]
[]
[]
[]
[]
[]
[]
[]
[]
[]
[]
[]
[]
[]
[]
[]
[]
[]
[]
[]
[null,null,"TAS Avoca"]
[]
[null,null,null,null,null,null,"MAIN SECTORS"]
[null,null,null,1,{"$f":"$C3018&D3021","v":"TAS Avoca1"},null,{"$f":"IF(CommentaryInput!D2983=0,\"\",CommentaryInput!D2983)","v":"Predominantly residential, commercial, mining"}]
[null,null,null,2,{"$f":"$C3018&D3022","v":"TAS Avoca2"},null,{"$f":"IF(CommentaryInput!D2984=0,\"\",CommentaryInput!D2984)","v":""}]
[null,null,null,3,{"$f":"$C3018&D3023","v":"TAS Avoca3"},null,{"$f":"IF(CommentaryInput!D2985=0,\"\",CommentaryInput!D2985)","v":""}]
[null,null,null,4,{"$f":"$C3018&D3024","v":"TAS Avoca4"},null,{"$f":"IF(CommentaryInput!D2986=0,\"\",CommentaryInput!D2986)","v":""}]
[null,null,null,5,{"$f":"$C3018&D3025","v":"TAS Avoca5"},null,{"$f":"IF(CommentaryInput!D2987=0,\"\",CommentaryInput!D2987)","v":""}]
[null,null,null,null,null,null,"MEDIUM SCENARIO"]
[null,null,null,null,null,null,"Summer"]
[null,null,null,8,{"$f":"$C3018&D3028","v":"TAS Avoca8"},null,{"$f":"IF(CommentaryInput!D2990=0,\"\",CommentaryInput!D2990)","v":"Temperature corrected actuals have decreased over the historical period."}]
[null,null,null,9,{"$f":"$C3018&D3029","v":"TAS Avoca9"},null,{"$f":"IF(CommentaryInput!D2991=0,\"\",CommentaryInput!D2991)","v":"Forecast demand is decreasing over the outlook period."}]
[null,null,null,10,{"$f":"$C3018&D3030","v":"TAS Avoca10"},null,{"$f":"IF(CommentaryInput!D2992=0,\"\",CommentaryInput!D2992)","v":"The 10% POE offset for PV is constant at 4.9%."}]
[null,null,null,11,{"$f":"$C3018&D3031","v":"TAS Avoca11"},null,{"$f":"IF(CommentaryInput!D2993=0,\"\",CommentaryInput!D2993)","v":""}]
[null,null,null,12,{"$f":"$C3018&D3032","v":"TAS Avoca12"},null,{"$f":"IF(CommentaryInput!D2994=0,\"\",CommentaryInput!D2994)","v":""}]
[null,null,null,null,null,null,"Winter"]
[null,null,null,13,{"$f":"$C3018&D3034","v":"TAS Avoca13"},null,{"$f":"IF(CommentaryInput!D2996=0,\"\",CommentaryInput!D2996)","v":"Temperature corrected actuals have decreased over the historical period."}]
[null,null,null,14,{"$f":"$C3018&D3035","v":"TAS Avoca14"},null,{"$f":"IF(CommentaryInput!D2997=0,\"\",CommentaryInput!D2997)","v":"Forecast demand is decreasing over the outlook period."}]
[null,null,null,15,{"$f":"$C3018&D3036","v":"TAS Avoca15"},null,{"$f":"IF(CommentaryInput!D2998=0,\"\",CommentaryInput!D2998)","v":"The 10% POE offset for PV is constant at 0.2%."}]
[null,null,null,16,{"$f":"$C3018&D3037","v":"TAS Avoca16"},null,{"$f":"IF(CommentaryInput!D2999=0,\"\",CommentaryInput!D2999)","v":""}]
[null,null,null,17,{"$f":"$C3018&D3038","v":"TAS Avoca17"},null,{"$f":"IF(CommentaryInput!D3000=0,\"\",CommentaryInput!D3000)","v":""}]
[null,null,null,null,null,null,"Other"]
[null,null,null,18,{"$f":"$C3018&D3040","v":"TAS Avoca18"},null,{"$f":"IF(CommentaryInput!D3002=0,\"\",CommentaryInput!D3002)","v":"Supplies Maryborough."}]
[null,null,null,19,{"$f":"$C3018&D3041","v":"TAS Avoca19"},null,{"$f":"IF(CommentaryInput!D3003=0,\"\",CommentaryInput!D3003)","v":"The impact of the following embedded generator(s) has been removed in the forecasts; Wide Bay Water - Solar Farm, Isis CSM"}]
[null,null,null,20,{"$f":"$C3018&D3042","v":"TAS Avoca20"},null,{"$f":"IF(CommentaryInput!D3004=0,\"\",CommentaryInput!D3004)","v":"and Burnett Dam Hydro Generator."}]
[null,null,null,21,{"$f":"$C3018&D3043","v":"TAS Avoca21"},null,{"$f":"IF(CommentaryInput!D3005=0,\"\",CommentaryInput!D3005)","v":"Demand is weather sensitive in summer and winter."}]
[null,null,null,22,{"$f":"$C3018&D3044","v":"TAS Avoca22"},null,{"$f":"IF(CommentaryInput!D3006=0,\"\",CommentaryInput!D3006)","v":"Diversity factors: Summer = 0.81; Winter = 0.79."}]
[null,null,null,23,{"$f":"$C3018&D3045","v":"TAS Avoca23"},null,{"$f":"IF(CommentaryInput!D3007=0,\"\",CommentaryInput!D3007)","v":"Power factors: Summer = 0.99, lagging; Winter = 1, lagging."}]
[null,null,null,24,{"$f":"$C3018&D3046","v":"TAS Avoca24"},null,{"$f":"IF(CommentaryInput!D3008=0,\"\",CommentaryInput!D3008)","v":""}]
[null,null,null,25,{"$f":"$C3018&D3047","v":"TAS Avoca25"},null,{"$f":"IF(CommentaryInput!D3009=0,\"\",CommentaryInput!D3009)","v":""}]
[]
[null,null,"TAS Burnie"]
[]
[null,null,null,null,null,null,"MAIN SECTORS"]
[null,null,null,1,{"$f":"$C3049&D3052","v":"TAS Burnie1"},null,{"$f":"IF(CommentaryInput!D3014=0,\"\",CommentaryInput!D3014)","v":"Predominantly residential and commercial"}]
[null,null,null,2,{"$f":"$C3049&D3053","v":"TAS Burnie2"},null,{"$f":"IF(CommentaryInput!D3015=0,\"\",CommentaryInput!D3015)","v":""}]
[null,null,null,3,{"$f":"$C3049&D3054","v":"TAS Burnie3"},null,{"$f":"IF(CommentaryInput!D3016=0,\"\",CommentaryInput!D3016)","v":""}]
[null,null,null,4,{"$f":"$C3049&D3055","v":"TAS Burnie4"},null,{"$f":"IF(CommentaryInput!D3017=0,\"\",CommentaryInput!D3017)","v":""}]
[null,null,null,5,{"$f":"$C3049&D3056","v":"TAS Burnie5"},null,{"$f":"IF(CommentaryInput!D3018=0,\"\",CommentaryInput!D3018)","v":""}]
[null,null,null,null,null,null,"MEDIUM SCENARIO"]
[null,null,null,null,null,null,"Summer"]
[null,null,null,8,{"$f":"$C3049&D3059","v":"TAS Burnie8"},null,{"$f":"IF(CommentaryInput!D3021=0,\"\",CommentaryInput!D3021)","v":"Temperature corrected actuals have decreased over the historical period."}]
[null,null,null,9,{"$f":"$C3049&D3060","v":"TAS Burnie9"},null,{"$f":"IF(CommentaryInput!D3022=0,\"\",CommentaryInput!D3022)","v":"Forecast demand is decreasing over the outlook period."}]
[null,null,null,10,{"$f":"$C3049&D3061","v":"TAS Burnie10"},null,{"$f":"IF(CommentaryInput!D3023=0,\"\",CommentaryInput!D3023)","v":"The 10% POE offset for PV ranges from 8.9% to 14.2% between 2017 and 2026."}]
[null,null,null,11,{"$f":"$C3049&D3062","v":"TAS Burnie11"},null,{"$f":"IF(CommentaryInput!D3024=0,\"\",CommentaryInput!D3024)","v":""}]
[null,null,null,12,{"$f":"$C3049&D3063","v":"TAS Burnie12"},null,{"$f":"IF(CommentaryInput!D3025=0,\"\",CommentaryInput!D3025)","v":""}]
[null,null,null,null,null,null,"Winter"]
[null,null,null,13,{"$f":"$C3049&D3065","v":"TAS Burnie13"},null,{"$f":"IF(CommentaryInput!D3027=0,\"\",CommentaryInput!D3027)","v":"Temperature corrected actuals have decreased over the historical period."}]
[null,null,null,14,{"$f":"$C3049&D3066","v":"TAS Burnie14"},null,{"$f":"IF(CommentaryInput!D3028=0,\"\",CommentaryInput!D3028)","v":"Forecast demand is increasing over the outlook period."}]
[null,null,null,15,{"$f":"$C3049&D3067","v":"TAS Burnie15"},null,{"$f":"IF(CommentaryInput!D3029=0,\"\",CommentaryInput!D3029)","v":"The 10% POE offset for PV ranges from 0.7% to 0.6% between 2016 and 2025."}]
[null,null,null,16,{"$f":"$C3049&D3068","v":"TAS Burnie16"},null,{"$f":"IF(CommentaryInput!D3030=0,\"\",CommentaryInput!D3030)","v":""}]
[null,null,null,17,{"$f":"$C3049&D3069","v":"TAS Burnie17"},null,{"$f":"IF(CommentaryInput!D3031=0,\"\",CommentaryInput!D3031)","v":""}]
[null,null,null,null,null,null,"Other"]
[null,null,null,18,{"$f":"$C3049&D3071","v":"TAS Burnie18"},null,{"$f":"IF(CommentaryInput!D3033=0,\"\",CommentaryInput!D3033)","v":"Supplies Dalby."}]
[null,null,null,19,{"$f":"$C3049&D3072","v":"TAS Burnie19"},null,{"$f":"IF(CommentaryInput!D3034=0,\"\",CommentaryInput!D3034)","v":"Block load included in winter 2018."}]
[null,null,null,20,{"$f":"$C3049&D3073","v":"TAS Burnie20"},null,{"$f":"IF(CommentaryInput!D3035=0,\"\",CommentaryInput!D3035)","v":"The impact of the following embedded generator(s) has been removed in the forecasts; Daandine PS."}]
[null,null,null,21,{"$f":"$C3049&D3074","v":"TAS Burnie21"},null,{"$f":"IF(CommentaryInput!D3036=0,\"\",CommentaryInput!D3036)","v":"Demand is weather sensitive in summer and winter."}]
[null,null,null,22,{"$f":"$C3049&D3075","v":"TAS Burnie22"},null,{"$f":"IF(CommentaryInput!D3037=0,\"\",CommentaryInput!D3037)","v":"Diversity factors: Summer = 0.94; Winter = 0.9."}]
[null,null,null,23,{"$f":"$C3049&D3076","v":"TAS Burnie23"},null,{"$f":"IF(CommentaryInput!D3038=0,\"\",CommentaryInput!D3038)","v":"Power factors: Summer = 1, leading; Winter = 1, lagging."}]
[null,null,null,24,{"$f":"$C3049&D3077","v":"TAS Burnie24"},null,{"$f":"IF(CommentaryInput!D3039=0,\"\",CommentaryInput!D3039)","v":""}]
[null,null,null,25,{"$f":"$C3049&D3078","v":"TAS Burnie25"},null,{"$f":"IF(CommentaryInput!D3040=0,\"\",CommentaryInput!D3040)","v":""}]
[]
[null,null,"TAS Bridgewater"]
[]
[null,null,null,null,null,null,"MAIN SECTORS"]
[null,null,null,1,{"$f":"$C3080&D3083","v":"TAS Bridgewater1"},null,{"$f":"IF(CommentaryInput!D3045=0,\"\",CommentaryInput!D3045)","v":"Predominantly residential, commercial, agricultural"}]
[null,null,null,2,{"$f":"$C3080&D3084","v":"TAS Bridgewater2"},null,{"$f":"IF(CommentaryInput!D3046=0,\"\",CommentaryInput!D3046)","v":""}]
[null,null,null,3,{"$f":"$C3080&D3085","v":"TAS Bridgewater3"},null,{"$f":"IF(CommentaryInput!D3047=0,\"\",CommentaryInput!D3047)","v":""}]
[null,null,null,4,{"$f":"$C3080&D3086","v":"TAS Bridgewater4"},null,{"$f":"IF(CommentaryInput!D3048=0,\"\",CommentaryInput!D3048)","v":""}]
[null,null,null,5,{"$f":"$C3080&D3087","v":"TAS Bridgewater5"},null,{"$f":"IF(CommentaryInput!D3049=0,\"\",CommentaryInput!D3049)","v":""}]
[null,null,null,null,null,null,"MEDIUM SCENARIO"]
[null,null,null,null,null,null,"Summer"]
[null,null,null,8,{"$f":"$C3080&D3090","v":"TAS Bridgewater8"},null,{"$f":"IF(CommentaryInput!D3052=0,\"\",CommentaryInput!D3052)","v":"Temperature corrected actuals have remained relatively flat over the historical period."}]
[null,null,null,9,{"$f":"$C3080&D3091","v":"TAS Bridgewater9"},null,{"$f":"IF(CommentaryInput!D3053=0,\"\",CommentaryInput!D3053)","v":"Forecast demand is increasing over the outlook period."}]
[null,null,null,10,{"$f":"$C3080&D3092","v":"TAS Bridgewater10"},null,{"$f":"IF(CommentaryInput!D3054=0,\"\",CommentaryInput!D3054)","v":"The 10% POE offset for PV ranges from 1.9% to 1.8% between 2017 and 2026."}]
[null,null,null,11,{"$f":"$C3080&D3093","v":"TAS Bridgewater11"},null,{"$f":"IF(CommentaryInput!D3055=0,\"\",CommentaryInput!D3055)","v":""}]
[null,null,null,12,{"$f":"$C3080&D3094","v":"TAS Bridgewater12"},null,{"$f":"IF(CommentaryInput!D3056=0,\"\",CommentaryInput!D3056)","v":""}]
[null,null,null,null,null,null,"Winter"]
[null,null,null,13,{"$f":"$C3080&D3096","v":"TAS Bridgewater13"},null,{"$f":"IF(CommentaryInput!D3058=0,\"\",CommentaryInput!D3058)","v":"Temperature corrected actuals have remained relatively flat over the historical period."}]
[null,null,null,14,{"$f":"$C3080&D3097","v":"TAS Bridgewater14"},null,{"$f":"IF(CommentaryInput!D3059=0,\"\",CommentaryInput!D3059)","v":"Forecast demand is increasing over the outlook period."}]
[null,null,null,15,{"$f":"$C3080&D3098","v":"TAS Bridgewater15"},null,{"$f":"IF(CommentaryInput!D3060=0,\"\",CommentaryInput!D3060)","v":"The 10% POE offset for PV is zero."}]
[null,null,null,16,{"$f":"$C3080&D3099","v":"TAS Bridgewater16"},null,{"$f":"IF(CommentaryInput!D3061=0,\"\",CommentaryInput!D3061)","v":""}]
[null,null,null,17,{"$f":"$C3080&D3100","v":"TAS Bridgewater17"},null,{"$f":"IF(CommentaryInput!D3062=0,\"\",CommentaryInput!D3062)","v":""}]
[null,null,null,null,null,null,"Other"]
[null,null,null,18,{"$f":"$C3080&D3102","v":"TAS Bridgewater18"},null,{"$f":"IF(CommentaryInput!D3064=0,\"\",CommentaryInput!D3064)","v":"Supplies Tully."}]
[null,null,null,19,{"$f":"$C3080&D3103","v":"TAS Bridgewater19"},null,{"$f":"IF(CommentaryInput!D3065=0,\"\",CommentaryInput!D3065)","v":"The impact of the following embedded generator(s) has been removed in the forecasts; Tully Sugar Mill line."}]
[null,null,null,20,{"$f":"$C3080&D3104","v":"TAS Bridgewater20"},null,{"$f":"IF(CommentaryInput!D3066=0,\"\",CommentaryInput!D3066)","v":"Demand is weather sensitive in summer and winter."}]
[null,null,null,21,{"$f":"$C3080&D3105","v":"TAS Bridgewater21"},null,{"$f":"IF(CommentaryInput!D3067=0,\"\",CommentaryInput!D3067)","v":"Diversity factors: Summer = 0.81; Winter = 0.88."}]
[null,null,null,22,{"$f":"$C3080&D3106","v":"TAS Bridgewater22"},null,{"$f":"IF(CommentaryInput!D3068=0,\"\",CommentaryInput!D3068)","v":"Power factors: Summer = 0.97, lagging; Winter = 0.99, lagging."}]
[null,null,null,23,{"$f":"$C3080&D3107","v":"TAS Bridgewater23"},null,{"$f":"IF(CommentaryInput!D3069=0,\"\",CommentaryInput!D3069)","v":""}]
[null,null,null,24,{"$f":"$C3080&D3108","v":"TAS Bridgewater24"},null,{"$f":"IF(CommentaryInput!D3070=0,\"\",CommentaryInput!D3070)","v":""}]
[null,null,null,25,{"$f":"$C3080&D3109","v":"TAS Bridgewater25"},null,{"$f":"IF(CommentaryInput!D3071=0,\"\",CommentaryInput!D3071)","v":""}]
[]
[null,null,"TAS Creek Road"]
[]
[null,null,null,null,null,null,"MAIN SECTORS"]
[null,null,null,1,{"$f":"$C3111&D3114","v":"TAS Creek Road1"},null,{"$f":"IF(CommentaryInput!D3076=0,\"\",CommentaryInput!D3076)","v":"The forecast is confidential."}]
[null,null,null,2,{"$f":"$C3111&D3115","v":"TAS Creek Road2"},null,{"$f":"IF(CommentaryInput!D3077=0,\"\",CommentaryInput!D3077)","v":""}]
[null,null,null,3,{"$f":"$C3111&D3116","v":"TAS Creek Road3"},null,{"$f":"IF(CommentaryInput!D3078=0,\"\",CommentaryInput!D3078)","v":""}]
[null,null,null,4,{"$f":"$C3111&D3117","v":"TAS Creek Road4"},null,{"$f":"IF(CommentaryInput!D3079=0,\"\",CommentaryInput!D3079)","v":""}]
[null,null,null,5,{"$f":"$C3111&D3118","v":"TAS Creek Road5"},null,{"$f":"IF(CommentaryInput!D3080=0,\"\",CommentaryInput!D3080)","v":""}]
[null,null,null,null,null,null,"MEDIUM SCENARIO"]
[null,null,null,null,null,null,"Summer"]
[null,null,null,8,{"$f":"$C3111&D3121","v":"TAS Creek Road8"},null,{"$f":"IF(CommentaryInput!D3083=0,\"\",CommentaryInput!D3083)","v":""}]
[null,null,null,9,{"$f":"$C3111&D3122","v":"TAS Creek Road9"},null,{"$f":"IF(CommentaryInput!D3084=0,\"\",CommentaryInput!D3084)","v":""}]
[null,null,null,10,{"$f":"$C3111&D3123","v":"TAS Creek Road10"},null,{"$f":"IF(CommentaryInput!D3085=0,\"\",CommentaryInput!D3085)","v":""}]
[null,null,null,11,{"$f":"$C3111&D3124","v":"TAS Creek Road11"},null,{"$f":"IF(CommentaryInput!D3086=0,\"\",CommentaryInput!D3086)","v":""}]
[null,null,null,12,{"$f":"$C3111&D3125","v":"TAS Creek Road12"},null,{"$f":"IF(CommentaryInput!D3087=0,\"\",CommentaryInput!D3087)","v":""}]
[null,null,null,null,null,null,"Winter"]
[null,null,null,13,{"$f":"$C3111&D3127","v":"TAS Creek Road13"},null,{"$f":"IF(CommentaryInput!D3089=0,\"\",CommentaryInput!D3089)","v":""}]
[null,null,null,14,{"$f":"$C3111&D3128","v":"TAS Creek Road14"},null,{"$f":"IF(CommentaryInput!D3090=0,\"\",CommentaryInput!D3090)","v":""}]
[null,null,null,15,{"$f":"$C3111&D3129","v":"TAS Creek Road15"},null,{"$f":"IF(CommentaryInput!D3091=0,\"\",CommentaryInput!D3091)","v":""}]
[null,null,null,16,{"$f":"$C3111&D3130","v":"TAS Creek Road16"},null,{"$f":"IF(CommentaryInput!D3092=0,\"\",CommentaryInput!D3092)","v":""}]
[null,null,null,17,{"$f":"$C3111&D3131","v":"TAS Creek Road17"},null,{"$f":"IF(CommentaryInput!D3093=0,\"\",CommentaryInput!D3093)","v":""}]
[null,null,null,null,null,null,"Other"]
[null,null,null,18,{"$f":"$C3111&D3133","v":"TAS Creek Road18"},null,{"$f":"IF(CommentaryInput!D3095=0,\"\",CommentaryInput!D3095)","v":""}]
[null,null,null,19,{"$f":"$C3111&D3134","v":"TAS Creek Road19"},null,{"$f":"IF(CommentaryInput!D3096=0,\"\",CommentaryInput!D3096)","v":""}]
[null,null,null,20,{"$f":"$C3111&D3135","v":"TAS Creek Road20"},null,{"$f":"IF(CommentaryInput!D3097=0,\"\",CommentaryInput!D3097)","v":""}]
[null,null,null,21,{"$f":"$C3111&D3136","v":"TAS Creek Road21"},null,{"$f":"IF(CommentaryInput!D3098=0,\"\",CommentaryInput!D3098)","v":""}]
[null,null,null,22,{"$f":"$C3111&D3137","v":"TAS Creek Road22"},null,{"$f":"IF(CommentaryInput!D3099=0,\"\",CommentaryInput!D3099)","v":""}]
[null,null,null,23,{"$f":"$C3111&D3138","v":"TAS Creek Road23"},null,{"$f":"IF(CommentaryInput!D3100=0,\"\",CommentaryInput!D3100)","v":""}]
[null,null,null,24,{"$f":"$C3111&D3139","v":"TAS Creek Road24"},null,{"$f":"IF(CommentaryInput!D3101=0,\"\",CommentaryInput!D3101)","v":""}]
[null,null,null,25,{"$f":"$C3111&D3140","v":"TAS Creek Road25"},null,{"$f":"IF(CommentaryInput!D3102=0,\"\",CommentaryInput!D3102)","v":""}]
[]
[null,null,"TAS Chapel St."]
[]
[null,null,null,null,null,null,"MAIN SECTORS"]
[null,null,null,1,{"$f":"$C3142&D3145","v":"TAS Chapel St.1"},null,{"$f":"IF(CommentaryInput!D3107=0,\"\",CommentaryInput!D3107)","v":"Predominantly commercial and industrial"}]
[null,null,null,2,{"$f":"$C3142&D3146","v":"TAS Chapel St.2"},null,{"$f":"IF(CommentaryInput!D3108=0,\"\",CommentaryInput!D3108)","v":""}]
[null,null,null,3,{"$f":"$C3142&D3147","v":"TAS Chapel St.3"},null,{"$f":"IF(CommentaryInput!D3109=0,\"\",CommentaryInput!D3109)","v":""}]
[null,null,null,4,{"$f":"$C3142&D3148","v":"TAS Chapel St.4"},null,{"$f":"IF(CommentaryInput!D3110=0,\"\",CommentaryInput!D3110)","v":""}]
[null,null,null,5,{"$f":"$C3142&D3149","v":"TAS Chapel St.5"},null,{"$f":"IF(CommentaryInput!D3111=0,\"\",CommentaryInput!D3111)","v":""}]
[null,null,null,null,null,null,"MEDIUM SCENARIO"]
[null,null,null,null,null,null,"Summer"]
[null,null,null,8,{"$f":"$C3142&D3152","v":"TAS Chapel St.8"},null,{"$f":"IF(CommentaryInput!D3114=0,\"\",CommentaryInput!D3114)","v":"Temperature corrected actuals have decreased over the historical period."}]
[null,null,null,9,{"$f":"$C3142&D3153","v":"TAS Chapel St.9"},null,{"$f":"IF(CommentaryInput!D3115=0,\"\",CommentaryInput!D3115)","v":"Forecast demand is decreasing over the outlook period."}]
[null,null,null,10,{"$f":"$C3142&D3154","v":"TAS Chapel St.10"},null,{"$f":"IF(CommentaryInput!D3116=0,\"\",CommentaryInput!D3116)","v":"The 10% POE offset for PV ranges from 4.8% to 6.3% between 2017 and 2026."}]
[null,null,null,11,{"$f":"$C3142&D3155","v":"TAS Chapel St.11"},null,{"$f":"IF(CommentaryInput!D3117=0,\"\",CommentaryInput!D3117)","v":""}]
[null,null,null,12,{"$f":"$C3142&D3156","v":"TAS Chapel St.12"},null,{"$f":"IF(CommentaryInput!D3118=0,\"\",CommentaryInput!D3118)","v":""}]
[null,null,null,null,null,null,"Winter"]
[null,null,null,13,{"$f":"$C3142&D3158","v":"TAS Chapel St.13"},null,{"$f":"IF(CommentaryInput!D3120=0,\"\",CommentaryInput!D3120)","v":"Temperature corrected actuals have decreased over the historical period."}]
[null,null,null,14,{"$f":"$C3142&D3159","v":"TAS Chapel St.14"},null,{"$f":"IF(CommentaryInput!D3121=0,\"\",CommentaryInput!D3121)","v":"Forecast demand is increasing over the outlook period."}]
[null,null,null,15,{"$f":"$C3142&D3160","v":"TAS Chapel St.15"},null,{"$f":"IF(CommentaryInput!D3122=0,\"\",CommentaryInput!D3122)","v":"The 10% POE offset for PV is zero."}]
[null,null,null,16,{"$f":"$C3142&D3161","v":"TAS Chapel St.16"},null,{"$f":"IF(CommentaryInput!D3123=0,\"\",CommentaryInput!D3123)","v":""}]
[null,null,null,17,{"$f":"$C3142&D3162","v":"TAS Chapel St.17"},null,{"$f":"IF(CommentaryInput!D3124=0,\"\",CommentaryInput!D3124)","v":""}]
[null,null,null,null,null,null,"Other"]
[null,null,null,18,{"$f":"$C3142&D3164","v":"TAS Chapel St.18"},null,{"$f":"IF(CommentaryInput!D3126=0,\"\",CommentaryInput!D3126)","v":"Supplies inner-west Brisbane."}]
[null,null,null,19,{"$f":"$C3142&D3165","v":"TAS Chapel St.19"},null,{"$f":"IF(CommentaryInput!D3127=0,\"\",CommentaryInput!D3127)","v":"Demand is weather sensitive in summer and winter."}]
[null,null,null,20,{"$f":"$C3142&D3166","v":"TAS Chapel St.20"},null,{"$f":"IF(CommentaryInput!D3128=0,\"\",CommentaryInput!D3128)","v":"Diversity factors: Summer = 1; Winter = 0.99."}]
[null,null,null,21,{"$f":"$C3142&D3167","v":"TAS Chapel St.21"},null,{"$f":"IF(CommentaryInput!D3129=0,\"\",CommentaryInput!D3129)","v":"Power factors: Summer = 0.98, lagging; Winter = 0.99, lagging."}]
[null,null,null,22,{"$f":"$C3142&D3168","v":"TAS Chapel St.22"},null,{"$f":"IF(CommentaryInput!D3130=0,\"\",CommentaryInput!D3130)","v":""}]
[null,null,null,23,{"$f":"$C3142&D3169","v":"TAS Chapel St.23"},null,{"$f":"IF(CommentaryInput!D3131=0,\"\",CommentaryInput!D3131)","v":""}]
[null,null,null,24,{"$f":"$C3142&D3170","v":"TAS Chapel St.24"},null,{"$f":"IF(CommentaryInput!D3132=0,\"\",CommentaryInput!D3132)","v":""}]
[null,null,null,25,{"$f":"$C3142&D3171","v":"TAS Chapel St.25"},null,{"$f":"IF(CommentaryInput!D3133=0,\"\",CommentaryInput!D3133)","v":""}]
[]
[null,null,"TAS Derwent Bridge"]
[]
[null,null,null,null,null,null,"MAIN SECTORS"]
[null,null,null,1,{"$f":"$C3173&D3176","v":"TAS Derwent Bridge1"},null,{"$f":"IF(CommentaryInput!D3138=0,\"\",CommentaryInput!D3138)","v":"Predominantly residential, commercial, mining"}]
[null,null,null,2,{"$f":"$C3173&D3177","v":"TAS Derwent Bridge2"},null,{"$f":"IF(CommentaryInput!D3139=0,\"\",CommentaryInput!D3139)","v":""}]
[null,null,null,3,{"$f":"$C3173&D3178","v":"TAS Derwent Bridge3"},null,{"$f":"IF(CommentaryInput!D3140=0,\"\",CommentaryInput!D3140)","v":""}]
[null,null,null,4,{"$f":"$C3173&D3179","v":"TAS Derwent Bridge4"},null,{"$f":"IF(CommentaryInput!D3141=0,\"\",CommentaryInput!D3141)","v":""}]
[null,null,null,5,{"$f":"$C3173&D3180","v":"TAS Derwent Bridge5"},null,{"$f":"IF(CommentaryInput!D3142=0,\"\",CommentaryInput!D3142)","v":""}]
[null,null,null,null,null,null,"MEDIUM SCENARIO"]
[null,null,null,null,null,null,"Summer"]
[null,null,null,8,{"$f":"$C3173&D3183","v":"TAS Derwent Bridge8"},null,{"$f":"IF(CommentaryInput!D3145=0,\"\",CommentaryInput!D3145)","v":"Temperature corrected actuals have remained relatively flat over the historical period."}]
[null,null,null,9,{"$f":"$C3173&D3184","v":"TAS Derwent Bridge9"},null,{"$f":"IF(CommentaryInput!D3146=0,\"\",CommentaryInput!D3146)","v":"Forecast demand is increasing over the outlook period."}]
[null,null,null,10,{"$f":"$C3173&D3185","v":"TAS Derwent Bridge10"},null,{"$f":"IF(CommentaryInput!D3147=0,\"\",CommentaryInput!D3147)","v":"The 10% POE offset for PV ranges from 4.4% to 7.0% between 2017 and 2026."}]
[null,null,null,11,{"$f":"$C3173&D3186","v":"TAS Derwent Bridge11"},null,{"$f":"IF(CommentaryInput!D3148=0,\"\",CommentaryInput!D3148)","v":""}]
[null,null,null,12,{"$f":"$C3173&D3187","v":"TAS Derwent Bridge12"},null,{"$f":"IF(CommentaryInput!D3149=0,\"\",CommentaryInput!D3149)","v":""}]
[null,null,null,null,null,null,"Winter"]
[null,null,null,13,{"$f":"$C3173&D3189","v":"TAS Derwent Bridge13"},null,{"$f":"IF(CommentaryInput!D3151=0,\"\",CommentaryInput!D3151)","v":"Temperature corrected actuals have decreased over the historical period."}]
[null,null,null,14,{"$f":"$C3173&D3190","v":"TAS Derwent Bridge14"},null,{"$f":"IF(CommentaryInput!D3152=0,\"\",CommentaryInput!D3152)","v":"Forecast demand is increasing over the outlook period."}]
[null,null,null,15,{"$f":"$C3173&D3191","v":"TAS Derwent Bridge15"},null,{"$f":"IF(CommentaryInput!D3153=0,\"\",CommentaryInput!D3153)","v":"The 10% POE offset for PV is zero."}]
[null,null,null,16,{"$f":"$C3173&D3192","v":"TAS Derwent Bridge16"},null,{"$f":"IF(CommentaryInput!D3154=0,\"\",CommentaryInput!D3154)","v":""}]
[null,null,null,17,{"$f":"$C3173&D3193","v":"TAS Derwent Bridge17"},null,{"$f":"IF(CommentaryInput!D3155=0,\"\",CommentaryInput!D3155)","v":""}]
[null,null,null,null,null,null,"Other"]
[null,null,null,18,{"$f":"$C3173&D3195","v":"TAS Derwent Bridge18"},null,{"$f":"IF(CommentaryInput!D3157=0,\"\",CommentaryInput!D3157)","v":"Supplies Kingaroy."}]
[null,null,null,19,{"$f":"$C3173&D3196","v":"TAS Derwent Bridge19"},null,{"$f":"IF(CommentaryInput!D3158=0,\"\",CommentaryInput!D3158)","v":"Demand is weather sensitive in summer and winter."}]
[null,null,null,20,{"$f":"$C3173&D3197","v":"TAS Derwent Bridge20"},null,{"$f":"IF(CommentaryInput!D3159=0,\"\",CommentaryInput!D3159)","v":"Diversity factors: Summer = 0.92; Winter = 0.97."}]
[null,null,null,21,{"$f":"$C3173&D3198","v":"TAS Derwent Bridge21"},null,{"$f":"IF(CommentaryInput!D3160=0,\"\",CommentaryInput!D3160)","v":"Power factors: Summer = 0.9, lagging; Winter = 0.94, lagging."}]
[null,null,null,22,{"$f":"$C3173&D3199","v":"TAS Derwent Bridge22"},null,{"$f":"IF(CommentaryInput!D3161=0,\"\",CommentaryInput!D3161)","v":""}]
[null,null,null,23,{"$f":"$C3173&D3200","v":"TAS Derwent Bridge23"},null,{"$f":"IF(CommentaryInput!D3162=0,\"\",CommentaryInput!D3162)","v":""}]
[null,null,null,24,{"$f":"$C3173&D3201","v":"TAS Derwent Bridge24"},null,{"$f":"IF(CommentaryInput!D3163=0,\"\",CommentaryInput!D3163)","v":""}]
[null,null,null,25,{"$f":"$C3173&D3202","v":"TAS Derwent Bridge25"},null,{"$f":"IF(CommentaryInput!D3164=0,\"\",CommentaryInput!D3164)","v":""}]
[]
[null,null,"TAS Devonport"]
[]
[null,null,null,null,null,null,"MAIN SECTORS"]
[null,null,null,1,{"$f":"$C3204&D3207","v":"TAS Devonport1"},null,{"$f":"IF(CommentaryInput!D3169=0,\"\",CommentaryInput!D3169)","v":"Predominantly residential and commercial"}]
[null,null,null,2,{"$f":"$C3204&D3208","v":"TAS Devonport2"},null,{"$f":"IF(CommentaryInput!D3170=0,\"\",CommentaryInput!D3170)","v":""}]
[null,null,null,3,{"$f":"$C3204&D3209","v":"TAS Devonport3"},null,{"$f":"IF(CommentaryInput!D3171=0,\"\",CommentaryInput!D3171)","v":""}]
[null,null,null,4,{"$f":"$C3204&D3210","v":"TAS Devonport4"},null,{"$f":"IF(CommentaryInput!D3172=0,\"\",CommentaryInput!D3172)","v":""}]
[null,null,null,5,{"$f":"$C3204&D3211","v":"TAS Devonport5"},null,{"$f":"IF(CommentaryInput!D3173=0,\"\",CommentaryInput!D3173)","v":""}]
[null,null,null,null,null,null,"MEDIUM SCENARIO"]
[null,null,null,null,null,null,"Summer"]
[null,null,null,8,{"$f":"$C3204&D3214","v":"TAS Devonport8"},null,{"$f":"IF(CommentaryInput!D3176=0,\"\",CommentaryInput!D3176)","v":"Temperature corrected actuals have decreased over the historical period."}]
[null,null,null,9,{"$f":"$C3204&D3215","v":"TAS Devonport9"},null,{"$f":"IF(CommentaryInput!D3177=0,\"\",CommentaryInput!D3177)","v":"Forecast demand is increasing over the outlook period."}]
[null,null,null,10,{"$f":"$C3204&D3216","v":"TAS Devonport10"},null,{"$f":"IF(CommentaryInput!D3178=0,\"\",CommentaryInput!D3178)","v":"The 10% POE offset for PV ranges from 1.1% to 1.5% between 2017 and 2026."}]
[null,null,null,11,{"$f":"$C3204&D3217","v":"TAS Devonport11"},null,{"$f":"IF(CommentaryInput!D3179=0,\"\",CommentaryInput!D3179)","v":""}]
[null,null,null,12,{"$f":"$C3204&D3218","v":"TAS Devonport12"},null,{"$f":"IF(CommentaryInput!D3180=0,\"\",CommentaryInput!D3180)","v":""}]
[null,null,null,null,null,null,"Winter"]
[null,null,null,13,{"$f":"$C3204&D3220","v":"TAS Devonport13"},null,{"$f":"IF(CommentaryInput!D3182=0,\"\",CommentaryInput!D3182)","v":"Temperature corrected actuals have decreased over the historical period."}]
[null,null,null,14,{"$f":"$C3204&D3221","v":"TAS Devonport14"},null,{"$f":"IF(CommentaryInput!D3183=0,\"\",CommentaryInput!D3183)","v":"Forecast demand is relatively flat over the outlook period."}]
[null,null,null,15,{"$f":"$C3204&D3222","v":"TAS Devonport15"},null,{"$f":"IF(CommentaryInput!D3184=0,\"\",CommentaryInput!D3184)","v":"The 10% POE offset for PV is zero."}]
[null,null,null,16,{"$f":"$C3204&D3223","v":"TAS Devonport16"},null,{"$f":"IF(CommentaryInput!D3185=0,\"\",CommentaryInput!D3185)","v":""}]
[null,null,null,17,{"$f":"$C3204&D3224","v":"TAS Devonport17"},null,{"$f":"IF(CommentaryInput!D3186=0,\"\",CommentaryInput!D3186)","v":""}]
[null,null,null,null,null,null,"Other"]
[null,null,null,18,{"$f":"$C3204&D3226","v":"TAS Devonport18"},null,{"$f":"IF(CommentaryInput!D3188=0,\"\",CommentaryInput!D3188)","v":"Supplies rural areas surrounding Cairns."}]
[null,null,null,19,{"$f":"$C3204&D3227","v":"TAS Devonport19"},null,{"$f":"IF(CommentaryInput!D3189=0,\"\",CommentaryInput!D3189)","v":"Demand is weather sensitive in summer only."}]
[null,null,null,20,{"$f":"$C3204&D3228","v":"TAS Devonport20"},null,{"$f":"IF(CommentaryInput!D3190=0,\"\",CommentaryInput!D3190)","v":"Diversity factors: Summer = 0.88; Winter = 1."}]
[null,null,null,21,{"$f":"$C3204&D3229","v":"TAS Devonport21"},null,{"$f":"IF(CommentaryInput!D3191=0,\"\",CommentaryInput!D3191)","v":"Power factors: Summer = 0.93, leading; Winter = 0.92, leading."}]
[null,null,null,22,{"$f":"$C3204&D3230","v":"TAS Devonport22"},null,{"$f":"IF(CommentaryInput!D3192=0,\"\",CommentaryInput!D3192)","v":""}]
[null,null,null,23,{"$f":"$C3204&D3231","v":"TAS Devonport23"},null,{"$f":"IF(CommentaryInput!D3193=0,\"\",CommentaryInput!D3193)","v":""}]
[null,null,null,24,{"$f":"$C3204&D3232","v":"TAS Devonport24"},null,{"$f":"IF(CommentaryInput!D3194=0,\"\",CommentaryInput!D3194)","v":""}]
[null,null,null,25,{"$f":"$C3204&D3233","v":"TAS Devonport25"},null,{"$f":"IF(CommentaryInput!D3195=0,\"\",CommentaryInput!D3195)","v":""}]
[]
[null,null,"TAS Emu Bay"]
[]
[null,null,null,null,null,null,"MAIN SECTORS"]
[null,null,null,1,{"$f":"$C3235&D3238","v":"TAS Emu Bay1"},null,{"$f":"IF(CommentaryInput!D3200=0,\"\",CommentaryInput!D3200)","v":"Predominantly residential and commercial"}]
[null,null,null,2,{"$f":"$C3235&D3239","v":"TAS Emu Bay2"},null,{"$f":"IF(CommentaryInput!D3201=0,\"\",CommentaryInput!D3201)","v":""}]
[null,null,null,3,{"$f":"$C3235&D3240","v":"TAS Emu Bay3"},null,{"$f":"IF(CommentaryInput!D3202=0,\"\",CommentaryInput!D3202)","v":""}]
[null,null,null,4,{"$f":"$C3235&D3241","v":"TAS Emu Bay4"},null,{"$f":"IF(CommentaryInput!D3203=0,\"\",CommentaryInput!D3203)","v":""}]
[null,null,null,5,{"$f":"$C3235&D3242","v":"TAS Emu Bay5"},null,{"$f":"IF(CommentaryInput!D3204=0,\"\",CommentaryInput!D3204)","v":""}]
[null,null,null,null,null,null,"MEDIUM SCENARIO"]
[null,null,null,null,null,null,"Summer"]
[null,null,null,8,{"$f":"$C3235&D3245","v":"TAS Emu Bay8"},null,{"$f":"IF(CommentaryInput!D3207=0,\"\",CommentaryInput!D3207)","v":"Temperature corrected actuals have increased over the historical period."}]
[null,null,null,9,{"$f":"$C3235&D3246","v":"TAS Emu Bay9"},null,{"$f":"IF(CommentaryInput!D3208=0,\"\",CommentaryInput!D3208)","v":"Forecast demand is increasing over the outlook period due to increase in load."}]
[null,null,null,10,{"$f":"$C3235&D3247","v":"TAS Emu Bay10"},null,{"$f":"IF(CommentaryInput!D3209=0,\"\",CommentaryInput!D3209)","v":"The 10% POE offset for PV is constant at 0.4%."}]
[null,null,null,11,{"$f":"$C3235&D3248","v":"TAS Emu Bay11"},null,{"$f":"IF(CommentaryInput!D3210=0,\"\",CommentaryInput!D3210)","v":""}]
[null,null,null,12,{"$f":"$C3235&D3249","v":"TAS Emu Bay12"},null,{"$f":"IF(CommentaryInput!D3211=0,\"\",CommentaryInput!D3211)","v":""}]
[null,null,null,null,null,null,"Winter"]
[null,null,null,13,{"$f":"$C3235&D3251","v":"TAS Emu Bay13"},null,{"$f":"IF(CommentaryInput!D3213=0,\"\",CommentaryInput!D3213)","v":"Temperature corrected actuals have increased over the historical period."}]
[null,null,null,14,{"$f":"$C3235&D3252","v":"TAS Emu Bay14"},null,{"$f":"IF(CommentaryInput!D3214=0,\"\",CommentaryInput!D3214)","v":"Forecast demand is increasing over the outlook period due to increase in load."}]
[null,null,null,15,{"$f":"$C3235&D3253","v":"TAS Emu Bay15"},null,{"$f":"IF(CommentaryInput!D3215=0,\"\",CommentaryInput!D3215)","v":"The 10% POE offset for PV is zero."}]
[null,null,null,16,{"$f":"$C3235&D3254","v":"TAS Emu Bay16"},null,{"$f":"IF(CommentaryInput!D3216=0,\"\",CommentaryInput!D3216)","v":""}]
[null,null,null,17,{"$f":"$C3235&D3255","v":"TAS Emu Bay17"},null,{"$f":"IF(CommentaryInput!D3217=0,\"\",CommentaryInput!D3217)","v":""}]
[null,null,null,null,null,null,"Other"]
[null,null,null,18,{"$f":"$C3235&D3257","v":"TAS Emu Bay18"},null,{"$f":"IF(CommentaryInput!D3219=0,\"\",CommentaryInput!D3219)","v":"Supplies rural areas surrounding Cairns."}]
[null,null,null,19,{"$f":"$C3235&D3258","v":"TAS Emu Bay19"},null,{"$f":"IF(CommentaryInput!D3220=0,\"\",CommentaryInput!D3220)","v":"Block load included in summer 2020-21 and summer 2017-18."}]
[null,null,null,20,{"$f":"$C3235&D3259","v":"TAS Emu Bay20"},null,{"$f":"IF(CommentaryInput!D3221=0,\"\",CommentaryInput!D3221)","v":"The impact of the following embedded generator(s) has been removed in the forecasts; Windy Hill Wind Farm."}]
[null,null,null,21,{"$f":"$C3235&D3260","v":"TAS Emu Bay21"},null,{"$f":"IF(CommentaryInput!D3222=0,\"\",CommentaryInput!D3222)","v":"Demand is not weather sensitive."}]
[null,null,null,22,{"$f":"$C3235&D3261","v":"TAS Emu Bay22"},null,{"$f":"IF(CommentaryInput!D3223=0,\"\",CommentaryInput!D3223)","v":"Diversity factors: Summer = 0.7; Winter = 0.69."}]
[null,null,null,23,{"$f":"$C3235&D3262","v":"TAS Emu Bay23"},null,{"$f":"IF(CommentaryInput!D3224=0,\"\",CommentaryInput!D3224)","v":"Power factors: Summer = 0.99, lagging; Winter = 1, lagging."}]
[null,null,null,24,{"$f":"$C3235&D3263","v":"TAS Emu Bay24"},null,{"$f":"IF(CommentaryInput!D3225=0,\"\",CommentaryInput!D3225)","v":""}]
[null,null,null,25,{"$f":"$C3235&D3264","v":"TAS Emu Bay25"},null,{"$f":"IF(CommentaryInput!D3226=0,\"\",CommentaryInput!D3226)","v":""}]
[]
[null,null,"TAS Electrona"]
[]
[null,null,null,null,null,null,"MAIN SECTORS"]
[null,null,null,1,{"$f":"$C3266&D3269","v":"TAS Electrona1"},null,{"$f":"IF(CommentaryInput!D3231=0,\"\",CommentaryInput!D3231)","v":"The forecast is confidential."}]
[null,null,null,2,{"$f":"$C3266&D3270","v":"TAS Electrona2"},null,{"$f":"IF(CommentaryInput!D3232=0,\"\",CommentaryInput!D3232)","v":""}]
[null,null,null,3,{"$f":"$C3266&D3271","v":"TAS Electrona3"},null,{"$f":"IF(CommentaryInput!D3233=0,\"\",CommentaryInput!D3233)","v":""}]
[null,null,null,4,{"$f":"$C3266&D3272","v":"TAS Electrona4"},null,{"$f":"IF(CommentaryInput!D3234=0,\"\",CommentaryInput!D3234)","v":""}]
[null,null,null,5,{"$f":"$C3266&D3273","v":"TAS Electrona5"},null,{"$f":"IF(CommentaryInput!D3235=0,\"\",CommentaryInput!D3235)","v":""}]
[null,null,null,null,null,null,"MEDIUM SCENARIO"]
[null,null,null,null,null,null,"Summer"]
[null,null,null,8,{"$f":"$C3266&D3276","v":"TAS Electrona8"},null,{"$f":"IF(CommentaryInput!D3238=0,\"\",CommentaryInput!D3238)","v":""}]
[null,null,null,9,{"$f":"$C3266&D3277","v":"TAS Electrona9"},null,{"$f":"IF(CommentaryInput!D3239=0,\"\",CommentaryInput!D3239)","v":""}]
[null,null,null,10,{"$f":"$C3266&D3278","v":"TAS Electrona10"},null,{"$f":"IF(CommentaryInput!D3240=0,\"\",CommentaryInput!D3240)","v":""}]
[null,null,null,11,{"$f":"$C3266&D3279","v":"TAS Electrona11"},null,{"$f":"IF(CommentaryInput!D3241=0,\"\",CommentaryInput!D3241)","v":""}]
[null,null,null,12,{"$f":"$C3266&D3280","v":"TAS Electrona12"},null,{"$f":"IF(CommentaryInput!D3242=0,\"\",CommentaryInput!D3242)","v":""}]
[null,null,null,null,null,null,"Winter"]
[null,null,null,13,{"$f":"$C3266&D3282","v":"TAS Electrona13"},null,{"$f":"IF(CommentaryInput!D3244=0,\"\",CommentaryInput!D3244)","v":""}]
[null,null,null,14,{"$f":"$C3266&D3283","v":"TAS Electrona14"},null,{"$f":"IF(CommentaryInput!D3245=0,\"\",CommentaryInput!D3245)","v":""}]
[null,null,null,15,{"$f":"$C3266&D3284","v":"TAS Electrona15"},null,{"$f":"IF(CommentaryInput!D3246=0,\"\",CommentaryInput!D3246)","v":""}]
[null,null,null,16,{"$f":"$C3266&D3285","v":"TAS Electrona16"},null,{"$f":"IF(CommentaryInput!D3247=0,\"\",CommentaryInput!D3247)","v":""}]
[null,null,null,17,{"$f":"$C3266&D3286","v":"TAS Electrona17"},null,{"$f":"IF(CommentaryInput!D3248=0,\"\",CommentaryInput!D3248)","v":""}]
[null,null,null,null,null,null,"Other"]
[null,null,null,18,{"$f":"$C3266&D3288","v":"TAS Electrona18"},null,{"$f":"IF(CommentaryInput!D3250=0,\"\",CommentaryInput!D3250)","v":""}]
[null,null,null,19,{"$f":"$C3266&D3289","v":"TAS Electrona19"},null,{"$f":"IF(CommentaryInput!D3251=0,\"\",CommentaryInput!D3251)","v":""}]
[null,null,null,20,{"$f":"$C3266&D3290","v":"TAS Electrona20"},null,{"$f":"IF(CommentaryInput!D3252=0,\"\",CommentaryInput!D3252)","v":""}]
[null,null,null,21,{"$f":"$C3266&D3291","v":"TAS Electrona21"},null,{"$f":"IF(CommentaryInput!D3253=0,\"\",CommentaryInput!D3253)","v":""}]
[null,null,null,22,{"$f":"$C3266&D3292","v":"TAS Electrona22"},null,{"$f":"IF(CommentaryInput!D3254=0,\"\",CommentaryInput!D3254)","v":""}]
[null,null,null,23,{"$f":"$C3266&D3293","v":"TAS Electrona23"},null,{"$f":"IF(CommentaryInput!D3255=0,\"\",CommentaryInput!D3255)","v":""}]
[null,null,null,24,{"$f":"$C3266&D3294","v":"TAS Electrona24"},null,{"$f":"IF(CommentaryInput!D3256=0,\"\",CommentaryInput!D3256)","v":""}]
[null,null,null,25,{"$f":"$C3266&D3295","v":"TAS Electrona25"},null,{"$f":"IF(CommentaryInput!D3257=0,\"\",CommentaryInput!D3257)","v":""}]
[]
[null,null,"TAS Gordon"]
[]
[null,null,null,null,null,null,"MAIN SECTORS"]
[null,null,null,1,{"$f":"$C3297&D3300","v":"TAS Gordon1"},null,{"$f":"IF(CommentaryInput!D3262=0,\"\",CommentaryInput!D3262)","v":"The forecast is confidential."}]
[null,null,null,2,{"$f":"$C3297&D3301","v":"TAS Gordon2"},null,{"$f":"IF(CommentaryInput!D3263=0,\"\",CommentaryInput!D3263)","v":""}]
[null,null,null,3,{"$f":"$C3297&D3302","v":"TAS Gordon3"},null,{"$f":"IF(CommentaryInput!D3264=0,\"\",CommentaryInput!D3264)","v":""}]
[null,null,null,4,{"$f":"$C3297&D3303","v":"TAS Gordon4"},null,{"$f":"IF(CommentaryInput!D3265=0,\"\",CommentaryInput!D3265)","v":""}]
[null,null,null,5,{"$f":"$C3297&D3304","v":"TAS Gordon5"},null,{"$f":"IF(CommentaryInput!D3266=0,\"\",CommentaryInput!D3266)","v":""}]
[null,null,null,null,null,null,"MEDIUM SCENARIO"]
[null,null,null,null,null,null,"Summer"]
[null,null,null,8,{"$f":"$C3297&D3307","v":"TAS Gordon8"},null,{"$f":"IF(CommentaryInput!D3269=0,\"\",CommentaryInput!D3269)","v":""}]
[null,null,null,9,{"$f":"$C3297&D3308","v":"TAS Gordon9"},null,{"$f":"IF(CommentaryInput!D3270=0,\"\",CommentaryInput!D3270)","v":""}]
[null,null,null,10,{"$f":"$C3297&D3309","v":"TAS Gordon10"},null,{"$f":"IF(CommentaryInput!D3271=0,\"\",CommentaryInput!D3271)","v":""}]
[null,null,null,11,{"$f":"$C3297&D3310","v":"TAS Gordon11"},null,{"$f":"IF(CommentaryInput!D3272=0,\"\",CommentaryInput!D3272)","v":""}]
[null,null,null,12,{"$f":"$C3297&D3311","v":"TAS Gordon12"},null,{"$f":"IF(CommentaryInput!D3273=0,\"\",CommentaryInput!D3273)","v":""}]
[null,null,null,null,null,null,"Winter"]
[null,null,null,13,{"$f":"$C3297&D3313","v":"TAS Gordon13"},null,{"$f":"IF(CommentaryInput!D3275=0,\"\",CommentaryInput!D3275)","v":""}]
[null,null,null,14,{"$f":"$C3297&D3314","v":"TAS Gordon14"},null,{"$f":"IF(CommentaryInput!D3276=0,\"\",CommentaryInput!D3276)","v":""}]
[null,null,null,15,{"$f":"$C3297&D3315","v":"TAS Gordon15"},null,{"$f":"IF(CommentaryInput!D3277=0,\"\",CommentaryInput!D3277)","v":""}]
[null,null,null,16,{"$f":"$C3297&D3316","v":"TAS Gordon16"},null,{"$f":"IF(CommentaryInput!D3278=0,\"\",CommentaryInput!D3278)","v":""}]
[null,null,null,17,{"$f":"$C3297&D3317","v":"TAS Gordon17"},null,{"$f":"IF(CommentaryInput!D3279=0,\"\",CommentaryInput!D3279)","v":""}]
[null,null,null,null,null,null,"Other"]
[null,null,null,18,{"$f":"$C3297&D3319","v":"TAS Gordon18"},null,{"$f":"IF(CommentaryInput!D3281=0,\"\",CommentaryInput!D3281)","v":""}]
[null,null,null,19,{"$f":"$C3297&D3320","v":"TAS Gordon19"},null,{"$f":"IF(CommentaryInput!D3282=0,\"\",CommentaryInput!D3282)","v":""}]
[null,null,null,20,{"$f":"$C3297&D3321","v":"TAS Gordon20"},null,{"$f":"IF(CommentaryInput!D3283=0,\"\",CommentaryInput!D3283)","v":""}]
[null,null,null,21,{"$f":"$C3297&D3322","v":"TAS Gordon21"},null,{"$f":"IF(CommentaryInput!D3284=0,\"\",CommentaryInput!D3284)","v":""}]
[null,null,null,22,{"$f":"$C3297&D3323","v":"TAS Gordon22"},null,{"$f":"IF(CommentaryInput!D3285=0,\"\",CommentaryInput!D3285)","v":""}]
[null,null,null,23,{"$f":"$C3297&D3324","v":"TAS Gordon23"},null,{"$f":"IF(CommentaryInput!D3286=0,\"\",CommentaryInput!D3286)","v":""}]
[null,null,null,24,{"$f":"$C3297&D3325","v":"TAS Gordon24"},null,{"$f":"IF(CommentaryInput!D3287=0,\"\",CommentaryInput!D3287)","v":""}]
[null,null,null,25,{"$f":"$C3297&D3326","v":"TAS Gordon25"},null,{"$f":"IF(CommentaryInput!D3288=0,\"\",CommentaryInput!D3288)","v":""}]
[]
[null,null,"TAS George Town"]
[]
[null,null,null,null,null,null,"MAIN SECTORS"]
[null,null,null,1,{"$f":"$C3328&D3331","v":"TAS George Town1"},null,{"$f":"IF(CommentaryInput!D3293=0,\"\",CommentaryInput!D3293)","v":"The forecast is confidential."}]
[null,null,null,2,{"$f":"$C3328&D3332","v":"TAS George Town2"},null,{"$f":"IF(CommentaryInput!D3294=0,\"\",CommentaryInput!D3294)","v":""}]
[null,null,null,3,{"$f":"$C3328&D3333","v":"TAS George Town3"},null,{"$f":"IF(CommentaryInput!D3295=0,\"\",CommentaryInput!D3295)","v":""}]
[null,null,null,4,{"$f":"$C3328&D3334","v":"TAS George Town4"},null,{"$f":"IF(CommentaryInput!D3296=0,\"\",CommentaryInput!D3296)","v":""}]
[null,null,null,5,{"$f":"$C3328&D3335","v":"TAS George Town5"},null,{"$f":"IF(CommentaryInput!D3297=0,\"\",CommentaryInput!D3297)","v":""}]
[null,null,null,null,null,null,"MEDIUM SCENARIO"]
[null,null,null,null,null,null,"Summer"]
[null,null,null,8,{"$f":"$C3328&D3338","v":"TAS George Town8"},null,{"$f":"IF(CommentaryInput!D3300=0,\"\",CommentaryInput!D3300)","v":""}]
[null,null,null,9,{"$f":"$C3328&D3339","v":"TAS George Town9"},null,{"$f":"IF(CommentaryInput!D3301=0,\"\",CommentaryInput!D3301)","v":""}]
[null,null,null,10,{"$f":"$C3328&D3340","v":"TAS George Town10"},null,{"$f":"IF(CommentaryInput!D3302=0,\"\",CommentaryInput!D3302)","v":""}]
[null,null,null,11,{"$f":"$C3328&D3341","v":"TAS George Town11"},null,{"$f":"IF(CommentaryInput!D3303=0,\"\",CommentaryInput!D3303)","v":""}]
[null,null,null,12,{"$f":"$C3328&D3342","v":"TAS George Town12"},null,{"$f":"IF(CommentaryInput!D3304=0,\"\",CommentaryInput!D3304)","v":""}]
[null,null,null,null,null,null,"Winter"]
[null,null,null,13,{"$f":"$C3328&D3344","v":"TAS George Town13"},null,{"$f":"IF(CommentaryInput!D3306=0,\"\",CommentaryInput!D3306)","v":""}]
[null,null,null,14,{"$f":"$C3328&D3345","v":"TAS George Town14"},null,{"$f":"IF(CommentaryInput!D3307=0,\"\",CommentaryInput!D3307)","v":""}]
[null,null,null,15,{"$f":"$C3328&D3346","v":"TAS George Town15"},null,{"$f":"IF(CommentaryInput!D3308=0,\"\",CommentaryInput!D3308)","v":""}]
[null,null,null,16,{"$f":"$C3328&D3347","v":"TAS George Town16"},null,{"$f":"IF(CommentaryInput!D3309=0,\"\",CommentaryInput!D3309)","v":""}]
[null,null,null,17,{"$f":"$C3328&D3348","v":"TAS George Town17"},null,{"$f":"IF(CommentaryInput!D3310=0,\"\",CommentaryInput!D3310)","v":""}]
[null,null,null,null,null,null,"Other"]
[null,null,null,18,{"$f":"$C3328&D3350","v":"TAS George Town18"},null,{"$f":"IF(CommentaryInput!D3312=0,\"\",CommentaryInput!D3312)","v":""}]
[null,null,null,19,{"$f":"$C3328&D3351","v":"TAS George Town19"},null,{"$f":"IF(CommentaryInput!D3313=0,\"\",CommentaryInput!D3313)","v":""}]
[null,null,null,20,{"$f":"$C3328&D3352","v":"TAS George Town20"},null,{"$f":"IF(CommentaryInput!D3314=0,\"\",CommentaryInput!D3314)","v":""}]
[null,null,null,21,{"$f":"$C3328&D3353","v":"TAS George Town21"},null,{"$f":"IF(CommentaryInput!D3315=0,\"\",CommentaryInput!D3315)","v":""}]
[null,null,null,22,{"$f":"$C3328&D3354","v":"TAS George Town22"},null,{"$f":"IF(CommentaryInput!D3316=0,\"\",CommentaryInput!D3316)","v":""}]
[null,null,null,23,{"$f":"$C3328&D3355","v":"TAS George Town23"},null,{"$f":"IF(CommentaryInput!D3317=0,\"\",CommentaryInput!D3317)","v":""}]
[null,null,null,24,{"$f":"$C3328&D3356","v":"TAS George Town24"},null,{"$f":"IF(CommentaryInput!D3318=0,\"\",CommentaryInput!D3318)","v":""}]
[null,null,null,25,{"$f":"$C3328&D3357","v":"TAS George Town25"},null,{"$f":"IF(CommentaryInput!D3319=0,\"\",CommentaryInput!D3319)","v":""}]
[]
[null,null,"TAS Hadspen"]
[]
[null,null,null,null,null,null,"MAIN SECTORS"]
[null,null,null,1,{"$f":"$C3359&D3362","v":"TAS Hadspen1"},null,{"$f":"IF(CommentaryInput!D3324=0,\"\",CommentaryInput!D3324)","v":"Predominantly residential and commercial"}]
[null,null,null,2,{"$f":"$C3359&D3363","v":"TAS Hadspen2"},null,{"$f":"IF(CommentaryInput!D3325=0,\"\",CommentaryInput!D3325)","v":""}]
[null,null,null,3,{"$f":"$C3359&D3364","v":"TAS Hadspen3"},null,{"$f":"IF(CommentaryInput!D3326=0,\"\",CommentaryInput!D3326)","v":""}]
[null,null,null,4,{"$f":"$C3359&D3365","v":"TAS Hadspen4"},null,{"$f":"IF(CommentaryInput!D3327=0,\"\",CommentaryInput!D3327)","v":""}]
[null,null,null,5,{"$f":"$C3359&D3366","v":"TAS Hadspen5"},null,{"$f":"IF(CommentaryInput!D3328=0,\"\",CommentaryInput!D3328)","v":""}]
[null,null,null,null,null,null,"MEDIUM SCENARIO"]
[null,null,null,null,null,null,"Summer"]
[null,null,null,8,{"$f":"$C3359&D3369","v":"TAS Hadspen8"},null,{"$f":"IF(CommentaryInput!D3331=0,\"\",CommentaryInput!D3331)","v":"Temperature corrected actuals have decreased over the historical period."}]
[null,null,null,9,{"$f":"$C3359&D3370","v":"TAS Hadspen9"},null,{"$f":"IF(CommentaryInput!D3332=0,\"\",CommentaryInput!D3332)","v":"Forecast demand is decreasing over the outlook period."}]
[null,null,null,10,{"$f":"$C3359&D3371","v":"TAS Hadspen10"},null,{"$f":"IF(CommentaryInput!D3333=0,\"\",CommentaryInput!D3333)","v":"The 10% POE offset for PV ranges from 8.4% to 9.8% between 2017 and 2026."}]
[null,null,null,11,{"$f":"$C3359&D3372","v":"TAS Hadspen11"},null,{"$f":"IF(CommentaryInput!D3334=0,\"\",CommentaryInput!D3334)","v":""}]
[null,null,null,12,{"$f":"$C3359&D3373","v":"TAS Hadspen12"},null,{"$f":"IF(CommentaryInput!D3335=0,\"\",CommentaryInput!D3335)","v":""}]
[null,null,null,null,null,null,"Winter"]
[null,null,null,13,{"$f":"$C3359&D3375","v":"TAS Hadspen13"},null,{"$f":"IF(CommentaryInput!D3337=0,\"\",CommentaryInput!D3337)","v":"Temperature corrected actuals have decreased over the historical period."}]
[null,null,null,14,{"$f":"$C3359&D3376","v":"TAS Hadspen14"},null,{"$f":"IF(CommentaryInput!D3338=0,\"\",CommentaryInput!D3338)","v":"Forecast demand is decreasing over the outlook period."}]
[null,null,null,15,{"$f":"$C3359&D3377","v":"TAS Hadspen15"},null,{"$f":"IF(CommentaryInput!D3339=0,\"\",CommentaryInput!D3339)","v":"The 10% POE offset for PV is zero."}]
[null,null,null,16,{"$f":"$C3359&D3378","v":"TAS Hadspen16"},null,{"$f":"IF(CommentaryInput!D3340=0,\"\",CommentaryInput!D3340)","v":""}]
[null,null,null,17,{"$f":"$C3359&D3379","v":"TAS Hadspen17"},null,{"$f":"IF(CommentaryInput!D3341=0,\"\",CommentaryInput!D3341)","v":""}]
[null,null,null,null,null,null,"Other"]
[null,null,null,18,{"$f":"$C3359&D3381","v":"TAS Hadspen18"},null,{"$f":"IF(CommentaryInput!D3343=0,\"\",CommentaryInput!D3343)","v":"Supplies Gympie."}]
[null,null,null,19,{"$f":"$C3359&D3382","v":"TAS Hadspen19"},null,{"$f":"IF(CommentaryInput!D3344=0,\"\",CommentaryInput!D3344)","v":"The impact of the following embedded generator(s) has been removed in the forecasts; Suncoast Gold Macadamia."}]
[null,null,null,20,{"$f":"$C3359&D3383","v":"TAS Hadspen20"},null,{"$f":"IF(CommentaryInput!D3345=0,\"\",CommentaryInput!D3345)","v":"Demand is weather sensitive in summer and winter."}]
[null,null,null,21,{"$f":"$C3359&D3384","v":"TAS Hadspen21"},null,{"$f":"IF(CommentaryInput!D3346=0,\"\",CommentaryInput!D3346)","v":"Diversity factors: Summer = 0.94; Winter = 0.97."}]
[null,null,null,22,{"$f":"$C3359&D3385","v":"TAS Hadspen22"},null,{"$f":"IF(CommentaryInput!D3347=0,\"\",CommentaryInput!D3347)","v":"Power factors: Summer = 0.99, leading; Winter = 0.99, leading."}]
[null,null,null,23,{"$f":"$C3359&D3386","v":"TAS Hadspen23"},null,{"$f":"IF(CommentaryInput!D3348=0,\"\",CommentaryInput!D3348)","v":""}]
[null,null,null,24,{"$f":"$C3359&D3387","v":"TAS Hadspen24"},null,{"$f":"IF(CommentaryInput!D3349=0,\"\",CommentaryInput!D3349)","v":""}]
[null,null,null,25,{"$f":"$C3359&D3388","v":"TAS Hadspen25"},null,{"$f":"IF(CommentaryInput!D3350=0,\"\",CommentaryInput!D3350)","v":""}]
[]
[null,null,"TAS Port Latta"]
[]
[null,null,null,null,null,null,"MAIN SECTORS"]
[null,null,null,1,{"$f":"$C3390&D3393","v":"TAS Port Latta1"},null,{"$f":"IF(CommentaryInput!D3355=0,\"\",CommentaryInput!D3355)","v":"Predominantly residential and commercial"}]
[null,null,null,2,{"$f":"$C3390&D3394","v":"TAS Port Latta2"},null,{"$f":"IF(CommentaryInput!D3356=0,\"\",CommentaryInput!D3356)","v":""}]
[null,null,null,3,{"$f":"$C3390&D3395","v":"TAS Port Latta3"},null,{"$f":"IF(CommentaryInput!D3357=0,\"\",CommentaryInput!D3357)","v":""}]
[null,null,null,4,{"$f":"$C3390&D3396","v":"TAS Port Latta4"},null,{"$f":"IF(CommentaryInput!D3358=0,\"\",CommentaryInput!D3358)","v":""}]
[null,null,null,5,{"$f":"$C3390&D3397","v":"TAS Port Latta5"},null,{"$f":"IF(CommentaryInput!D3359=0,\"\",CommentaryInput!D3359)","v":""}]
[null,null,null,null,null,null,"MEDIUM SCENARIO"]
[null,null,null,null,null,null,"Summer"]
[null,null,null,8,{"$f":"$C3390&D3400","v":"TAS Port Latta8"},null,{"$f":"IF(CommentaryInput!D3362=0,\"\",CommentaryInput!D3362)","v":"Temperature corrected actuals have increased over the historical period."}]
[null,null,null,9,{"$f":"$C3390&D3401","v":"TAS Port Latta9"},null,{"$f":"IF(CommentaryInput!D3363=0,\"\",CommentaryInput!D3363)","v":"Forecast demand is relatively flat over the outlook period."}]
[null,null,null,10,{"$f":"$C3390&D3402","v":"TAS Port Latta10"},null,{"$f":"IF(CommentaryInput!D3364=0,\"\",CommentaryInput!D3364)","v":"The 10% POE offset for PV is zero."}]
[null,null,null,11,{"$f":"$C3390&D3403","v":"TAS Port Latta11"},null,{"$f":"IF(CommentaryInput!D3365=0,\"\",CommentaryInput!D3365)","v":""}]
[null,null,null,12,{"$f":"$C3390&D3404","v":"TAS Port Latta12"},null,{"$f":"IF(CommentaryInput!D3366=0,\"\",CommentaryInput!D3366)","v":""}]
[null,null,null,null,null,null,"Winter"]
[null,null,null,13,{"$f":"$C3390&D3406","v":"TAS Port Latta13"},null,{"$f":"IF(CommentaryInput!D3368=0,\"\",CommentaryInput!D3368)","v":"Temperature corrected actuals have remained relatively flat over the historical period."}]
[null,null,null,14,{"$f":"$C3390&D3407","v":"TAS Port Latta14"},null,{"$f":"IF(CommentaryInput!D3369=0,\"\",CommentaryInput!D3369)","v":"Forecast demand is relatively flat over the outlook period."}]
[null,null,null,15,{"$f":"$C3390&D3408","v":"TAS Port Latta15"},null,{"$f":"IF(CommentaryInput!D3370=0,\"\",CommentaryInput!D3370)","v":"The 10% POE offset for PV ranges from 1.8% to 3.3% between 2016 and 2025."}]
[null,null,null,16,{"$f":"$C3390&D3409","v":"TAS Port Latta16"},null,{"$f":"IF(CommentaryInput!D3371=0,\"\",CommentaryInput!D3371)","v":""}]
[null,null,null,17,{"$f":"$C3390&D3410","v":"TAS Port Latta17"},null,{"$f":"IF(CommentaryInput!D3372=0,\"\",CommentaryInput!D3372)","v":""}]
[null,null,null,null,null,null,"Other"]
[null,null,null,18,{"$f":"$C3390&D3412","v":"TAS Port Latta18"},null,{"$f":"IF(CommentaryInput!D3374=0,\"\",CommentaryInput!D3374)","v":"Supplies Kilkivan."}]
[null,null,null,19,{"$f":"$C3390&D3413","v":"TAS Port Latta19"},null,{"$f":"IF(CommentaryInput!D3375=0,\"\",CommentaryInput!D3375)","v":"Demand is weather sensitive in summer and winter."}]
[null,null,null,20,{"$f":"$C3390&D3414","v":"TAS Port Latta20"},null,{"$f":"IF(CommentaryInput!D3376=0,\"\",CommentaryInput!D3376)","v":"Diversity factors: Summer = 0.56; Winter = 0.91."}]
[null,null,null,21,{"$f":"$C3390&D3415","v":"TAS Port Latta21"},null,{"$f":"IF(CommentaryInput!D3377=0,\"\",CommentaryInput!D3377)","v":"Power factors: Summer = 0.93, lagging; Winter = 1, leading."}]
[null,null,null,22,{"$f":"$C3390&D3416","v":"TAS Port Latta22"},null,{"$f":"IF(CommentaryInput!D3378=0,\"\",CommentaryInput!D3378)","v":""}]
[null,null,null,23,{"$f":"$C3390&D3417","v":"TAS Port Latta23"},null,{"$f":"IF(CommentaryInput!D3379=0,\"\",CommentaryInput!D3379)","v":""}]
[null,null,null,24,{"$f":"$C3390&D3418","v":"TAS Port Latta24"},null,{"$f":"IF(CommentaryInput!D3380=0,\"\",CommentaryInput!D3380)","v":""}]
[null,null,null,25,{"$f":"$C3390&D3419","v":"TAS Port Latta25"},null,{"$f":"IF(CommentaryInput!D3381=0,\"\",CommentaryInput!D3381)","v":""}]
[]
[null,null,"TAS Rosebery"]
[]
[null,null,null,null,null,null,"MAIN SECTORS"]
[null,null,null,1,{"$f":"$C3421&D3424","v":"TAS Rosebery1"},null,{"$f":"IF(CommentaryInput!D3386=0,\"\",CommentaryInput!D3386)","v":"The forecast is confidential."}]
[null,null,null,2,{"$f":"$C3421&D3425","v":"TAS Rosebery2"},null,{"$f":"IF(CommentaryInput!D3387=0,\"\",CommentaryInput!D3387)","v":""}]
[null,null,null,3,{"$f":"$C3421&D3426","v":"TAS Rosebery3"},null,{"$f":"IF(CommentaryInput!D3388=0,\"\",CommentaryInput!D3388)","v":""}]
[null,null,null,4,{"$f":"$C3421&D3427","v":"TAS Rosebery4"},null,{"$f":"IF(CommentaryInput!D3389=0,\"\",CommentaryInput!D3389)","v":""}]
[null,null,null,5,{"$f":"$C3421&D3428","v":"TAS Rosebery5"},null,{"$f":"IF(CommentaryInput!D3390=0,\"\",CommentaryInput!D3390)","v":""}]
[null,null,null,null,null,null,"MEDIUM SCENARIO"]
[null,null,null,null,null,null,"Summer"]
[null,null,null,8,{"$f":"$C3421&D3431","v":"TAS Rosebery8"},null,{"$f":"IF(CommentaryInput!D3393=0,\"\",CommentaryInput!D3393)","v":""}]
[null,null,null,9,{"$f":"$C3421&D3432","v":"TAS Rosebery9"},null,{"$f":"IF(CommentaryInput!D3394=0,\"\",CommentaryInput!D3394)","v":""}]
[null,null,null,10,{"$f":"$C3421&D3433","v":"TAS Rosebery10"},null,{"$f":"IF(CommentaryInput!D3395=0,\"\",CommentaryInput!D3395)","v":""}]
[null,null,null,11,{"$f":"$C3421&D3434","v":"TAS Rosebery11"},null,{"$f":"IF(CommentaryInput!D3396=0,\"\",CommentaryInput!D3396)","v":""}]
[null,null,null,12,{"$f":"$C3421&D3435","v":"TAS Rosebery12"},null,{"$f":"IF(CommentaryInput!D3397=0,\"\",CommentaryInput!D3397)","v":""}]
[null,null,null,null,null,null,"Winter"]
[null,null,null,13,{"$f":"$C3421&D3437","v":"TAS Rosebery13"},null,{"$f":"IF(CommentaryInput!D3399=0,\"\",CommentaryInput!D3399)","v":""}]
[null,null,null,14,{"$f":"$C3421&D3438","v":"TAS Rosebery14"},null,{"$f":"IF(CommentaryInput!D3400=0,\"\",CommentaryInput!D3400)","v":""}]
[null,null,null,15,{"$f":"$C3421&D3439","v":"TAS Rosebery15"},null,{"$f":"IF(CommentaryInput!D3401=0,\"\",CommentaryInput!D3401)","v":""}]
[null,null,null,16,{"$f":"$C3421&D3440","v":"TAS Rosebery16"},null,{"$f":"IF(CommentaryInput!D3402=0,\"\",CommentaryInput!D3402)","v":""}]
[null,null,null,17,{"$f":"$C3421&D3441","v":"TAS Rosebery17"},null,{"$f":"IF(CommentaryInput!D3403=0,\"\",CommentaryInput!D3403)","v":""}]
[null,null,null,null,null,null,"Other"]
[null,null,null,18,{"$f":"$C3421&D3443","v":"TAS Rosebery18"},null,{"$f":"IF(CommentaryInput!D3405=0,\"\",CommentaryInput!D3405)","v":""}]
[null,null,null,19,{"$f":"$C3421&D3444","v":"TAS Rosebery19"},null,{"$f":"IF(CommentaryInput!D3406=0,\"\",CommentaryInput!D3406)","v":""}]
[null,null,null,20,{"$f":"$C3421&D3445","v":"TAS Rosebery20"},null,{"$f":"IF(CommentaryInput!D3407=0,\"\",CommentaryInput!D3407)","v":""}]
[null,null,null,21,{"$f":"$C3421&D3446","v":"TAS Rosebery21"},null,{"$f":"IF(CommentaryInput!D3408=0,\"\",CommentaryInput!D3408)","v":""}]
[null,null,null,22,{"$f":"$C3421&D3447","v":"TAS Rosebery22"},null,{"$f":"IF(CommentaryInput!D3409=0,\"\",CommentaryInput!D3409)","v":""}]
[null,null,null,23,{"$f":"$C3421&D3448","v":"TAS Rosebery23"},null,{"$f":"IF(CommentaryInput!D3410=0,\"\",CommentaryInput!D3410)","v":""}]
[null,null,null,24,{"$f":"$C3421&D3449","v":"TAS Rosebery24"},null,{"$f":"IF(CommentaryInput!D3411=0,\"\",CommentaryInput!D3411)","v":""}]
[null,null,null,25,{"$f":"$C3421&D3450","v":"TAS Rosebery25"},null,{"$f":"IF(CommentaryInput!D3412=0,\"\",CommentaryInput!D3412)","v":""}]
[]
[null,null,"TAS Savage River"]
[]
[null,null,null,null,null,null,"MAIN SECTORS"]
[null,null,null,1,{"$f":"$C3452&D3455","v":"TAS Savage River1"},null,{"$f":"IF(CommentaryInput!D3417=0,\"\",CommentaryInput!D3417)","v":"Predominantly residential and commercial"}]
[null,null,null,2,{"$f":"$C3452&D3456","v":"TAS Savage River2"},null,{"$f":"IF(CommentaryInput!D3418=0,\"\",CommentaryInput!D3418)","v":""}]
[null,null,null,3,{"$f":"$C3452&D3457","v":"TAS Savage River3"},null,{"$f":"IF(CommentaryInput!D3419=0,\"\",CommentaryInput!D3419)","v":""}]
[null,null,null,4,{"$f":"$C3452&D3458","v":"TAS Savage River4"},null,{"$f":"IF(CommentaryInput!D3420=0,\"\",CommentaryInput!D3420)","v":""}]
[null,null,null,5,{"$f":"$C3452&D3459","v":"TAS Savage River5"},null,{"$f":"IF(CommentaryInput!D3421=0,\"\",CommentaryInput!D3421)","v":""}]
[null,null,null,null,null,null,"MEDIUM SCENARIO"]
[null,null,null,null,null,null,"Summer"]
[null,null,null,8,{"$f":"$C3452&D3462","v":"TAS Savage River8"},null,{"$f":"IF(CommentaryInput!D3424=0,\"\",CommentaryInput!D3424)","v":"Temperature corrected actuals have remained relatively flat over the historical period."}]
[null,null,null,9,{"$f":"$C3452&D3463","v":"TAS Savage River9"},null,{"$f":"IF(CommentaryInput!D3425=0,\"\",CommentaryInput!D3425)","v":"Forecast demand is increasing over the outlook period."}]
[null,null,null,10,{"$f":"$C3452&D3464","v":"TAS Savage River10"},null,{"$f":"IF(CommentaryInput!D3426=0,\"\",CommentaryInput!D3426)","v":"The 10% POE offset for PV is zero."}]
[null,null,null,11,{"$f":"$C3452&D3465","v":"TAS Savage River11"},null,{"$f":"IF(CommentaryInput!D3427=0,\"\",CommentaryInput!D3427)","v":""}]
[null,null,null,12,{"$f":"$C3452&D3466","v":"TAS Savage River12"},null,{"$f":"IF(CommentaryInput!D3428=0,\"\",CommentaryInput!D3428)","v":""}]
[null,null,null,null,null,null,"Winter"]
[null,null,null,13,{"$f":"$C3452&D3468","v":"TAS Savage River13"},null,{"$f":"IF(CommentaryInput!D3430=0,\"\",CommentaryInput!D3430)","v":"Temperature corrected actuals have decreased over the historical period."}]
[null,null,null,14,{"$f":"$C3452&D3469","v":"TAS Savage River14"},null,{"$f":"IF(CommentaryInput!D3431=0,\"\",CommentaryInput!D3431)","v":"Forecast demand is relatively flat over the outlook period."}]
[null,null,null,15,{"$f":"$C3452&D3470","v":"TAS Savage River15"},null,{"$f":"IF(CommentaryInput!D3432=0,\"\",CommentaryInput!D3432)","v":"The 10% POE offset for PV is zero."}]
[null,null,null,16,{"$f":"$C3452&D3471","v":"TAS Savage River16"},null,{"$f":"IF(CommentaryInput!D3433=0,\"\",CommentaryInput!D3433)","v":""}]
[null,null,null,17,{"$f":"$C3452&D3472","v":"TAS Savage River17"},null,{"$f":"IF(CommentaryInput!D3434=0,\"\",CommentaryInput!D3434)","v":""}]
[null,null,null,null,null,null,"Other"]
[null,null,null,18,{"$f":"$C3452&D3474","v":"TAS Savage River18"},null,{"$f":"IF(CommentaryInput!D3436=0,\"\",CommentaryInput!D3436)","v":"Supplies parts of Cairns."}]
[null,null,null,19,{"$f":"$C3452&D3475","v":"TAS Savage River19"},null,{"$f":"IF(CommentaryInput!D3437=0,\"\",CommentaryInput!D3437)","v":"Demand is weather sensitive in summer and winter."}]
[null,null,null,20,{"$f":"$C3452&D3476","v":"TAS Savage River20"},null,{"$f":"IF(CommentaryInput!D3438=0,\"\",CommentaryInput!D3438)","v":"Diversity factors: Summer = 0.84; Winter = 0.93."}]
[null,null,null,21,{"$f":"$C3452&D3477","v":"TAS Savage River21"},null,{"$f":"IF(CommentaryInput!D3439=0,\"\",CommentaryInput!D3439)","v":"Power factors: Summer = 1, lagging; Winter = 1, leading."}]
[null,null,null,22,{"$f":"$C3452&D3478","v":"TAS Savage River22"},null,{"$f":"IF(CommentaryInput!D3440=0,\"\",CommentaryInput!D3440)","v":""}]
[null,null,null,23,{"$f":"$C3452&D3479","v":"TAS Savage River23"},null,{"$f":"IF(CommentaryInput!D3441=0,\"\",CommentaryInput!D3441)","v":""}]
[null,null,null,24,{"$f":"$C3452&D3480","v":"TAS Savage River24"},null,{"$f":"IF(CommentaryInput!D3442=0,\"\",CommentaryInput!D3442)","v":""}]
[null,null,null,25,{"$f":"$C3452&D3481","v":"TAS Savage River25"},null,{"$f":"IF(CommentaryInput!D3443=0,\"\",CommentaryInput!D3443)","v":""}]
[]
[null,null,"TAS Railton"]
[]
[null,null,null,null,null,null,"MAIN SECTORS"]
[null,null,null,1,{"$f":"$C3483&D3486","v":"TAS Railton1"},null,{"$f":"IF(CommentaryInput!D3448=0,\"\",CommentaryInput!D3448)","v":"The forecast is confidential."}]
[null,null,null,2,{"$f":"$C3483&D3487","v":"TAS Railton2"},null,{"$f":"IF(CommentaryInput!D3449=0,\"\",CommentaryInput!D3449)","v":""}]
[null,null,null,3,{"$f":"$C3483&D3488","v":"TAS Railton3"},null,{"$f":"IF(CommentaryInput!D3450=0,\"\",CommentaryInput!D3450)","v":""}]
[null,null,null,4,{"$f":"$C3483&D3489","v":"TAS Railton4"},null,{"$f":"IF(CommentaryInput!D3451=0,\"\",CommentaryInput!D3451)","v":""}]
[null,null,null,5,{"$f":"$C3483&D3490","v":"TAS Railton5"},null,{"$f":"IF(CommentaryInput!D3452=0,\"\",CommentaryInput!D3452)","v":""}]
[null,null,null,null,null,null,"MEDIUM SCENARIO"]
[null,null,null,null,null,null,"Summer"]
[null,null,null,8,{"$f":"$C3483&D3493","v":"TAS Railton8"},null,{"$f":"IF(CommentaryInput!D3455=0,\"\",CommentaryInput!D3455)","v":""}]
[null,null,null,9,{"$f":"$C3483&D3494","v":"TAS Railton9"},null,{"$f":"IF(CommentaryInput!D3456=0,\"\",CommentaryInput!D3456)","v":""}]
[null,null,null,10,{"$f":"$C3483&D3495","v":"TAS Railton10"},null,{"$f":"IF(CommentaryInput!D3457=0,\"\",CommentaryInput!D3457)","v":""}]
[null,null,null,11,{"$f":"$C3483&D3496","v":"TAS Railton11"},null,{"$f":"IF(CommentaryInput!D3458=0,\"\",CommentaryInput!D3458)","v":""}]
[null,null,null,12,{"$f":"$C3483&D3497","v":"TAS Railton12"},null,{"$f":"IF(CommentaryInput!D3459=0,\"\",CommentaryInput!D3459)","v":""}]
[null,null,null,null,null,null,"Winter"]
[null,null,null,13,{"$f":"$C3483&D3499","v":"TAS Railton13"},null,{"$f":"IF(CommentaryInput!D3461=0,\"\",CommentaryInput!D3461)","v":""}]
[null,null,null,14,{"$f":"$C3483&D3500","v":"TAS Railton14"},null,{"$f":"IF(CommentaryInput!D3462=0,\"\",CommentaryInput!D3462)","v":""}]
[null,null,null,15,{"$f":"$C3483&D3501","v":"TAS Railton15"},null,{"$f":"IF(CommentaryInput!D3463=0,\"\",CommentaryInput!D3463)","v":""}]
[null,null,null,16,{"$f":"$C3483&D3502","v":"TAS Railton16"},null,{"$f":"IF(CommentaryInput!D3464=0,\"\",CommentaryInput!D3464)","v":""}]
[null,null,null,17,{"$f":"$C3483&D3503","v":"TAS Railton17"},null,{"$f":"IF(CommentaryInput!D3465=0,\"\",CommentaryInput!D3465)","v":""}]
[null,null,null,null,null,null,"Other"]
[null,null,null,18,{"$f":"$C3483&D3505","v":"TAS Railton18"},null,{"$f":"IF(CommentaryInput!D3467=0,\"\",CommentaryInput!D3467)","v":""}]
[null,null,null,19,{"$f":"$C3483&D3506","v":"TAS Railton19"},null,{"$f":"IF(CommentaryInput!D3468=0,\"\",CommentaryInput!D3468)","v":""}]
[null,null,null,20,{"$f":"$C3483&D3507","v":"TAS Railton20"},null,{"$f":"IF(CommentaryInput!D3469=0,\"\",CommentaryInput!D3469)","v":""}]
[null,null,null,21,{"$f":"$C3483&D3508","v":"TAS Railton21"},null,{"$f":"IF(CommentaryInput!D3470=0,\"\",CommentaryInput!D3470)","v":""}]
[null,null,null,22,{"$f":"$C3483&D3509","v":"TAS Railton22"},null,{"$f":"IF(CommentaryInput!D3471=0,\"\",CommentaryInput!D3471)","v":""}]
[null,null,null,23,{"$f":"$C3483&D3510","v":"TAS Railton23"},null,{"$f":"IF(CommentaryInput!D3472=0,\"\",CommentaryInput!D3472)","v":""}]
[null,null,null,24,{"$f":"$C3483&D3511","v":"TAS Railton24"},null,{"$f":"IF(CommentaryInput!D3473=0,\"\",CommentaryInput!D3473)","v":""}]
[null,null,null,25,{"$f":"$C3483&D3512","v":"TAS Railton25"},null,{"$f":"IF(CommentaryInput!D3474=0,\"\",CommentaryInput!D3474)","v":""}]
[]
[null,null,"TAS Kermandie"]
[]
[null,null,null,null,null,null,"MAIN SECTORS"]
[null,null,null,1,{"$f":"$C3514&D3517","v":"TAS Kermandie1"},null,{"$f":"IF(CommentaryInput!D3479=0,\"\",CommentaryInput!D3479)","v":"The forecast is confidential."}]
[null,null,null,2,{"$f":"$C3514&D3518","v":"TAS Kermandie2"},null,{"$f":"IF(CommentaryInput!D3480=0,\"\",CommentaryInput!D3480)","v":""}]
[null,null,null,3,{"$f":"$C3514&D3519","v":"TAS Kermandie3"},null,{"$f":"IF(CommentaryInput!D3481=0,\"\",CommentaryInput!D3481)","v":""}]
[null,null,null,4,{"$f":"$C3514&D3520","v":"TAS Kermandie4"},null,{"$f":"IF(CommentaryInput!D3482=0,\"\",CommentaryInput!D3482)","v":""}]
[null,null,null,5,{"$f":"$C3514&D3521","v":"TAS Kermandie5"},null,{"$f":"IF(CommentaryInput!D3483=0,\"\",CommentaryInput!D3483)","v":""}]
[null,null,null,null,null,null,"MEDIUM SCENARIO"]
[null,null,null,null,null,null,"Summer"]
[null,null,null,8,{"$f":"$C3514&D3524","v":"TAS Kermandie8"},null,{"$f":"IF(CommentaryInput!D3486=0,\"\",CommentaryInput!D3486)","v":""}]
[null,null,null,9,{"$f":"$C3514&D3525","v":"TAS Kermandie9"},null,{"$f":"IF(CommentaryInput!D3487=0,\"\",CommentaryInput!D3487)","v":""}]
[null,null,null,10,{"$f":"$C3514&D3526","v":"TAS Kermandie10"},null,{"$f":"IF(CommentaryInput!D3488=0,\"\",CommentaryInput!D3488)","v":""}]
[null,null,null,11,{"$f":"$C3514&D3527","v":"TAS Kermandie11"},null,{"$f":"IF(CommentaryInput!D3489=0,\"\",CommentaryInput!D3489)","v":""}]
[null,null,null,12,{"$f":"$C3514&D3528","v":"TAS Kermandie12"},null,{"$f":"IF(CommentaryInput!D3490=0,\"\",CommentaryInput!D3490)","v":""}]
[null,null,null,null,null,null,"Winter"]
[null,null,null,13,{"$f":"$C3514&D3530","v":"TAS Kermandie13"},null,{"$f":"IF(CommentaryInput!D3492=0,\"\",CommentaryInput!D3492)","v":""}]
[null,null,null,14,{"$f":"$C3514&D3531","v":"TAS Kermandie14"},null,{"$f":"IF(CommentaryInput!D3493=0,\"\",CommentaryInput!D3493)","v":""}]
[null,null,null,15,{"$f":"$C3514&D3532","v":"TAS Kermandie15"},null,{"$f":"IF(CommentaryInput!D3494=0,\"\",CommentaryInput!D3494)","v":""}]
[null,null,null,16,{"$f":"$C3514&D3533","v":"TAS Kermandie16"},null,{"$f":"IF(CommentaryInput!D3495=0,\"\",CommentaryInput!D3495)","v":""}]
[null,null,null,17,{"$f":"$C3514&D3534","v":"TAS Kermandie17"},null,{"$f":"IF(CommentaryInput!D3496=0,\"\",CommentaryInput!D3496)","v":""}]
[null,null,null,null,null,null,"Other"]
[null,null,null,18,{"$f":"$C3514&D3536","v":"TAS Kermandie18"},null,{"$f":"IF(CommentaryInput!D3498=0,\"\",CommentaryInput!D3498)","v":""}]
[null,null,null,19,{"$f":"$C3514&D3537","v":"TAS Kermandie19"},null,{"$f":"IF(CommentaryInput!D3499=0,\"\",CommentaryInput!D3499)","v":""}]
[null,null,null,20,{"$f":"$C3514&D3538","v":"TAS Kermandie20"},null,{"$f":"IF(CommentaryInput!D3500=0,\"\",CommentaryInput!D3500)","v":""}]
[null,null,null,21,{"$f":"$C3514&D3539","v":"TAS Kermandie21"},null,{"$f":"IF(CommentaryInput!D3501=0,\"\",CommentaryInput!D3501)","v":""}]
[null,null,null,22,{"$f":"$C3514&D3540","v":"TAS Kermandie22"},null,{"$f":"IF(CommentaryInput!D3502=0,\"\",CommentaryInput!D3502)","v":""}]
[null,null,null,23,{"$f":"$C3514&D3541","v":"TAS Kermandie23"},null,{"$f":"IF(CommentaryInput!D3503=0,\"\",CommentaryInput!D3503)","v":""}]
[null,null,null,24,{"$f":"$C3514&D3542","v":"TAS Kermandie24"},null,{"$f":"IF(CommentaryInput!D3504=0,\"\",CommentaryInput!D3504)","v":""}]
[null,null,null,25,{"$f":"$C3514&D3543","v":"TAS Kermandie25"},null,{"$f":"IF(CommentaryInput!D3505=0,\"\",CommentaryInput!D3505)","v":""}]
[]
[null,null,"TAS Kingston"]
[]
[null,null,null,null,null,null,"MAIN SECTORS"]
[null,null,null,1,{"$f":"$C3545&D3548","v":"TAS Kingston1"},null,{"$f":"IF(CommentaryInput!D3510=0,\"\",CommentaryInput!D3510)","v":"Predominantly residential and industrial."}]
[null,null,null,2,{"$f":"$C3545&D3549","v":"TAS Kingston2"},null,{"$f":"IF(CommentaryInput!D3511=0,\"\",CommentaryInput!D3511)","v":""}]
[null,null,null,3,{"$f":"$C3545&D3550","v":"TAS Kingston3"},null,{"$f":"IF(CommentaryInput!D3512=0,\"\",CommentaryInput!D3512)","v":""}]
[null,null,null,4,{"$f":"$C3545&D3551","v":"TAS Kingston4"},null,{"$f":"IF(CommentaryInput!D3513=0,\"\",CommentaryInput!D3513)","v":""}]
[null,null,null,5,{"$f":"$C3545&D3552","v":"TAS Kingston5"},null,{"$f":"IF(CommentaryInput!D3514=0,\"\",CommentaryInput!D3514)","v":""}]
[null,null,null,null,null,null,"MEDIUM SCENARIO"]
[null,null,null,null,null,null,"Summer"]
[null,null,null,8,{"$f":"$C3545&D3555","v":"TAS Kingston8"},null,{"$f":"IF(CommentaryInput!D3517=0,\"\",CommentaryInput!D3517)","v":"Temperature corrected actuals have remained relatively flat since 2014. "}]
[null,null,null,9,{"$f":"$C3545&D3556","v":"TAS Kingston9"},null,{"$f":"IF(CommentaryInput!D3518=0,\"\",CommentaryInput!D3518)","v":"Forecast demand is relatively flat over the outlook period."}]
[null,null,null,10,{"$f":"$C3545&D3557","v":"TAS Kingston10"},null,{"$f":"IF(CommentaryInput!D3519=0,\"\",CommentaryInput!D3519)","v":"The 10% POE offset for PV ranges from 0.3% to 0.2% between 2017 and 2026."}]
[null,null,null,11,{"$f":"$C3545&D3558","v":"TAS Kingston11"},null,{"$f":"IF(CommentaryInput!D3520=0,\"\",CommentaryInput!D3520)","v":""}]
[null,null,null,12,{"$f":"$C3545&D3559","v":"TAS Kingston12"},null,{"$f":"IF(CommentaryInput!D3521=0,\"\",CommentaryInput!D3521)","v":""}]
[null,null,null,null,null,null,"Winter"]
[null,null,null,13,{"$f":"$C3545&D3561","v":"TAS Kingston13"},null,{"$f":"IF(CommentaryInput!D3523=0,\"\",CommentaryInput!D3523)","v":"Temperature corrected actuals have remained relatively flat since 2014."}]
[null,null,null,14,{"$f":"$C3545&D3562","v":"TAS Kingston14"},null,{"$f":"IF(CommentaryInput!D3524=0,\"\",CommentaryInput!D3524)","v":"Forecast demand is relatively flat over the outlook period."}]
[null,null,null,15,{"$f":"$C3545&D3563","v":"TAS Kingston15"},null,{"$f":"IF(CommentaryInput!D3525=0,\"\",CommentaryInput!D3525)","v":"The 10% POE offset for PV is zero."}]
[null,null,null,16,{"$f":"$C3545&D3564","v":"TAS Kingston16"},null,{"$f":"IF(CommentaryInput!D3526=0,\"\",CommentaryInput!D3526)","v":""}]
[null,null,null,17,{"$f":"$C3545&D3565","v":"TAS Kingston17"},null,{"$f":"IF(CommentaryInput!D3527=0,\"\",CommentaryInput!D3527)","v":""}]
[null,null,null,null,null,null,"Other"]
[null,null,null,18,{"$f":"$C3545&D3567","v":"TAS Kingston18"},null,{"$f":"IF(CommentaryInput!D3529=0,\"\",CommentaryInput!D3529)","v":"Supplies parts of Gladstone."}]
[null,null,null,19,{"$f":"$C3545&D3568","v":"TAS Kingston19"},null,{"$f":"IF(CommentaryInput!D3530=0,\"\",CommentaryInput!D3530)","v":"Demand is not weather sensitive. "}]
[null,null,null,20,{"$f":"$C3545&D3569","v":"TAS Kingston20"},null,{"$f":"IF(CommentaryInput!D3531=0,\"\",CommentaryInput!D3531)","v":"Diversity factors: Summer = 0.67; Winter = 0.84."}]
[null,null,null,21,{"$f":"$C3545&D3570","v":"TAS Kingston21"},null,{"$f":"IF(CommentaryInput!D3532=0,\"\",CommentaryInput!D3532)","v":"Power factors: Summer = 0.95, lagging; Winter = 0.96, lagging."}]
[null,null,null,22,{"$f":"$C3545&D3571","v":"TAS Kingston22"},null,{"$f":"IF(CommentaryInput!D3533=0,\"\",CommentaryInput!D3533)","v":""}]
[null,null,null,23,{"$f":"$C3545&D3572","v":"TAS Kingston23"},null,{"$f":"IF(CommentaryInput!D3534=0,\"\",CommentaryInput!D3534)","v":""}]
[null,null,null,24,{"$f":"$C3545&D3573","v":"TAS Kingston24"},null,{"$f":"IF(CommentaryInput!D3535=0,\"\",CommentaryInput!D3535)","v":""}]
[null,null,null,25,{"$f":"$C3545&D3574","v":"TAS Kingston25"},null,{"$f":"IF(CommentaryInput!D3536=0,\"\",CommentaryInput!D3536)","v":""}]
[]
[null,null,"TAS Knights Road"]
[]
[null,null,null,null,null,null,"MAIN SECTORS"]
[null,null,null,1,{"$f":"$C3576&D3579","v":"TAS Knights Road1"},null,{"$f":"IF(CommentaryInput!D3541=0,\"\",CommentaryInput!D3541)","v":"The forecast is confidential."}]
[null,null,null,2,{"$f":"$C3576&D3580","v":"TAS Knights Road2"},null,{"$f":"IF(CommentaryInput!D3542=0,\"\",CommentaryInput!D3542)","v":""}]
[null,null,null,3,{"$f":"$C3576&D3581","v":"TAS Knights Road3"},null,{"$f":"IF(CommentaryInput!D3543=0,\"\",CommentaryInput!D3543)","v":""}]
[null,null,null,4,{"$f":"$C3576&D3582","v":"TAS Knights Road4"},null,{"$f":"IF(CommentaryInput!D3544=0,\"\",CommentaryInput!D3544)","v":""}]
[null,null,null,5,{"$f":"$C3576&D3583","v":"TAS Knights Road5"},null,{"$f":"IF(CommentaryInput!D3545=0,\"\",CommentaryInput!D3545)","v":""}]
[null,null,null,null,null,null,"MEDIUM SCENARIO"]
[null,null,null,null,null,null,"Summer"]
[null,null,null,8,{"$f":"$C3576&D3586","v":"TAS Knights Road8"},null,{"$f":"IF(CommentaryInput!D3548=0,\"\",CommentaryInput!D3548)","v":""}]
[null,null,null,9,{"$f":"$C3576&D3587","v":"TAS Knights Road9"},null,{"$f":"IF(CommentaryInput!D3549=0,\"\",CommentaryInput!D3549)","v":""}]
[null,null,null,10,{"$f":"$C3576&D3588","v":"TAS Knights Road10"},null,{"$f":"IF(CommentaryInput!D3550=0,\"\",CommentaryInput!D3550)","v":""}]
[null,null,null,11,{"$f":"$C3576&D3589","v":"TAS Knights Road11"},null,{"$f":"IF(CommentaryInput!D3551=0,\"\",CommentaryInput!D3551)","v":""}]
[null,null,null,12,{"$f":"$C3576&D3590","v":"TAS Knights Road12"},null,{"$f":"IF(CommentaryInput!D3552=0,\"\",CommentaryInput!D3552)","v":""}]
[null,null,null,null,null,null,"Winter"]
[null,null,null,13,{"$f":"$C3576&D3592","v":"TAS Knights Road13"},null,{"$f":"IF(CommentaryInput!D3554=0,\"\",CommentaryInput!D3554)","v":""}]
[null,null,null,14,{"$f":"$C3576&D3593","v":"TAS Knights Road14"},null,{"$f":"IF(CommentaryInput!D3555=0,\"\",CommentaryInput!D3555)","v":""}]
[null,null,null,15,{"$f":"$C3576&D3594","v":"TAS Knights Road15"},null,{"$f":"IF(CommentaryInput!D3556=0,\"\",CommentaryInput!D3556)","v":""}]
[null,null,null,16,{"$f":"$C3576&D3595","v":"TAS Knights Road16"},null,{"$f":"IF(CommentaryInput!D3557=0,\"\",CommentaryInput!D3557)","v":""}]
[null,null,null,17,{"$f":"$C3576&D3596","v":"TAS Knights Road17"},null,{"$f":"IF(CommentaryInput!D3558=0,\"\",CommentaryInput!D3558)","v":""}]
[null,null,null,null,null,null,"Other"]
[null,null,null,18,{"$f":"$C3576&D3598","v":"TAS Knights Road18"},null,{"$f":"IF(CommentaryInput!D3560=0,\"\",CommentaryInput!D3560)","v":""}]
[null,null,null,19,{"$f":"$C3576&D3599","v":"TAS Knights Road19"},null,{"$f":"IF(CommentaryInput!D3561=0,\"\",CommentaryInput!D3561)","v":""}]
[null,null,null,20,{"$f":"$C3576&D3600","v":"TAS Knights Road20"},null,{"$f":"IF(CommentaryInput!D3562=0,\"\",CommentaryInput!D3562)","v":""}]
[null,null,null,21,{"$f":"$C3576&D3601","v":"TAS Knights Road21"},null,{"$f":"IF(CommentaryInput!D3563=0,\"\",CommentaryInput!D3563)","v":""}]
[null,null,null,22,{"$f":"$C3576&D3602","v":"TAS Knights Road22"},null,{"$f":"IF(CommentaryInput!D3564=0,\"\",CommentaryInput!D3564)","v":""}]
[null,null,null,23,{"$f":"$C3576&D3603","v":"TAS Knights Road23"},null,{"$f":"IF(CommentaryInput!D3565=0,\"\",CommentaryInput!D3565)","v":""}]
[null,null,null,24,{"$f":"$C3576&D3604","v":"TAS Knights Road24"},null,{"$f":"IF(CommentaryInput!D3566=0,\"\",CommentaryInput!D3566)","v":""}]
[null,null,null,25,{"$f":"$C3576&D3605","v":"TAS Knights Road25"},null,{"$f":"IF(CommentaryInput!D3567=0,\"\",CommentaryInput!D3567)","v":""}]
[]
[null,null,"TAS Lindisfarne"]
[]
[null,null,null,null,null,null,"MAIN SECTORS"]
[null,null,null,1,{"$f":"$C3607&D3610","v":"TAS Lindisfarne1"},null,{"$f":"IF(CommentaryInput!D3572=0,\"\",CommentaryInput!D3572)","v":"Predominantly residential, commercial and industrial."}]
[null,null,null,2,{"$f":"$C3607&D3611","v":"TAS Lindisfarne2"},null,{"$f":"IF(CommentaryInput!D3573=0,\"\",CommentaryInput!D3573)","v":""}]
[null,null,null,3,{"$f":"$C3607&D3612","v":"TAS Lindisfarne3"},null,{"$f":"IF(CommentaryInput!D3574=0,\"\",CommentaryInput!D3574)","v":""}]
[null,null,null,4,{"$f":"$C3607&D3613","v":"TAS Lindisfarne4"},null,{"$f":"IF(CommentaryInput!D3575=0,\"\",CommentaryInput!D3575)","v":""}]
[null,null,null,5,{"$f":"$C3607&D3614","v":"TAS Lindisfarne5"},null,{"$f":"IF(CommentaryInput!D3576=0,\"\",CommentaryInput!D3576)","v":""}]
[null,null,null,null,null,null,"MEDIUM SCENARIO"]
[null,null,null,null,null,null,"Summer"]
[null,null,null,8,{"$f":"$C3607&D3617","v":"TAS Lindisfarne8"},null,{"$f":"IF(CommentaryInput!D3579=0,\"\",CommentaryInput!D3579)","v":"Temperature corrected actuals have decreased over the historical period."}]
[null,null,null,9,{"$f":"$C3607&D3618","v":"TAS Lindisfarne9"},null,{"$f":"IF(CommentaryInput!D3580=0,\"\",CommentaryInput!D3580)","v":"Forecast demand is increasing over the outlook period."}]
[null,null,null,10,{"$f":"$C3607&D3619","v":"TAS Lindisfarne10"},null,{"$f":"IF(CommentaryInput!D3581=0,\"\",CommentaryInput!D3581)","v":"The 10% POE offset for PV ranges from 1.0% to 1.7% between 2017 and 2026."}]
[null,null,null,11,{"$f":"$C3607&D3620","v":"TAS Lindisfarne11"},null,{"$f":"IF(CommentaryInput!D3582=0,\"\",CommentaryInput!D3582)","v":""}]
[null,null,null,12,{"$f":"$C3607&D3621","v":"TAS Lindisfarne12"},null,{"$f":"IF(CommentaryInput!D3583=0,\"\",CommentaryInput!D3583)","v":""}]
[null,null,null,null,null,null,"Winter"]
[null,null,null,13,{"$f":"$C3607&D3623","v":"TAS Lindisfarne13"},null,{"$f":"IF(CommentaryInput!D3585=0,\"\",CommentaryInput!D3585)","v":"Temperature corrected actuals have decreased over the historical period."}]
[null,null,null,14,{"$f":"$C3607&D3624","v":"TAS Lindisfarne14"},null,{"$f":"IF(CommentaryInput!D3586=0,\"\",CommentaryInput!D3586)","v":"Forecast demand is increasing over the outlook period."}]
[null,null,null,15,{"$f":"$C3607&D3625","v":"TAS Lindisfarne15"},null,{"$f":"IF(CommentaryInput!D3587=0,\"\",CommentaryInput!D3587)","v":"The 10% POE offset for PV is zero."}]
[null,null,null,16,{"$f":"$C3607&D3626","v":"TAS Lindisfarne16"},null,{"$f":"IF(CommentaryInput!D3588=0,\"\",CommentaryInput!D3588)","v":""}]
[null,null,null,17,{"$f":"$C3607&D3627","v":"TAS Lindisfarne17"},null,{"$f":"IF(CommentaryInput!D3589=0,\"\",CommentaryInput!D3589)","v":""}]
[null,null,null,null,null,null,"Other"]
[null,null,null,18,{"$f":"$C3607&D3629","v":"TAS Lindisfarne18"},null,{"$f":"IF(CommentaryInput!D3591=0,\"\",CommentaryInput!D3591)","v":"Supplies parts of Rockhampton."}]
[null,null,null,19,{"$f":"$C3607&D3630","v":"TAS Lindisfarne19"},null,{"$f":"IF(CommentaryInput!D3592=0,\"\",CommentaryInput!D3592)","v":"Demand is weather sensitive in summer and winter."}]
[null,null,null,20,{"$f":"$C3607&D3631","v":"TAS Lindisfarne20"},null,{"$f":"IF(CommentaryInput!D3593=0,\"\",CommentaryInput!D3593)","v":"Diversity factors: Summer = 0.92; Winter = 0.98."}]
[null,null,null,21,{"$f":"$C3607&D3632","v":"TAS Lindisfarne21"},null,{"$f":"IF(CommentaryInput!D3594=0,\"\",CommentaryInput!D3594)","v":"Power factors: Summer = 0.99, lagging; Winter = 1, lagging."}]
[null,null,null,22,{"$f":"$C3607&D3633","v":"TAS Lindisfarne22"},null,{"$f":"IF(CommentaryInput!D3595=0,\"\",CommentaryInput!D3595)","v":""}]
[null,null,null,23,{"$f":"$C3607&D3634","v":"TAS Lindisfarne23"},null,{"$f":"IF(CommentaryInput!D3596=0,\"\",CommentaryInput!D3596)","v":""}]
[null,null,null,24,{"$f":"$C3607&D3635","v":"TAS Lindisfarne24"},null,{"$f":"IF(CommentaryInput!D3597=0,\"\",CommentaryInput!D3597)","v":""}]
[null,null,null,25,{"$f":"$C3607&D3636","v":"TAS Lindisfarne25"},null,{"$f":"IF(CommentaryInput!D3598=0,\"\",CommentaryInput!D3598)","v":""}]
[]
[null,null,"TAS Meadowbank"]
[]
[null,null,null,null,null,null,"MAIN SECTORS"]
[null,null,null,1,{"$f":"$C3638&D3641","v":"TAS Meadowbank1"},null,{"$f":"IF(CommentaryInput!D3603=0,\"\",CommentaryInput!D3603)","v":""}]
[null,null,null,2,{"$f":"$C3638&D3642","v":"TAS Meadowbank2"},null,{"$f":"IF(CommentaryInput!D3604=0,\"\",CommentaryInput!D3604)","v":""}]
[null,null,null,3,{"$f":"$C3638&D3643","v":"TAS Meadowbank3"},null,{"$f":"IF(CommentaryInput!D3605=0,\"\",CommentaryInput!D3605)","v":""}]
[null,null,null,4,{"$f":"$C3638&D3644","v":"TAS Meadowbank4"},null,{"$f":"IF(CommentaryInput!D3606=0,\"\",CommentaryInput!D3606)","v":""}]
[null,null,null,5,{"$f":"$C3638&D3645","v":"TAS Meadowbank5"},null,{"$f":"IF(CommentaryInput!D3607=0,\"\",CommentaryInput!D3607)","v":""}]
[null,null,null,null,null,null,"MEDIUM SCENARIO"]
[null,null,null,null,null,null,"Summer"]
[null,null,null,8,{"$f":"$C3638&D3648","v":"TAS Meadowbank8"},null,{"$f":"IF(CommentaryInput!D3610=0,\"\",CommentaryInput!D3610)","v":""}]
[null,null,null,9,{"$f":"$C3638&D3649","v":"TAS Meadowbank9"},null,{"$f":"IF(CommentaryInput!D3611=0,\"\",CommentaryInput!D3611)","v":""}]
[null,null,null,10,{"$f":"$C3638&D3650","v":"TAS Meadowbank10"},null,{"$f":"IF(CommentaryInput!D3612=0,\"\",CommentaryInput!D3612)","v":""}]
[null,null,null,11,{"$f":"$C3638&D3651","v":"TAS Meadowbank11"},null,{"$f":"IF(CommentaryInput!D3613=0,\"\",CommentaryInput!D3613)","v":""}]
[null,null,null,12,{"$f":"$C3638&D3652","v":"TAS Meadowbank12"},null,{"$f":"IF(CommentaryInput!D3614=0,\"\",CommentaryInput!D3614)","v":""}]
[null,null,null,null,null,null,"Winter"]
[null,null,null,13,{"$f":"$C3638&D3654","v":"TAS Meadowbank13"},null,{"$f":"IF(CommentaryInput!D3616=0,\"\",CommentaryInput!D3616)","v":""}]
[null,null,null,14,{"$f":"$C3638&D3655","v":"TAS Meadowbank14"},null,{"$f":"IF(CommentaryInput!D3617=0,\"\",CommentaryInput!D3617)","v":""}]
[null,null,null,15,{"$f":"$C3638&D3656","v":"TAS Meadowbank15"},null,{"$f":"IF(CommentaryInput!D3618=0,\"\",CommentaryInput!D3618)","v":""}]
[null,null,null,16,{"$f":"$C3638&D3657","v":"TAS Meadowbank16"},null,{"$f":"IF(CommentaryInput!D3619=0,\"\",CommentaryInput!D3619)","v":""}]
[null,null,null,17,{"$f":"$C3638&D3658","v":"TAS Meadowbank17"},null,{"$f":"IF(CommentaryInput!D3620=0,\"\",CommentaryInput!D3620)","v":""}]
[null,null,null,null,null,null,"Other"]
[null,null,null,18,{"$f":"$C3638&D3660","v":"TAS Meadowbank18"},null,{"$f":"IF(CommentaryInput!D3622=0,\"\",CommentaryInput!D3622)","v":""}]
[null,null,null,19,{"$f":"$C3638&D3661","v":"TAS Meadowbank19"},null,{"$f":"IF(CommentaryInput!D3623=0,\"\",CommentaryInput!D3623)","v":""}]
[null,null,null,20,{"$f":"$C3638&D3662","v":"TAS Meadowbank20"},null,{"$f":"IF(CommentaryInput!D3624=0,\"\",CommentaryInput!D3624)","v":""}]
[null,null,null,21,{"$f":"$C3638&D3663","v":"TAS Meadowbank21"},null,{"$f":"IF(CommentaryInput!D3625=0,\"\",CommentaryInput!D3625)","v":""}]
[null,null,null,22,{"$f":"$C3638&D3664","v":"TAS Meadowbank22"},null,{"$f":"IF(CommentaryInput!D3626=0,\"\",CommentaryInput!D3626)","v":""}]
[null,null,null,23,{"$f":"$C3638&D3665","v":"TAS Meadowbank23"},null,{"$f":"IF(CommentaryInput!D3627=0,\"\",CommentaryInput!D3627)","v":""}]
[null,null,null,24,{"$f":"$C3638&D3666","v":"TAS Meadowbank24"},null,{"$f":"IF(CommentaryInput!D3628=0,\"\",CommentaryInput!D3628)","v":""}]
[null,null,null,25,{"$f":"$C3638&D3667","v":"TAS Meadowbank25"},null,{"$f":"IF(CommentaryInput!D3629=0,\"\",CommentaryInput!D3629)","v":""}]
[]
[null,null,"TAS Mornington"]
[]
[null,null,null,null,null,null,"MAIN SECTORS"]
[null,null,null,1,{"$f":"$C3669&D3672","v":"TAS Mornington1"},null,{"$f":"IF(CommentaryInput!D3634=0,\"\",CommentaryInput!D3634)","v":""}]
[null,null,null,2,{"$f":"$C3669&D3673","v":"TAS Mornington2"},null,{"$f":"IF(CommentaryInput!D3635=0,\"\",CommentaryInput!D3635)","v":""}]
[null,null,null,3,{"$f":"$C3669&D3674","v":"TAS Mornington3"},null,{"$f":"IF(CommentaryInput!D3636=0,\"\",CommentaryInput!D3636)","v":""}]
[null,null,null,4,{"$f":"$C3669&D3675","v":"TAS Mornington4"},null,{"$f":"IF(CommentaryInput!D3637=0,\"\",CommentaryInput!D3637)","v":""}]
[null,null,null,5,{"$f":"$C3669&D3676","v":"TAS Mornington5"},null,{"$f":"IF(CommentaryInput!D3638=0,\"\",CommentaryInput!D3638)","v":""}]
[null,null,null,null,null,null,"MEDIUM SCENARIO"]
[null,null,null,null,null,null,"Summer"]
[null,null,null,8,{"$f":"$C3669&D3679","v":"TAS Mornington8"},null,{"$f":"IF(CommentaryInput!D3641=0,\"\",CommentaryInput!D3641)","v":""}]
[null,null,null,9,{"$f":"$C3669&D3680","v":"TAS Mornington9"},null,{"$f":"IF(CommentaryInput!D3642=0,\"\",CommentaryInput!D3642)","v":""}]
[null,null,null,10,{"$f":"$C3669&D3681","v":"TAS Mornington10"},null,{"$f":"IF(CommentaryInput!D3643=0,\"\",CommentaryInput!D3643)","v":""}]
[null,null,null,11,{"$f":"$C3669&D3682","v":"TAS Mornington11"},null,{"$f":"IF(CommentaryInput!D3644=0,\"\",CommentaryInput!D3644)","v":""}]
[null,null,null,12,{"$f":"$C3669&D3683","v":"TAS Mornington12"},null,{"$f":"IF(CommentaryInput!D3645=0,\"\",CommentaryInput!D3645)","v":""}]
[null,null,null,null,null,null,"Winter"]
[null,null,null,13,{"$f":"$C3669&D3685","v":"TAS Mornington13"},null,{"$f":"IF(CommentaryInput!D3647=0,\"\",CommentaryInput!D3647)","v":""}]
[null,null,null,14,{"$f":"$C3669&D3686","v":"TAS Mornington14"},null,{"$f":"IF(CommentaryInput!D3648=0,\"\",CommentaryInput!D3648)","v":""}]
[null,null,null,15,{"$f":"$C3669&D3687","v":"TAS Mornington15"},null,{"$f":"IF(CommentaryInput!D3649=0,\"\",CommentaryInput!D3649)","v":""}]
[null,null,null,16,{"$f":"$C3669&D3688","v":"TAS Mornington16"},null,{"$f":"IF(CommentaryInput!D3650=0,\"\",CommentaryInput!D3650)","v":""}]
[null,null,null,17,{"$f":"$C3669&D3689","v":"TAS Mornington17"},null,{"$f":"IF(CommentaryInput!D3651=0,\"\",CommentaryInput!D3651)","v":""}]
[null,null,null,null,null,null,"Other"]
[null,null,null,18,{"$f":"$C3669&D3691","v":"TAS Mornington18"},null,{"$f":"IF(CommentaryInput!D3653=0,\"\",CommentaryInput!D3653)","v":""}]
[null,null,null,19,{"$f":"$C3669&D3692","v":"TAS Mornington19"},null,{"$f":"IF(CommentaryInput!D3654=0,\"\",CommentaryInput!D3654)","v":""}]
[null,null,null,20,{"$f":"$C3669&D3693","v":"TAS Mornington20"},null,{"$f":"IF(CommentaryInput!D3655=0,\"\",CommentaryInput!D3655)","v":""}]
[null,null,null,21,{"$f":"$C3669&D3694","v":"TAS Mornington21"},null,{"$f":"IF(CommentaryInput!D3656=0,\"\",CommentaryInput!D3656)","v":""}]
[null,null,null,22,{"$f":"$C3669&D3695","v":"TAS Mornington22"},null,{"$f":"IF(CommentaryInput!D3657=0,\"\",CommentaryInput!D3657)","v":""}]
[null,null,null,23,{"$f":"$C3669&D3696","v":"TAS Mornington23"},null,{"$f":"IF(CommentaryInput!D3658=0,\"\",CommentaryInput!D3658)","v":""}]
[null,null,null,24,{"$f":"$C3669&D3697","v":"TAS Mornington24"},null,{"$f":"IF(CommentaryInput!D3659=0,\"\",CommentaryInput!D3659)","v":""}]
[null,null,null,25,{"$f":"$C3669&D3698","v":"TAS Mornington25"},null,{"$f":"IF(CommentaryInput!D3660=0,\"\",CommentaryInput!D3660)","v":""}]
[]
[null,null,"TAS North Hobart"]
[]
[null,null,null,null,null,null,"MAIN SECTORS"]
[null,null,null,1,{"$f":"$C3700&D3703","v":"TAS North Hobart1"},null,{"$f":"IF(CommentaryInput!D3665=0,\"\",CommentaryInput!D3665)","v":""}]
[null,null,null,2,{"$f":"$C3700&D3704","v":"TAS North Hobart2"},null,{"$f":"IF(CommentaryInput!D3666=0,\"\",CommentaryInput!D3666)","v":""}]
[null,null,null,3,{"$f":"$C3700&D3705","v":"TAS North Hobart3"},null,{"$f":"IF(CommentaryInput!D3667=0,\"\",CommentaryInput!D3667)","v":""}]
[null,null,null,4,{"$f":"$C3700&D3706","v":"TAS North Hobart4"},null,{"$f":"IF(CommentaryInput!D3668=0,\"\",CommentaryInput!D3668)","v":""}]
[null,null,null,5,{"$f":"$C3700&D3707","v":"TAS North Hobart5"},null,{"$f":"IF(CommentaryInput!D3669=0,\"\",CommentaryInput!D3669)","v":""}]
[null,null,null,null,null,null,"MEDIUM SCENARIO"]
[null,null,null,null,null,null,"Summer"]
[null,null,null,8,{"$f":"$C3700&D3710","v":"TAS North Hobart8"},null,{"$f":"IF(CommentaryInput!D3672=0,\"\",CommentaryInput!D3672)","v":""}]
[null,null,null,9,{"$f":"$C3700&D3711","v":"TAS North Hobart9"},null,{"$f":"IF(CommentaryInput!D3673=0,\"\",CommentaryInput!D3673)","v":""}]
[null,null,null,10,{"$f":"$C3700&D3712","v":"TAS North Hobart10"},null,{"$f":"IF(CommentaryInput!D3674=0,\"\",CommentaryInput!D3674)","v":""}]
[null,null,null,11,{"$f":"$C3700&D3713","v":"TAS North Hobart11"},null,{"$f":"IF(CommentaryInput!D3675=0,\"\",CommentaryInput!D3675)","v":""}]
[null,null,null,12,{"$f":"$C3700&D3714","v":"TAS North Hobart12"},null,{"$f":"IF(CommentaryInput!D3676=0,\"\",CommentaryInput!D3676)","v":""}]
[null,null,null,null,null,null,"Winter"]
[null,null,null,13,{"$f":"$C3700&D3716","v":"TAS North Hobart13"},null,{"$f":"IF(CommentaryInput!D3678=0,\"\",CommentaryInput!D3678)","v":""}]
[null,null,null,14,{"$f":"$C3700&D3717","v":"TAS North Hobart14"},null,{"$f":"IF(CommentaryInput!D3679=0,\"\",CommentaryInput!D3679)","v":""}]
[null,null,null,15,{"$f":"$C3700&D3718","v":"TAS North Hobart15"},null,{"$f":"IF(CommentaryInput!D3680=0,\"\",CommentaryInput!D3680)","v":""}]
[null,null,null,16,{"$f":"$C3700&D3719","v":"TAS North Hobart16"},null,{"$f":"IF(CommentaryInput!D3681=0,\"\",CommentaryInput!D3681)","v":""}]
[null,null,null,17,{"$f":"$C3700&D3720","v":"TAS North Hobart17"},null,{"$f":"IF(CommentaryInput!D3682=0,\"\",CommentaryInput!D3682)","v":""}]
[null,null,null,null,null,null,"Other"]
[null,null,null,18,{"$f":"$C3700&D3722","v":"TAS North Hobart18"},null,{"$f":"IF(CommentaryInput!D3684=0,\"\",CommentaryInput!D3684)","v":""}]
[null,null,null,19,{"$f":"$C3700&D3723","v":"TAS North Hobart19"},null,{"$f":"IF(CommentaryInput!D3685=0,\"\",CommentaryInput!D3685)","v":""}]
[null,null,null,20,{"$f":"$C3700&D3724","v":"TAS North Hobart20"},null,{"$f":"IF(CommentaryInput!D3686=0,\"\",CommentaryInput!D3686)","v":""}]
[null,null,null,21,{"$f":"$C3700&D3725","v":"TAS North Hobart21"},null,{"$f":"IF(CommentaryInput!D3687=0,\"\",CommentaryInput!D3687)","v":""}]
[null,null,null,22,{"$f":"$C3700&D3726","v":"TAS North Hobart22"},null,{"$f":"IF(CommentaryInput!D3688=0,\"\",CommentaryInput!D3688)","v":""}]
[null,null,null,23,{"$f":"$C3700&D3727","v":"TAS North Hobart23"},null,{"$f":"IF(CommentaryInput!D3689=0,\"\",CommentaryInput!D3689)","v":""}]
[null,null,null,24,{"$f":"$C3700&D3728","v":"TAS North Hobart24"},null,{"$f":"IF(CommentaryInput!D3690=0,\"\",CommentaryInput!D3690)","v":""}]
[null,null,null,25,{"$f":"$C3700&D3729","v":"TAS North Hobart25"},null,{"$f":"IF(CommentaryInput!D3691=0,\"\",CommentaryInput!D3691)","v":""}]
[]
[null,null,"TAS New Norfolk"]
[]
[null,null,null,null,null,null,"MAIN SECTORS"]
[null,null,null,1,{"$f":"$C3731&D3734","v":"TAS New Norfolk1"},null,{"$f":"IF(CommentaryInput!D3696=0,\"\",CommentaryInput!D3696)","v":""}]
[null,null,null,2,{"$f":"$C3731&D3735","v":"TAS New Norfolk2"},null,{"$f":"IF(CommentaryInput!D3697=0,\"\",CommentaryInput!D3697)","v":""}]
[null,null,null,3,{"$f":"$C3731&D3736","v":"TAS New Norfolk3"},null,{"$f":"IF(CommentaryInput!D3698=0,\"\",CommentaryInput!D3698)","v":""}]
[null,null,null,4,{"$f":"$C3731&D3737","v":"TAS New Norfolk4"},null,{"$f":"IF(CommentaryInput!D3699=0,\"\",CommentaryInput!D3699)","v":""}]
[null,null,null,5,{"$f":"$C3731&D3738","v":"TAS New Norfolk5"},null,{"$f":"IF(CommentaryInput!D3700=0,\"\",CommentaryInput!D3700)","v":""}]
[null,null,null,null,null,null,"MEDIUM SCENARIO"]
[null,null,null,null,null,null,"Summer"]
[null,null,null,8,{"$f":"$C3731&D3741","v":"TAS New Norfolk8"},null,{"$f":"IF(CommentaryInput!D3703=0,\"\",CommentaryInput!D3703)","v":""}]
[null,null,null,9,{"$f":"$C3731&D3742","v":"TAS New Norfolk9"},null,{"$f":"IF(CommentaryInput!D3704=0,\"\",CommentaryInput!D3704)","v":""}]
[null,null,null,10,{"$f":"$C3731&D3743","v":"TAS New Norfolk10"},null,{"$f":"IF(CommentaryInput!D3705=0,\"\",CommentaryInput!D3705)","v":""}]
[null,null,null,11,{"$f":"$C3731&D3744","v":"TAS New Norfolk11"},null,{"$f":"IF(CommentaryInput!D3706=0,\"\",CommentaryInput!D3706)","v":""}]
[null,null,null,12,{"$f":"$C3731&D3745","v":"TAS New Norfolk12"},null,{"$f":"IF(CommentaryInput!D3707=0,\"\",CommentaryInput!D3707)","v":""}]
[null,null,null,null,null,null,"Winter"]
[null,null,null,13,{"$f":"$C3731&D3747","v":"TAS New Norfolk13"},null,{"$f":"IF(CommentaryInput!D3709=0,\"\",CommentaryInput!D3709)","v":""}]
[null,null,null,14,{"$f":"$C3731&D3748","v":"TAS New Norfolk14"},null,{"$f":"IF(CommentaryInput!D3710=0,\"\",CommentaryInput!D3710)","v":""}]
[null,null,null,15,{"$f":"$C3731&D3749","v":"TAS New Norfolk15"},null,{"$f":"IF(CommentaryInput!D3711=0,\"\",CommentaryInput!D3711)","v":""}]
[null,null,null,16,{"$f":"$C3731&D3750","v":"TAS New Norfolk16"},null,{"$f":"IF(CommentaryInput!D3712=0,\"\",CommentaryInput!D3712)","v":""}]
[null,null,null,17,{"$f":"$C3731&D3751","v":"TAS New Norfolk17"},null,{"$f":"IF(CommentaryInput!D3713=0,\"\",CommentaryInput!D3713)","v":""}]
[null,null,null,null,null,null,"Other"]
[null,null,null,18,{"$f":"$C3731&D3753","v":"TAS New Norfolk18"},null,{"$f":"IF(CommentaryInput!D3715=0,\"\",CommentaryInput!D3715)","v":""}]
[null,null,null,19,{"$f":"$C3731&D3754","v":"TAS New Norfolk19"},null,{"$f":"IF(CommentaryInput!D3716=0,\"\",CommentaryInput!D3716)","v":""}]
[null,null,null,20,{"$f":"$C3731&D3755","v":"TAS New Norfolk20"},null,{"$f":"IF(CommentaryInput!D3717=0,\"\",CommentaryInput!D3717)","v":""}]
[null,null,null,21,{"$f":"$C3731&D3756","v":"TAS New Norfolk21"},null,{"$f":"IF(CommentaryInput!D3718=0,\"\",CommentaryInput!D3718)","v":""}]
[null,null,null,22,{"$f":"$C3731&D3757","v":"TAS New Norfolk22"},null,{"$f":"IF(CommentaryInput!D3719=0,\"\",CommentaryInput!D3719)","v":""}]
[null,null,null,23,{"$f":"$C3731&D3758","v":"TAS New Norfolk23"},null,{"$f":"IF(CommentaryInput!D3720=0,\"\",CommentaryInput!D3720)","v":""}]
[null,null,null,24,{"$f":"$C3731&D3759","v":"TAS New Norfolk24"},null,{"$f":"IF(CommentaryInput!D3721=0,\"\",CommentaryInput!D3721)","v":""}]
[null,null,null,25,{"$f":"$C3731&D3760","v":"TAS New Norfolk25"},null,{"$f":"IF(CommentaryInput!D3722=0,\"\",CommentaryInput!D3722)","v":""}]
[]
[null,null,"TAS Newton"]
[]
[null,null,null,null,null,null,"MAIN SECTORS"]
[null,null,null,1,{"$f":"$C3762&D3765","v":"TAS Newton1"},null,{"$f":"IF(CommentaryInput!D3727=0,\"\",CommentaryInput!D3727)","v":""}]
[null,null,null,2,{"$f":"$C3762&D3766","v":"TAS Newton2"},null,{"$f":"IF(CommentaryInput!D3728=0,\"\",CommentaryInput!D3728)","v":""}]
[null,null,null,3,{"$f":"$C3762&D3767","v":"TAS Newton3"},null,{"$f":"IF(CommentaryInput!D3729=0,\"\",CommentaryInput!D3729)","v":""}]
[null,null,null,4,{"$f":"$C3762&D3768","v":"TAS Newton4"},null,{"$f":"IF(CommentaryInput!D3730=0,\"\",CommentaryInput!D3730)","v":""}]
[null,null,null,5,{"$f":"$C3762&D3769","v":"TAS Newton5"},null,{"$f":"IF(CommentaryInput!D3731=0,\"\",CommentaryInput!D3731)","v":""}]
[null,null,null,null,null,null,"MEDIUM SCENARIO"]
[null,null,null,null,null,null,"Summer"]
[null,null,null,8,{"$f":"$C3762&D3772","v":"TAS Newton8"},null,{"$f":"IF(CommentaryInput!D3734=0,\"\",CommentaryInput!D3734)","v":""}]
[null,null,null,9,{"$f":"$C3762&D3773","v":"TAS Newton9"},null,{"$f":"IF(CommentaryInput!D3735=0,\"\",CommentaryInput!D3735)","v":""}]
[null,null,null,10,{"$f":"$C3762&D3774","v":"TAS Newton10"},null,{"$f":"IF(CommentaryInput!D3736=0,\"\",CommentaryInput!D3736)","v":""}]
[null,null,null,11,{"$f":"$C3762&D3775","v":"TAS Newton11"},null,{"$f":"IF(CommentaryInput!D3737=0,\"\",CommentaryInput!D3737)","v":""}]
[null,null,null,12,{"$f":"$C3762&D3776","v":"TAS Newton12"},null,{"$f":"IF(CommentaryInput!D3738=0,\"\",CommentaryInput!D3738)","v":""}]
[null,null,null,null,null,null,"Winter"]
[null,null,null,13,{"$f":"$C3762&D3778","v":"TAS Newton13"},null,{"$f":"IF(CommentaryInput!D3740=0,\"\",CommentaryInput!D3740)","v":""}]
[null,null,null,14,{"$f":"$C3762&D3779","v":"TAS Newton14"},null,{"$f":"IF(CommentaryInput!D3741=0,\"\",CommentaryInput!D3741)","v":""}]
[null,null,null,15,{"$f":"$C3762&D3780","v":"TAS Newton15"},null,{"$f":"IF(CommentaryInput!D3742=0,\"\",CommentaryInput!D3742)","v":""}]
[null,null,null,16,{"$f":"$C3762&D3781","v":"TAS Newton16"},null,{"$f":"IF(CommentaryInput!D3743=0,\"\",CommentaryInput!D3743)","v":""}]
[null,null,null,17,{"$f":"$C3762&D3782","v":"TAS Newton17"},null,{"$f":"IF(CommentaryInput!D3744=0,\"\",CommentaryInput!D3744)","v":""}]
[null,null,null,null,null,null,"Other"]
[null,null,null,18,{"$f":"$C3762&D3784","v":"TAS Newton18"},null,{"$f":"IF(CommentaryInput!D3746=0,\"\",CommentaryInput!D3746)","v":""}]
[null,null,null,19,{"$f":"$C3762&D3785","v":"TAS Newton19"},null,{"$f":"IF(CommentaryInput!D3747=0,\"\",CommentaryInput!D3747)","v":""}]
[null,null,null,20,{"$f":"$C3762&D3786","v":"TAS Newton20"},null,{"$f":"IF(CommentaryInput!D3748=0,\"\",CommentaryInput!D3748)","v":""}]
[null,null,null,21,{"$f":"$C3762&D3787","v":"TAS Newton21"},null,{"$f":"IF(CommentaryInput!D3749=0,\"\",CommentaryInput!D3749)","v":""}]
[null,null,null,22,{"$f":"$C3762&D3788","v":"TAS Newton22"},null,{"$f":"IF(CommentaryInput!D3750=0,\"\",CommentaryInput!D3750)","v":""}]
[null,null,null,23,{"$f":"$C3762&D3789","v":"TAS Newton23"},null,{"$f":"IF(CommentaryInput!D3751=0,\"\",CommentaryInput!D3751)","v":""}]
[null,null,null,24,{"$f":"$C3762&D3790","v":"TAS Newton24"},null,{"$f":"IF(CommentaryInput!D3752=0,\"\",CommentaryInput!D3752)","v":""}]
[null,null,null,25,{"$f":"$C3762&D3791","v":"TAS Newton25"},null,{"$f":"IF(CommentaryInput!D3753=0,\"\",CommentaryInput!D3753)","v":""}]
[]
[null,null,"TAS Norwood"]
[]
[null,null,null,null,null,null,"MAIN SECTORS"]
[null,null,null,1,{"$f":"$C3793&D3796","v":"TAS Norwood1"},null,{"$f":"IF(CommentaryInput!D3758=0,\"\",CommentaryInput!D3758)","v":""}]
[null,null,null,2,{"$f":"$C3793&D3797","v":"TAS Norwood2"},null,{"$f":"IF(CommentaryInput!D3759=0,\"\",CommentaryInput!D3759)","v":""}]
[null,null,null,3,{"$f":"$C3793&D3798","v":"TAS Norwood3"},null,{"$f":"IF(CommentaryInput!D3760=0,\"\",CommentaryInput!D3760)","v":""}]
[null,null,null,4,{"$f":"$C3793&D3799","v":"TAS Norwood4"},null,{"$f":"IF(CommentaryInput!D3761=0,\"\",CommentaryInput!D3761)","v":""}]
[null,null,null,5,{"$f":"$C3793&D3800","v":"TAS Norwood5"},null,{"$f":"IF(CommentaryInput!D3762=0,\"\",CommentaryInput!D3762)","v":""}]
[null,null,null,null,null,null,"MEDIUM SCENARIO"]
[null,null,null,null,null,null,"Summer"]
[null,null,null,8,{"$f":"$C3793&D3803","v":"TAS Norwood8"},null,{"$f":"IF(CommentaryInput!D3765=0,\"\",CommentaryInput!D3765)","v":""}]
[null,null,null,9,{"$f":"$C3793&D3804","v":"TAS Norwood9"},null,{"$f":"IF(CommentaryInput!D3766=0,\"\",CommentaryInput!D3766)","v":""}]
[null,null,null,10,{"$f":"$C3793&D3805","v":"TAS Norwood10"},null,{"$f":"IF(CommentaryInput!D3767=0,\"\",CommentaryInput!D3767)","v":""}]
[null,null,null,11,{"$f":"$C3793&D3806","v":"TAS Norwood11"},null,{"$f":"IF(CommentaryInput!D3768=0,\"\",CommentaryInput!D3768)","v":""}]
[null,null,null,12,{"$f":"$C3793&D3807","v":"TAS Norwood12"},null,{"$f":"IF(CommentaryInput!D3769=0,\"\",CommentaryInput!D3769)","v":""}]
[null,null,null,null,null,null,"Winter"]
[null,null,null,13,{"$f":"$C3793&D3809","v":"TAS Norwood13"},null,{"$f":"IF(CommentaryInput!D3771=0,\"\",CommentaryInput!D3771)","v":""}]
[null,null,null,14,{"$f":"$C3793&D3810","v":"TAS Norwood14"},null,{"$f":"IF(CommentaryInput!D3772=0,\"\",CommentaryInput!D3772)","v":""}]
[null,null,null,15,{"$f":"$C3793&D3811","v":"TAS Norwood15"},null,{"$f":"IF(CommentaryInput!D3773=0,\"\",CommentaryInput!D3773)","v":""}]
[null,null,null,16,{"$f":"$C3793&D3812","v":"TAS Norwood16"},null,{"$f":"IF(CommentaryInput!D3774=0,\"\",CommentaryInput!D3774)","v":""}]
[null,null,null,17,{"$f":"$C3793&D3813","v":"TAS Norwood17"},null,{"$f":"IF(CommentaryInput!D3775=0,\"\",CommentaryInput!D3775)","v":""}]
[null,null,null,null,null,null,"Other"]
[null,null,null,18,{"$f":"$C3793&D3815","v":"TAS Norwood18"},null,{"$f":"IF(CommentaryInput!D3777=0,\"\",CommentaryInput!D3777)","v":""}]
[null,null,null,19,{"$f":"$C3793&D3816","v":"TAS Norwood19"},null,{"$f":"IF(CommentaryInput!D3778=0,\"\",CommentaryInput!D3778)","v":""}]
[null,null,null,20,{"$f":"$C3793&D3817","v":"TAS Norwood20"},null,{"$f":"IF(CommentaryInput!D3779=0,\"\",CommentaryInput!D3779)","v":""}]
[null,null,null,21,{"$f":"$C3793&D3818","v":"TAS Norwood21"},null,{"$f":"IF(CommentaryInput!D3780=0,\"\",CommentaryInput!D3780)","v":""}]
[null,null,null,22,{"$f":"$C3793&D3819","v":"TAS Norwood22"},null,{"$f":"IF(CommentaryInput!D3781=0,\"\",CommentaryInput!D3781)","v":""}]
[null,null,null,23,{"$f":"$C3793&D3820","v":"TAS Norwood23"},null,{"$f":"IF(CommentaryInput!D3782=0,\"\",CommentaryInput!D3782)","v":""}]
[null,null,null,24,{"$f":"$C3793&D3821","v":"TAS Norwood24"},null,{"$f":"IF(CommentaryInput!D3783=0,\"\",CommentaryInput!D3783)","v":""}]
[null,null,null,25,{"$f":"$C3793&D3822","v":"TAS Norwood25"},null,{"$f":"IF(CommentaryInput!D3784=0,\"\",CommentaryInput!D3784)","v":""}]
[]
[null,null,"TAS Palmerston"]
[]
[null,null,null,null,null,null,"MAIN SECTORS"]
[null,null,null,1,{"$f":"$C3824&D3827","v":"TAS Palmerston1"},null,{"$f":"IF(CommentaryInput!D3789=0,\"\",CommentaryInput!D3789)","v":""}]
[null,null,null,2,{"$f":"$C3824&D3828","v":"TAS Palmerston2"},null,{"$f":"IF(CommentaryInput!D3790=0,\"\",CommentaryInput!D3790)","v":""}]
[null,null,null,3,{"$f":"$C3824&D3829","v":"TAS Palmerston3"},null,{"$f":"IF(CommentaryInput!D3791=0,\"\",CommentaryInput!D3791)","v":""}]
[null,null,null,4,{"$f":"$C3824&D3830","v":"TAS Palmerston4"},null,{"$f":"IF(CommentaryInput!D3792=0,\"\",CommentaryInput!D3792)","v":""}]
[null,null,null,5,{"$f":"$C3824&D3831","v":"TAS Palmerston5"},null,{"$f":"IF(CommentaryInput!D3793=0,\"\",CommentaryInput!D3793)","v":""}]
[null,null,null,null,null,null,"MEDIUM SCENARIO"]
[null,null,null,null,null,null,"Summer"]
[null,null,null,8,{"$f":"$C3824&D3834","v":"TAS Palmerston8"},null,{"$f":"IF(CommentaryInput!D3796=0,\"\",CommentaryInput!D3796)","v":""}]
[null,null,null,9,{"$f":"$C3824&D3835","v":"TAS Palmerston9"},null,{"$f":"IF(CommentaryInput!D3797=0,\"\",CommentaryInput!D3797)","v":""}]
[null,null,null,10,{"$f":"$C3824&D3836","v":"TAS Palmerston10"},null,{"$f":"IF(CommentaryInput!D3798=0,\"\",CommentaryInput!D3798)","v":""}]
[null,null,null,11,{"$f":"$C3824&D3837","v":"TAS Palmerston11"},null,{"$f":"IF(CommentaryInput!D3799=0,\"\",CommentaryInput!D3799)","v":""}]
[null,null,null,12,{"$f":"$C3824&D3838","v":"TAS Palmerston12"},null,{"$f":"IF(CommentaryInput!D3800=0,\"\",CommentaryInput!D3800)","v":""}]
[null,null,null,null,null,null,"Winter"]
[null,null,null,13,{"$f":"$C3824&D3840","v":"TAS Palmerston13"},null,{"$f":"IF(CommentaryInput!D3802=0,\"\",CommentaryInput!D3802)","v":""}]
[null,null,null,14,{"$f":"$C3824&D3841","v":"TAS Palmerston14"},null,{"$f":"IF(CommentaryInput!D3803=0,\"\",CommentaryInput!D3803)","v":""}]
[null,null,null,15,{"$f":"$C3824&D3842","v":"TAS Palmerston15"},null,{"$f":"IF(CommentaryInput!D3804=0,\"\",CommentaryInput!D3804)","v":""}]
[null,null,null,16,{"$f":"$C3824&D3843","v":"TAS Palmerston16"},null,{"$f":"IF(CommentaryInput!D3805=0,\"\",CommentaryInput!D3805)","v":""}]
[null,null,null,17,{"$f":"$C3824&D3844","v":"TAS Palmerston17"},null,{"$f":"IF(CommentaryInput!D3806=0,\"\",CommentaryInput!D3806)","v":""}]
[null,null,null,null,null,null,"Other"]
[null,null,null,18,{"$f":"$C3824&D3846","v":"TAS Palmerston18"},null,{"$f":"IF(CommentaryInput!D3808=0,\"\",CommentaryInput!D3808)","v":""}]
[null,null,null,19,{"$f":"$C3824&D3847","v":"TAS Palmerston19"},null,{"$f":"IF(CommentaryInput!D3809=0,\"\",CommentaryInput!D3809)","v":""}]
[null,null,null,20,{"$f":"$C3824&D3848","v":"TAS Palmerston20"},null,{"$f":"IF(CommentaryInput!D3810=0,\"\",CommentaryInput!D3810)","v":""}]
[null,null,null,21,{"$f":"$C3824&D3849","v":"TAS Palmerston21"},null,{"$f":"IF(CommentaryInput!D3811=0,\"\",CommentaryInput!D3811)","v":""}]
[null,null,null,22,{"$f":"$C3824&D3850","v":"TAS Palmerston22"},null,{"$f":"IF(CommentaryInput!D3812=0,\"\",CommentaryInput!D3812)","v":""}]
[null,null,null,23,{"$f":"$C3824&D3851","v":"TAS Palmerston23"},null,{"$f":"IF(CommentaryInput!D3813=0,\"\",CommentaryInput!D3813)","v":""}]
[null,null,null,24,{"$f":"$C3824&D3852","v":"TAS Palmerston24"},null,{"$f":"IF(CommentaryInput!D3814=0,\"\",CommentaryInput!D3814)","v":""}]
[null,null,null,25,{"$f":"$C3824&D3853","v":"TAS Palmerston25"},null,{"$f":"IF(CommentaryInput!D3815=0,\"\",CommentaryInput!D3815)","v":""}]
[]
[null,null,"TAS Queenstown"]
[]
[null,null,null,null,null,null,"MAIN SECTORS"]
[null,null,null,1,{"$f":"$C3855&D3858","v":"TAS Queenstown1"},null,{"$f":"IF(CommentaryInput!D3820=0,\"\",CommentaryInput!D3820)","v":""}]
[null,null,null,2,{"$f":"$C3855&D3859","v":"TAS Queenstown2"},null,{"$f":"IF(CommentaryInput!D3821=0,\"\",CommentaryInput!D3821)","v":""}]
[null,null,null,3,{"$f":"$C3855&D3860","v":"TAS Queenstown3"},null,{"$f":"IF(CommentaryInput!D3822=0,\"\",CommentaryInput!D3822)","v":""}]
[null,null,null,4,{"$f":"$C3855&D3861","v":"TAS Queenstown4"},null,{"$f":"IF(CommentaryInput!D3823=0,\"\",CommentaryInput!D3823)","v":""}]
[null,null,null,5,{"$f":"$C3855&D3862","v":"TAS Queenstown5"},null,{"$f":"IF(CommentaryInput!D3824=0,\"\",CommentaryInput!D3824)","v":""}]
[null,null,null,null,null,null,"MEDIUM SCENARIO"]
[null,null,null,null,null,null,"Summer"]
[null,null,null,8,{"$f":"$C3855&D3865","v":"TAS Queenstown8"},null,{"$f":"IF(CommentaryInput!D3827=0,\"\",CommentaryInput!D3827)","v":""}]
[null,null,null,9,{"$f":"$C3855&D3866","v":"TAS Queenstown9"},null,{"$f":"IF(CommentaryInput!D3828=0,\"\",CommentaryInput!D3828)","v":""}]
[null,null,null,10,{"$f":"$C3855&D3867","v":"TAS Queenstown10"},null,{"$f":"IF(CommentaryInput!D3829=0,\"\",CommentaryInput!D3829)","v":""}]
[null,null,null,11,{"$f":"$C3855&D3868","v":"TAS Queenstown11"},null,{"$f":"IF(CommentaryInput!D3830=0,\"\",CommentaryInput!D3830)","v":""}]
[null,null,null,12,{"$f":"$C3855&D3869","v":"TAS Queenstown12"},null,{"$f":"IF(CommentaryInput!D3831=0,\"\",CommentaryInput!D3831)","v":""}]
[null,null,null,null,null,null,"Winter"]
[null,null,null,13,{"$f":"$C3855&D3871","v":"TAS Queenstown13"},null,{"$f":"IF(CommentaryInput!D3833=0,\"\",CommentaryInput!D3833)","v":""}]
[null,null,null,14,{"$f":"$C3855&D3872","v":"TAS Queenstown14"},null,{"$f":"IF(CommentaryInput!D3834=0,\"\",CommentaryInput!D3834)","v":""}]
[null,null,null,15,{"$f":"$C3855&D3873","v":"TAS Queenstown15"},null,{"$f":"IF(CommentaryInput!D3835=0,\"\",CommentaryInput!D3835)","v":""}]
[null,null,null,16,{"$f":"$C3855&D3874","v":"TAS Queenstown16"},null,{"$f":"IF(CommentaryInput!D3836=0,\"\",CommentaryInput!D3836)","v":""}]
[null,null,null,17,{"$f":"$C3855&D3875","v":"TAS Queenstown17"},null,{"$f":"IF(CommentaryInput!D3837=0,\"\",CommentaryInput!D3837)","v":""}]
[null,null,null,null,null,null,"Other"]
[null,null,null,18,{"$f":"$C3855&D3877","v":"TAS Queenstown18"},null,{"$f":"IF(CommentaryInput!D3839=0,\"\",CommentaryInput!D3839)","v":""}]
[null,null,null,19,{"$f":"$C3855&D3878","v":"TAS Queenstown19"},null,{"$f":"IF(CommentaryInput!D3840=0,\"\",CommentaryInput!D3840)","v":""}]
[null,null,null,20,{"$f":"$C3855&D3879","v":"TAS Queenstown20"},null,{"$f":"IF(CommentaryInput!D3841=0,\"\",CommentaryInput!D3841)","v":""}]
[null,null,null,21,{"$f":"$C3855&D3880","v":"TAS Queenstown21"},null,{"$f":"IF(CommentaryInput!D3842=0,\"\",CommentaryInput!D3842)","v":""}]
[null,null,null,22,{"$f":"$C3855&D3881","v":"TAS Queenstown22"},null,{"$f":"IF(CommentaryInput!D3843=0,\"\",CommentaryInput!D3843)","v":""}]
[null,null,null,23,{"$f":"$C3855&D3882","v":"TAS Queenstown23"},null,{"$f":"IF(CommentaryInput!D3844=0,\"\",CommentaryInput!D3844)","v":""}]
[null,null,null,24,{"$f":"$C3855&D3883","v":"TAS Queenstown24"},null,{"$f":"IF(CommentaryInput!D3845=0,\"\",CommentaryInput!D3845)","v":""}]
[null,null,null,25,{"$f":"$C3855&D3884","v":"TAS Queenstown25"},null,{"$f":"IF(CommentaryInput!D3846=0,\"\",CommentaryInput!D3846)","v":""}]
[]
[null,null,"TAS Risdon"]
[]
[null,null,null,null,null,null,"MAIN SECTORS"]
[null,null,null,1,{"$f":"$C3886&D3889","v":"TAS Risdon1"},null,{"$f":"IF(CommentaryInput!D3851=0,\"\",CommentaryInput!D3851)","v":""}]
[null,null,null,2,{"$f":"$C3886&D3890","v":"TAS Risdon2"},null,{"$f":"IF(CommentaryInput!D3852=0,\"\",CommentaryInput!D3852)","v":""}]
[null,null,null,3,{"$f":"$C3886&D3891","v":"TAS Risdon3"},null,{"$f":"IF(CommentaryInput!D3853=0,\"\",CommentaryInput!D3853)","v":""}]
[null,null,null,4,{"$f":"$C3886&D3892","v":"TAS Risdon4"},null,{"$f":"IF(CommentaryInput!D3854=0,\"\",CommentaryInput!D3854)","v":""}]
[null,null,null,5,{"$f":"$C3886&D3893","v":"TAS Risdon5"},null,{"$f":"IF(CommentaryInput!D3855=0,\"\",CommentaryInput!D3855)","v":""}]
[null,null,null,null,null,null,"MEDIUM SCENARIO"]
[null,null,null,null,null,null,"Summer"]
[null,null,null,8,{"$f":"$C3886&D3896","v":"TAS Risdon8"},null,{"$f":"IF(CommentaryInput!D3858=0,\"\",CommentaryInput!D3858)","v":""}]
[null,null,null,9,{"$f":"$C3886&D3897","v":"TAS Risdon9"},null,{"$f":"IF(CommentaryInput!D3859=0,\"\",CommentaryInput!D3859)","v":""}]
[null,null,null,10,{"$f":"$C3886&D3898","v":"TAS Risdon10"},null,{"$f":"IF(CommentaryInput!D3860=0,\"\",CommentaryInput!D3860)","v":""}]
[null,null,null,11,{"$f":"$C3886&D3899","v":"TAS Risdon11"},null,{"$f":"IF(CommentaryInput!D3861=0,\"\",CommentaryInput!D3861)","v":""}]
[null,null,null,12,{"$f":"$C3886&D3900","v":"TAS Risdon12"},null,{"$f":"IF(CommentaryInput!D3862=0,\"\",CommentaryInput!D3862)","v":""}]
[null,null,null,null,null,null,"Winter"]
[null,null,null,13,{"$f":"$C3886&D3902","v":"TAS Risdon13"},null,{"$f":"IF(CommentaryInput!D3864=0,\"\",CommentaryInput!D3864)","v":""}]
[null,null,null,14,{"$f":"$C3886&D3903","v":"TAS Risdon14"},null,{"$f":"IF(CommentaryInput!D3865=0,\"\",CommentaryInput!D3865)","v":""}]
[null,null,null,15,{"$f":"$C3886&D3904","v":"TAS Risdon15"},null,{"$f":"IF(CommentaryInput!D3866=0,\"\",CommentaryInput!D3866)","v":""}]
[null,null,null,16,{"$f":"$C3886&D3905","v":"TAS Risdon16"},null,{"$f":"IF(CommentaryInput!D3867=0,\"\",CommentaryInput!D3867)","v":""}]
[null,null,null,17,{"$f":"$C3886&D3906","v":"TAS Risdon17"},null,{"$f":"IF(CommentaryInput!D3868=0,\"\",CommentaryInput!D3868)","v":""}]
[null,null,null,null,null,null,"Other"]
[null,null,null,18,{"$f":"$C3886&D3908","v":"TAS Risdon18"},null,{"$f":"IF(CommentaryInput!D3870=0,\"\",CommentaryInput!D3870)","v":""}]
[null,null,null,19,{"$f":"$C3886&D3909","v":"TAS Risdon19"},null,{"$f":"IF(CommentaryInput!D3871=0,\"\",CommentaryInput!D3871)","v":""}]
[null,null,null,20,{"$f":"$C3886&D3910","v":"TAS Risdon20"},null,{"$f":"IF(CommentaryInput!D3872=0,\"\",CommentaryInput!D3872)","v":""}]
[null,null,null,21,{"$f":"$C3886&D3911","v":"TAS Risdon21"},null,{"$f":"IF(CommentaryInput!D3873=0,\"\",CommentaryInput!D3873)","v":""}]
[null,null,null,22,{"$f":"$C3886&D3912","v":"TAS Risdon22"},null,{"$f":"IF(CommentaryInput!D3874=0,\"\",CommentaryInput!D3874)","v":""}]
[null,null,null,23,{"$f":"$C3886&D3913","v":"TAS Risdon23"},null,{"$f":"IF(CommentaryInput!D3875=0,\"\",CommentaryInput!D3875)","v":""}]
[null,null,null,24,{"$f":"$C3886&D3914","v":"TAS Risdon24"},null,{"$f":"IF(CommentaryInput!D3876=0,\"\",CommentaryInput!D3876)","v":""}]
[null,null,null,25,{"$f":"$C3886&D3915","v":"TAS Risdon25"},null,{"$f":"IF(CommentaryInput!D3877=0,\"\",CommentaryInput!D3877)","v":""}]
[]
[null,null,"TAS Rokeby"]
[]
[null,null,null,null,null,null,"MAIN SECTORS"]
[null,null,null,1,{"$f":"$C3917&D3920","v":"TAS Rokeby1"},null,{"$f":"IF(CommentaryInput!D3882=0,\"\",CommentaryInput!D3882)","v":""}]
[null,null,null,2,{"$f":"$C3917&D3921","v":"TAS Rokeby2"},null,{"$f":"IF(CommentaryInput!D3883=0,\"\",CommentaryInput!D3883)","v":""}]
[null,null,null,3,{"$f":"$C3917&D3922","v":"TAS Rokeby3"},null,{"$f":"IF(CommentaryInput!D3884=0,\"\",CommentaryInput!D3884)","v":""}]
[null,null,null,4,{"$f":"$C3917&D3923","v":"TAS Rokeby4"},null,{"$f":"IF(CommentaryInput!D3885=0,\"\",CommentaryInput!D3885)","v":""}]
[null,null,null,5,{"$f":"$C3917&D3924","v":"TAS Rokeby5"},null,{"$f":"IF(CommentaryInput!D3886=0,\"\",CommentaryInput!D3886)","v":""}]
[null,null,null,null,null,null,"MEDIUM SCENARIO"]
[null,null,null,null,null,null,"Summer"]
[null,null,null,8,{"$f":"$C3917&D3927","v":"TAS Rokeby8"},null,{"$f":"IF(CommentaryInput!D3889=0,\"\",CommentaryInput!D3889)","v":""}]
[null,null,null,9,{"$f":"$C3917&D3928","v":"TAS Rokeby9"},null,{"$f":"IF(CommentaryInput!D3890=0,\"\",CommentaryInput!D3890)","v":""}]
[null,null,null,10,{"$f":"$C3917&D3929","v":"TAS Rokeby10"},null,{"$f":"IF(CommentaryInput!D3891=0,\"\",CommentaryInput!D3891)","v":""}]
[null,null,null,11,{"$f":"$C3917&D3930","v":"TAS Rokeby11"},null,{"$f":"IF(CommentaryInput!D3892=0,\"\",CommentaryInput!D3892)","v":""}]
[null,null,null,12,{"$f":"$C3917&D3931","v":"TAS Rokeby12"},null,{"$f":"IF(CommentaryInput!D3893=0,\"\",CommentaryInput!D3893)","v":""}]
[null,null,null,null,null,null,"Winter"]
[null,null,null,13,{"$f":"$C3917&D3933","v":"TAS Rokeby13"},null,{"$f":"IF(CommentaryInput!D3895=0,\"\",CommentaryInput!D3895)","v":""}]
[null,null,null,14,{"$f":"$C3917&D3934","v":"TAS Rokeby14"},null,{"$f":"IF(CommentaryInput!D3896=0,\"\",CommentaryInput!D3896)","v":""}]
[null,null,null,15,{"$f":"$C3917&D3935","v":"TAS Rokeby15"},null,{"$f":"IF(CommentaryInput!D3897=0,\"\",CommentaryInput!D3897)","v":""}]
[null,null,null,16,{"$f":"$C3917&D3936","v":"TAS Rokeby16"},null,{"$f":"IF(CommentaryInput!D3898=0,\"\",CommentaryInput!D3898)","v":""}]
[null,null,null,17,{"$f":"$C3917&D3937","v":"TAS Rokeby17"},null,{"$f":"IF(CommentaryInput!D3899=0,\"\",CommentaryInput!D3899)","v":""}]
[null,null,null,null,null,null,"Other"]
[null,null,null,18,{"$f":"$C3917&D3939","v":"TAS Rokeby18"},null,{"$f":"IF(CommentaryInput!D3901=0,\"\",CommentaryInput!D3901)","v":""}]
[null,null,null,19,{"$f":"$C3917&D3940","v":"TAS Rokeby19"},null,{"$f":"IF(CommentaryInput!D3902=0,\"\",CommentaryInput!D3902)","v":""}]
[null,null,null,20,{"$f":"$C3917&D3941","v":"TAS Rokeby20"},null,{"$f":"IF(CommentaryInput!D3903=0,\"\",CommentaryInput!D3903)","v":""}]
[null,null,null,21,{"$f":"$C3917&D3942","v":"TAS Rokeby21"},null,{"$f":"IF(CommentaryInput!D3904=0,\"\",CommentaryInput!D3904)","v":""}]
[null,null,null,22,{"$f":"$C3917&D3943","v":"TAS Rokeby22"},null,{"$f":"IF(CommentaryInput!D3905=0,\"\",CommentaryInput!D3905)","v":""}]
[null,null,null,23,{"$f":"$C3917&D3944","v":"TAS Rokeby23"},null,{"$f":"IF(CommentaryInput!D3906=0,\"\",CommentaryInput!D3906)","v":""}]
[null,null,null,24,{"$f":"$C3917&D3945","v":"TAS Rokeby24"},null,{"$f":"IF(CommentaryInput!D3907=0,\"\",CommentaryInput!D3907)","v":""}]
[null,null,null,25,{"$f":"$C3917&D3946","v":"TAS Rokeby25"},null,{"$f":"IF(CommentaryInput!D3908=0,\"\",CommentaryInput!D3908)","v":""}]
[]
[null,null,"TAS Scottsdale"]
[]
[null,null,null,null,null,null,"MAIN SECTORS"]
[null,null,null,1,{"$f":"$C3948&D3951","v":"TAS Scottsdale1"},null,{"$f":"IF(CommentaryInput!D3913=0,\"\",CommentaryInput!D3913)","v":""}]
[null,null,null,2,{"$f":"$C3948&D3952","v":"TAS Scottsdale2"},null,{"$f":"IF(CommentaryInput!D3914=0,\"\",CommentaryInput!D3914)","v":""}]
[null,null,null,3,{"$f":"$C3948&D3953","v":"TAS Scottsdale3"},null,{"$f":"IF(CommentaryInput!D3915=0,\"\",CommentaryInput!D3915)","v":""}]
[null,null,null,4,{"$f":"$C3948&D3954","v":"TAS Scottsdale4"},null,{"$f":"IF(CommentaryInput!D3916=0,\"\",CommentaryInput!D3916)","v":""}]
[null,null,null,5,{"$f":"$C3948&D3955","v":"TAS Scottsdale5"},null,{"$f":"IF(CommentaryInput!D3917=0,\"\",CommentaryInput!D3917)","v":""}]
[null,null,null,null,null,null,"MEDIUM SCENARIO"]
[null,null,null,null,null,null,"Summer"]
[null,null,null,8,{"$f":"$C3948&D3958","v":"TAS Scottsdale8"},null,{"$f":"IF(CommentaryInput!D3920=0,\"\",CommentaryInput!D3920)","v":""}]
[null,null,null,9,{"$f":"$C3948&D3959","v":"TAS Scottsdale9"},null,{"$f":"IF(CommentaryInput!D3921=0,\"\",CommentaryInput!D3921)","v":""}]
[null,null,null,10,{"$f":"$C3948&D3960","v":"TAS Scottsdale10"},null,{"$f":"IF(CommentaryInput!D3922=0,\"\",CommentaryInput!D3922)","v":""}]
[null,null,null,11,{"$f":"$C3948&D3961","v":"TAS Scottsdale11"},null,{"$f":"IF(CommentaryInput!D3923=0,\"\",CommentaryInput!D3923)","v":""}]
[null,null,null,12,{"$f":"$C3948&D3962","v":"TAS Scottsdale12"},null,{"$f":"IF(CommentaryInput!D3924=0,\"\",CommentaryInput!D3924)","v":""}]
[null,null,null,null,null,null,"Winter"]
[null,null,null,13,{"$f":"$C3948&D3964","v":"TAS Scottsdale13"},null,{"$f":"IF(CommentaryInput!D3926=0,\"\",CommentaryInput!D3926)","v":""}]
[null,null,null,14,{"$f":"$C3948&D3965","v":"TAS Scottsdale14"},null,{"$f":"IF(CommentaryInput!D3927=0,\"\",CommentaryInput!D3927)","v":""}]
[null,null,null,15,{"$f":"$C3948&D3966","v":"TAS Scottsdale15"},null,{"$f":"IF(CommentaryInput!D3928=0,\"\",CommentaryInput!D3928)","v":""}]
[null,null,null,16,{"$f":"$C3948&D3967","v":"TAS Scottsdale16"},null,{"$f":"IF(CommentaryInput!D3929=0,\"\",CommentaryInput!D3929)","v":""}]
[null,null,null,17,{"$f":"$C3948&D3968","v":"TAS Scottsdale17"},null,{"$f":"IF(CommentaryInput!D3930=0,\"\",CommentaryInput!D3930)","v":""}]
[null,null,null,null,null,null,"Other"]
[null,null,null,18,{"$f":"$C3948&D3970","v":"TAS Scottsdale18"},null,{"$f":"IF(CommentaryInput!D3932=0,\"\",CommentaryInput!D3932)","v":""}]
[null,null,null,19,{"$f":"$C3948&D3971","v":"TAS Scottsdale19"},null,{"$f":"IF(CommentaryInput!D3933=0,\"\",CommentaryInput!D3933)","v":""}]
[null,null,null,20,{"$f":"$C3948&D3972","v":"TAS Scottsdale20"},null,{"$f":"IF(CommentaryInput!D3934=0,\"\",CommentaryInput!D3934)","v":""}]
[null,null,null,21,{"$f":"$C3948&D3973","v":"TAS Scottsdale21"},null,{"$f":"IF(CommentaryInput!D3935=0,\"\",CommentaryInput!D3935)","v":""}]
[null,null,null,22,{"$f":"$C3948&D3974","v":"TAS Scottsdale22"},null,{"$f":"IF(CommentaryInput!D3936=0,\"\",CommentaryInput!D3936)","v":""}]
[null,null,null,23,{"$f":"$C3948&D3975","v":"TAS Scottsdale23"},null,{"$f":"IF(CommentaryInput!D3937=0,\"\",CommentaryInput!D3937)","v":""}]
[null,null,null,24,{"$f":"$C3948&D3976","v":"TAS Scottsdale24"},null,{"$f":"IF(CommentaryInput!D3938=0,\"\",CommentaryInput!D3938)","v":""}]
[null,null,null,25,{"$f":"$C3948&D3977","v":"TAS Scottsdale25"},null,{"$f":"IF(CommentaryInput!D3939=0,\"\",CommentaryInput!D3939)","v":""}]
[]
[null,null,"TAS St. Leonards"]
[]
[null,null,null,null,null,null,"MAIN SECTORS"]
[null,null,null,1,{"$f":"$C3979&D3982","v":"TAS St. Leonards1"},null,{"$f":"IF(CommentaryInput!D3944=0,\"\",CommentaryInput!D3944)","v":""}]
[null,null,null,2,{"$f":"$C3979&D3983","v":"TAS St. Leonards2"},null,{"$f":"IF(CommentaryInput!D3945=0,\"\",CommentaryInput!D3945)","v":""}]
[null,null,null,3,{"$f":"$C3979&D3984","v":"TAS St. Leonards3"},null,{"$f":"IF(CommentaryInput!D3946=0,\"\",CommentaryInput!D3946)","v":""}]
[null,null,null,4,{"$f":"$C3979&D3985","v":"TAS St. Leonards4"},null,{"$f":"IF(CommentaryInput!D3947=0,\"\",CommentaryInput!D3947)","v":""}]
[null,null,null,5,{"$f":"$C3979&D3986","v":"TAS St. Leonards5"},null,{"$f":"IF(CommentaryInput!D3948=0,\"\",CommentaryInput!D3948)","v":""}]
[null,null,null,null,null,null,"MEDIUM SCENARIO"]
[null,null,null,null,null,null,"Summer"]
[null,null,null,8,{"$f":"$C3979&D3989","v":"TAS St. Leonards8"},null,{"$f":"IF(CommentaryInput!D3951=0,\"\",CommentaryInput!D3951)","v":""}]
[null,null,null,9,{"$f":"$C3979&D3990","v":"TAS St. Leonards9"},null,{"$f":"IF(CommentaryInput!D3952=0,\"\",CommentaryInput!D3952)","v":""}]
[null,null,null,10,{"$f":"$C3979&D3991","v":"TAS St. Leonards10"},null,{"$f":"IF(CommentaryInput!D3953=0,\"\",CommentaryInput!D3953)","v":""}]
[null,null,null,11,{"$f":"$C3979&D3992","v":"TAS St. Leonards11"},null,{"$f":"IF(CommentaryInput!D3954=0,\"\",CommentaryInput!D3954)","v":""}]
[null,null,null,12,{"$f":"$C3979&D3993","v":"TAS St. Leonards12"},null,{"$f":"IF(CommentaryInput!D3955=0,\"\",CommentaryInput!D3955)","v":""}]
[null,null,null,null,null,null,"Winter"]
[null,null,null,13,{"$f":"$C3979&D3995","v":"TAS St. Leonards13"},null,{"$f":"IF(CommentaryInput!D3957=0,\"\",CommentaryInput!D3957)","v":""}]
[null,null,null,14,{"$f":"$C3979&D3996","v":"TAS St. Leonards14"},null,{"$f":"IF(CommentaryInput!D3958=0,\"\",CommentaryInput!D3958)","v":""}]
[null,null,null,15,{"$f":"$C3979&D3997","v":"TAS St. Leonards15"},null,{"$f":"IF(CommentaryInput!D3959=0,\"\",CommentaryInput!D3959)","v":""}]
[null,null,null,16,{"$f":"$C3979&D3998","v":"TAS St. Leonards16"},null,{"$f":"IF(CommentaryInput!D3960=0,\"\",CommentaryInput!D3960)","v":""}]
[null,null,null,17,{"$f":"$C3979&D3999","v":"TAS St. Leonards17"},null,{"$f":"IF(CommentaryInput!D3961=0,\"\",CommentaryInput!D3961)","v":""}]
[null,null,null,null,null,null,"Other"]
[null,null,null,18,{"$f":"$C3979&D4001","v":"TAS St. Leonards18"},null,{"$f":"IF(CommentaryInput!D3963=0,\"\",CommentaryInput!D3963)","v":""}]
[null,null,null,19,{"$f":"$C3979&D4002","v":"TAS St. Leonards19"},null,{"$f":"IF(CommentaryInput!D3964=0,\"\",CommentaryInput!D3964)","v":""}]
[null,null,null,20,{"$f":"$C3979&D4003","v":"TAS St. Leonards20"},null,{"$f":"IF(CommentaryInput!D3965=0,\"\",CommentaryInput!D3965)","v":""}]
[null,null,null,21,{"$f":"$C3979&D4004","v":"TAS St. Leonards21"},null,{"$f":"IF(CommentaryInput!D3966=0,\"\",CommentaryInput!D3966)","v":""}]
[null,null,null,22,{"$f":"$C3979&D4005","v":"TAS St. Leonards22"},null,{"$f":"IF(CommentaryInput!D3967=0,\"\",CommentaryInput!D3967)","v":""}]
[null,null,null,23,{"$f":"$C3979&D4006","v":"TAS St. Leonards23"},null,{"$f":"IF(CommentaryInput!D3968=0,\"\",CommentaryInput!D3968)","v":""}]
[null,null,null,24,{"$f":"$C3979&D4007","v":"TAS St. Leonards24"},null,{"$f":"IF(CommentaryInput!D3969=0,\"\",CommentaryInput!D3969)","v":""}]
[null,null,null,25,{"$f":"$C3979&D4008","v":"TAS St. Leonards25"},null,{"$f":"IF(CommentaryInput!D3970=0,\"\",CommentaryInput!D3970)","v":""}]
[]
[null,null,"TAS St. Marys"]
[]
[null,null,null,null,null,null,"MAIN SECTORS"]
[null,null,null,1,{"$f":"$C4010&D4013","v":"TAS St. Marys1"},null,{"$f":"IF(CommentaryInput!D3975=0,\"\",CommentaryInput!D3975)","v":""}]
[null,null,null,2,{"$f":"$C4010&D4014","v":"TAS St. Marys2"},null,{"$f":"IF(CommentaryInput!D3976=0,\"\",CommentaryInput!D3976)","v":""}]
[null,null,null,3,{"$f":"$C4010&D4015","v":"TAS St. Marys3"},null,{"$f":"IF(CommentaryInput!D3977=0,\"\",CommentaryInput!D3977)","v":""}]
[null,null,null,4,{"$f":"$C4010&D4016","v":"TAS St. Marys4"},null,{"$f":"IF(CommentaryInput!D3978=0,\"\",CommentaryInput!D3978)","v":""}]
[null,null,null,5,{"$f":"$C4010&D4017","v":"TAS St. Marys5"},null,{"$f":"IF(CommentaryInput!D3979=0,\"\",CommentaryInput!D3979)","v":""}]
[null,null,null,null,null,null,"MEDIUM SCENARIO"]
[null,null,null,null,null,null,"Summer"]
[null,null,null,8,{"$f":"$C4010&D4020","v":"TAS St. Marys8"},null,{"$f":"IF(CommentaryInput!D3982=0,\"\",CommentaryInput!D3982)","v":""}]
[null,null,null,9,{"$f":"$C4010&D4021","v":"TAS St. Marys9"},null,{"$f":"IF(CommentaryInput!D3983=0,\"\",CommentaryInput!D3983)","v":""}]
[null,null,null,10,{"$f":"$C4010&D4022","v":"TAS St. Marys10"},null,{"$f":"IF(CommentaryInput!D3984=0,\"\",CommentaryInput!D3984)","v":""}]
[null,null,null,11,{"$f":"$C4010&D4023","v":"TAS St. Marys11"},null,{"$f":"IF(CommentaryInput!D3985=0,\"\",CommentaryInput!D3985)","v":""}]
[null,null,null,12,{"$f":"$C4010&D4024","v":"TAS St. Marys12"},null,{"$f":"IF(CommentaryInput!D3986=0,\"\",CommentaryInput!D3986)","v":""}]
[null,null,null,null,null,null,"Winter"]
[null,null,null,13,{"$f":"$C4010&D4026","v":"TAS St. Marys13"},null,{"$f":"IF(CommentaryInput!D3988=0,\"\",CommentaryInput!D3988)","v":""}]
[null,null,null,14,{"$f":"$C4010&D4027","v":"TAS St. Marys14"},null,{"$f":"IF(CommentaryInput!D3989=0,\"\",CommentaryInput!D3989)","v":""}]
[null,null,null,15,{"$f":"$C4010&D4028","v":"TAS St. Marys15"},null,{"$f":"IF(CommentaryInput!D3990=0,\"\",CommentaryInput!D3990)","v":""}]
[null,null,null,16,{"$f":"$C4010&D4029","v":"TAS St. Marys16"},null,{"$f":"IF(CommentaryInput!D3991=0,\"\",CommentaryInput!D3991)","v":""}]
[null,null,null,17,{"$f":"$C4010&D4030","v":"TAS St. Marys17"},null,{"$f":"IF(CommentaryInput!D3992=0,\"\",CommentaryInput!D3992)","v":""}]
[null,null,null,null,null,null,"Other"]
[null,null,null,18,{"$f":"$C4010&D4032","v":"TAS St. Marys18"},null,{"$f":"IF(CommentaryInput!D3994=0,\"\",CommentaryInput!D3994)","v":""}]
[null,null,null,19,{"$f":"$C4010&D4033","v":"TAS St. Marys19"},null,{"$f":"IF(CommentaryInput!D3995=0,\"\",CommentaryInput!D3995)","v":""}]
[null,null,null,20,{"$f":"$C4010&D4034","v":"TAS St. Marys20"},null,{"$f":"IF(CommentaryInput!D3996=0,\"\",CommentaryInput!D3996)","v":""}]
[null,null,null,21,{"$f":"$C4010&D4035","v":"TAS St. Marys21"},null,{"$f":"IF(CommentaryInput!D3997=0,\"\",CommentaryInput!D3997)","v":""}]
[null,null,null,22,{"$f":"$C4010&D4036","v":"TAS St. Marys22"},null,{"$f":"IF(CommentaryInput!D3998=0,\"\",CommentaryInput!D3998)","v":""}]
[null,null,null,23,{"$f":"$C4010&D4037","v":"TAS St. Marys23"},null,{"$f":"IF(CommentaryInput!D3999=0,\"\",CommentaryInput!D3999)","v":""}]
[null,null,null,24,{"$f":"$C4010&D4038","v":"TAS St. Marys24"},null,{"$f":"IF(CommentaryInput!D4000=0,\"\",CommentaryInput!D4000)","v":""}]
[null,null,null,25,{"$f":"$C4010&D4039","v":"TAS St. Marys25"},null,{"$f":"IF(CommentaryInput!D4001=0,\"\",CommentaryInput!D4001)","v":""}]
[]
[null,null,"TAS Sorell"]
[]
[null,null,null,null,null,null,"MAIN SECTORS"]
[null,null,null,1,{"$f":"$C4041&D4044","v":"TAS Sorell1"},null,{"$f":"IF(CommentaryInput!D4006=0,\"\",CommentaryInput!D4006)","v":""}]
[null,null,null,2,{"$f":"$C4041&D4045","v":"TAS Sorell2"},null,{"$f":"IF(CommentaryInput!D4007=0,\"\",CommentaryInput!D4007)","v":""}]
[null,null,null,3,{"$f":"$C4041&D4046","v":"TAS Sorell3"},null,{"$f":"IF(CommentaryInput!D4008=0,\"\",CommentaryInput!D4008)","v":""}]
[null,null,null,4,{"$f":"$C4041&D4047","v":"TAS Sorell4"},null,{"$f":"IF(CommentaryInput!D4009=0,\"\",CommentaryInput!D4009)","v":""}]
[null,null,null,5,{"$f":"$C4041&D4048","v":"TAS Sorell5"},null,{"$f":"IF(CommentaryInput!D4010=0,\"\",CommentaryInput!D4010)","v":""}]
[null,null,null,null,null,null,"MEDIUM SCENARIO"]
[null,null,null,null,null,null,"Summer"]
[null,null,null,8,{"$f":"$C4041&D4051","v":"TAS Sorell8"},null,{"$f":"IF(CommentaryInput!D4013=0,\"\",CommentaryInput!D4013)","v":""}]
[null,null,null,9,{"$f":"$C4041&D4052","v":"TAS Sorell9"},null,{"$f":"IF(CommentaryInput!D4014=0,\"\",CommentaryInput!D4014)","v":""}]
[null,null,null,10,{"$f":"$C4041&D4053","v":"TAS Sorell10"},null,{"$f":"IF(CommentaryInput!D4015=0,\"\",CommentaryInput!D4015)","v":""}]
[null,null,null,11,{"$f":"$C4041&D4054","v":"TAS Sorell11"},null,{"$f":"IF(CommentaryInput!D4016=0,\"\",CommentaryInput!D4016)","v":""}]
[null,null,null,12,{"$f":"$C4041&D4055","v":"TAS Sorell12"},null,{"$f":"IF(CommentaryInput!D4017=0,\"\",CommentaryInput!D4017)","v":""}]
[null,null,null,null,null,null,"Winter"]
[null,null,null,13,{"$f":"$C4041&D4057","v":"TAS Sorell13"},null,{"$f":"IF(CommentaryInput!D4019=0,\"\",CommentaryInput!D4019)","v":""}]
[null,null,null,14,{"$f":"$C4041&D4058","v":"TAS Sorell14"},null,{"$f":"IF(CommentaryInput!D4020=0,\"\",CommentaryInput!D4020)","v":""}]
[null,null,null,15,{"$f":"$C4041&D4059","v":"TAS Sorell15"},null,{"$f":"IF(CommentaryInput!D4021=0,\"\",CommentaryInput!D4021)","v":""}]
[null,null,null,16,{"$f":"$C4041&D4060","v":"TAS Sorell16"},null,{"$f":"IF(CommentaryInput!D4022=0,\"\",CommentaryInput!D4022)","v":""}]
[null,null,null,17,{"$f":"$C4041&D4061","v":"TAS Sorell17"},null,{"$f":"IF(CommentaryInput!D4023=0,\"\",CommentaryInput!D4023)","v":""}]
[null,null,null,null,null,null,"Other"]
[null,null,null,18,{"$f":"$C4041&D4063","v":"TAS Sorell18"},null,{"$f":"IF(CommentaryInput!D4025=0,\"\",CommentaryInput!D4025)","v":""}]
[null,null,null,19,{"$f":"$C4041&D4064","v":"TAS Sorell19"},null,{"$f":"IF(CommentaryInput!D4026=0,\"\",CommentaryInput!D4026)","v":""}]
[null,null,null,20,{"$f":"$C4041&D4065","v":"TAS Sorell20"},null,{"$f":"IF(CommentaryInput!D4027=0,\"\",CommentaryInput!D4027)","v":""}]
[null,null,null,21,{"$f":"$C4041&D4066","v":"TAS Sorell21"},null,{"$f":"IF(CommentaryInput!D4028=0,\"\",CommentaryInput!D4028)","v":""}]
[null,null,null,22,{"$f":"$C4041&D4067","v":"TAS Sorell22"},null,{"$f":"IF(CommentaryInput!D4029=0,\"\",CommentaryInput!D4029)","v":""}]
[null,null,null,23,{"$f":"$C4041&D4068","v":"TAS Sorell23"},null,{"$f":"IF(CommentaryInput!D4030=0,\"\",CommentaryInput!D4030)","v":""}]
[null,null,null,24,{"$f":"$C4041&D4069","v":"TAS Sorell24"},null,{"$f":"IF(CommentaryInput!D4031=0,\"\",CommentaryInput!D4031)","v":""}]
[null,null,null,25,{"$f":"$C4041&D4070","v":"TAS Sorell25"},null,{"$f":"IF(CommentaryInput!D4032=0,\"\",CommentaryInput!D4032)","v":""}]
[]
[null,null,"TAS Smithton"]
[]
[null,null,null,null,null,null,"MAIN SECTORS"]
[null,null,null,1,{"$f":"$C4072&D4075","v":"TAS Smithton1"},null,{"$f":"IF(CommentaryInput!D4037=0,\"\",CommentaryInput!D4037)","v":""}]
[null,null,null,2,{"$f":"$C4072&D4076","v":"TAS Smithton2"},null,{"$f":"IF(CommentaryInput!D4038=0,\"\",CommentaryInput!D4038)","v":""}]
[null,null,null,3,{"$f":"$C4072&D4077","v":"TAS Smithton3"},null,{"$f":"IF(CommentaryInput!D4039=0,\"\",CommentaryInput!D4039)","v":""}]
[null,null,null,4,{"$f":"$C4072&D4078","v":"TAS Smithton4"},null,{"$f":"IF(CommentaryInput!D4040=0,\"\",CommentaryInput!D4040)","v":""}]
[null,null,null,5,{"$f":"$C4072&D4079","v":"TAS Smithton5"},null,{"$f":"IF(CommentaryInput!D4041=0,\"\",CommentaryInput!D4041)","v":""}]
[null,null,null,null,null,null,"MEDIUM SCENARIO"]
[null,null,null,null,null,null,"Summer"]
[null,null,null,8,{"$f":"$C4072&D4082","v":"TAS Smithton8"},null,{"$f":"IF(CommentaryInput!D4044=0,\"\",CommentaryInput!D4044)","v":""}]
[null,null,null,9,{"$f":"$C4072&D4083","v":"TAS Smithton9"},null,{"$f":"IF(CommentaryInput!D4045=0,\"\",CommentaryInput!D4045)","v":""}]
[null,null,null,10,{"$f":"$C4072&D4084","v":"TAS Smithton10"},null,{"$f":"IF(CommentaryInput!D4046=0,\"\",CommentaryInput!D4046)","v":""}]
[null,null,null,11,{"$f":"$C4072&D4085","v":"TAS Smithton11"},null,{"$f":"IF(CommentaryInput!D4047=0,\"\",CommentaryInput!D4047)","v":""}]
[null,null,null,12,{"$f":"$C4072&D4086","v":"TAS Smithton12"},null,{"$f":"IF(CommentaryInput!D4048=0,\"\",CommentaryInput!D4048)","v":""}]
[null,null,null,null,null,null,"Winter"]
[null,null,null,13,{"$f":"$C4072&D4088","v":"TAS Smithton13"},null,{"$f":"IF(CommentaryInput!D4050=0,\"\",CommentaryInput!D4050)","v":""}]
[null,null,null,14,{"$f":"$C4072&D4089","v":"TAS Smithton14"},null,{"$f":"IF(CommentaryInput!D4051=0,\"\",CommentaryInput!D4051)","v":""}]
[null,null,null,15,{"$f":"$C4072&D4090","v":"TAS Smithton15"},null,{"$f":"IF(CommentaryInput!D4052=0,\"\",CommentaryInput!D4052)","v":""}]
[null,null,null,16,{"$f":"$C4072&D4091","v":"TAS Smithton16"},null,{"$f":"IF(CommentaryInput!D4053=0,\"\",CommentaryInput!D4053)","v":""}]
[null,null,null,17,{"$f":"$C4072&D4092","v":"TAS Smithton17"},null,{"$f":"IF(CommentaryInput!D4054=0,\"\",CommentaryInput!D4054)","v":""}]
[null,null,null,null,null,null,"Other"]
[null,null,null,18,{"$f":"$C4072&D4094","v":"TAS Smithton18"},null,{"$f":"IF(CommentaryInput!D4056=0,\"\",CommentaryInput!D4056)","v":""}]
[null,null,null,19,{"$f":"$C4072&D4095","v":"TAS Smithton19"},null,{"$f":"IF(CommentaryInput!D4057=0,\"\",CommentaryInput!D4057)","v":""}]
[null,null,null,20,{"$f":"$C4072&D4096","v":"TAS Smithton20"},null,{"$f":"IF(CommentaryInput!D4058=0,\"\",CommentaryInput!D4058)","v":""}]
[null,null,null,21,{"$f":"$C4072&D4097","v":"TAS Smithton21"},null,{"$f":"IF(CommentaryInput!D4059=0,\"\",CommentaryInput!D4059)","v":""}]
[null,null,null,22,{"$f":"$C4072&D4098","v":"TAS Smithton22"},null,{"$f":"IF(CommentaryInput!D4060=0,\"\",CommentaryInput!D4060)","v":""}]
[null,null,null,23,{"$f":"$C4072&D4099","v":"TAS Smithton23"},null,{"$f":"IF(CommentaryInput!D4061=0,\"\",CommentaryInput!D4061)","v":""}]
[null,null,null,24,{"$f":"$C4072&D4100","v":"TAS Smithton24"},null,{"$f":"IF(CommentaryInput!D4062=0,\"\",CommentaryInput!D4062)","v":""}]
[null,null,null,25,{"$f":"$C4072&D4101","v":"TAS Smithton25"},null,{"$f":"IF(CommentaryInput!D4063=0,\"\",CommentaryInput!D4063)","v":""}]
[]
[null,null,"TAS Triabunna"]
[]
[null,null,null,null,null,null,"MAIN SECTORS"]
[null,null,null,1,{"$f":"$C4103&D4106","v":"TAS Triabunna1"},null,{"$f":"IF(CommentaryInput!D4068=0,\"\",CommentaryInput!D4068)","v":""}]
[null,null,null,2,{"$f":"$C4103&D4107","v":"TAS Triabunna2"},null,{"$f":"IF(CommentaryInput!D4069=0,\"\",CommentaryInput!D4069)","v":""}]
[null,null,null,3,{"$f":"$C4103&D4108","v":"TAS Triabunna3"},null,{"$f":"IF(CommentaryInput!D4070=0,\"\",CommentaryInput!D4070)","v":""}]
[null,null,null,4,{"$f":"$C4103&D4109","v":"TAS Triabunna4"},null,{"$f":"IF(CommentaryInput!D4071=0,\"\",CommentaryInput!D4071)","v":""}]
[null,null,null,5,{"$f":"$C4103&D4110","v":"TAS Triabunna5"},null,{"$f":"IF(CommentaryInput!D4072=0,\"\",CommentaryInput!D4072)","v":""}]
[null,null,null,null,null,null,"MEDIUM SCENARIO"]
[null,null,null,null,null,null,"Summer"]
[null,null,null,8,{"$f":"$C4103&D4113","v":"TAS Triabunna8"},null,{"$f":"IF(CommentaryInput!D4075=0,\"\",CommentaryInput!D4075)","v":""}]
[null,null,null,9,{"$f":"$C4103&D4114","v":"TAS Triabunna9"},null,{"$f":"IF(CommentaryInput!D4076=0,\"\",CommentaryInput!D4076)","v":""}]
[null,null,null,10,{"$f":"$C4103&D4115","v":"TAS Triabunna10"},null,{"$f":"IF(CommentaryInput!D4077=0,\"\",CommentaryInput!D4077)","v":""}]
[null,null,null,11,{"$f":"$C4103&D4116","v":"TAS Triabunna11"},null,{"$f":"IF(CommentaryInput!D4078=0,\"\",CommentaryInput!D4078)","v":""}]
[null,null,null,12,{"$f":"$C4103&D4117","v":"TAS Triabunna12"},null,{"$f":"IF(CommentaryInput!D4079=0,\"\",CommentaryInput!D4079)","v":""}]
[null,null,null,null,null,null,"Winter"]
[null,null,null,13,{"$f":"$C4103&D4119","v":"TAS Triabunna13"},null,{"$f":"IF(CommentaryInput!D4081=0,\"\",CommentaryInput!D4081)","v":""}]
[null,null,null,14,{"$f":"$C4103&D4120","v":"TAS Triabunna14"},null,{"$f":"IF(CommentaryInput!D4082=0,\"\",CommentaryInput!D4082)","v":""}]
[null,null,null,15,{"$f":"$C4103&D4121","v":"TAS Triabunna15"},null,{"$f":"IF(CommentaryInput!D4083=0,\"\",CommentaryInput!D4083)","v":""}]
[null,null,null,16,{"$f":"$C4103&D4122","v":"TAS Triabunna16"},null,{"$f":"IF(CommentaryInput!D4084=0,\"\",CommentaryInput!D4084)","v":""}]
[null,null,null,17,{"$f":"$C4103&D4123","v":"TAS Triabunna17"},null,{"$f":"IF(CommentaryInput!D4085=0,\"\",CommentaryInput!D4085)","v":""}]
[null,null,null,null,null,null,"Other"]
[null,null,null,18,{"$f":"$C4103&D4125","v":"TAS Triabunna18"},null,{"$f":"IF(CommentaryInput!D4087=0,\"\",CommentaryInput!D4087)","v":""}]
[null,null,null,19,{"$f":"$C4103&D4126","v":"TAS Triabunna19"},null,{"$f":"IF(CommentaryInput!D4088=0,\"\",CommentaryInput!D4088)","v":""}]
[null,null,null,20,{"$f":"$C4103&D4127","v":"TAS Triabunna20"},null,{"$f":"IF(CommentaryInput!D4089=0,\"\",CommentaryInput!D4089)","v":""}]
[null,null,null,21,{"$f":"$C4103&D4128","v":"TAS Triabunna21"},null,{"$f":"IF(CommentaryInput!D4090=0,\"\",CommentaryInput!D4090)","v":""}]
[null,null,null,22,{"$f":"$C4103&D4129","v":"TAS Triabunna22"},null,{"$f":"IF(CommentaryInput!D4091=0,\"\",CommentaryInput!D4091)","v":""}]
[null,null,null,23,{"$f":"$C4103&D4130","v":"TAS Triabunna23"},null,{"$f":"IF(CommentaryInput!D4092=0,\"\",CommentaryInput!D4092)","v":""}]
[null,null,null,24,{"$f":"$C4103&D4131","v":"TAS Triabunna24"},null,{"$f":"IF(CommentaryInput!D4093=0,\"\",CommentaryInput!D4093)","v":""}]
[null,null,null,25,{"$f":"$C4103&D4132","v":"TAS Triabunna25"},null,{"$f":"IF(CommentaryInput!D4094=0,\"\",CommentaryInput!D4094)","v":""}]
[]
[null,null,"TAS Trevallyn"]
[]
[null,null,null,null,null,null,"MAIN SECTORS"]
[null,null,null,1,{"$f":"$C4134&D4137","v":"TAS Trevallyn1"},null,{"$f":"IF(CommentaryInput!D4099=0,\"\",CommentaryInput!D4099)","v":""}]
[null,null,null,2,{"$f":"$C4134&D4138","v":"TAS Trevallyn2"},null,{"$f":"IF(CommentaryInput!D4100=0,\"\",CommentaryInput!D4100)","v":""}]
[null,null,null,3,{"$f":"$C4134&D4139","v":"TAS Trevallyn3"},null,{"$f":"IF(CommentaryInput!D4101=0,\"\",CommentaryInput!D4101)","v":""}]
[null,null,null,4,{"$f":"$C4134&D4140","v":"TAS Trevallyn4"},null,{"$f":"IF(CommentaryInput!D4102=0,\"\",CommentaryInput!D4102)","v":""}]
[null,null,null,5,{"$f":"$C4134&D4141","v":"TAS Trevallyn5"},null,{"$f":"IF(CommentaryInput!D4103=0,\"\",CommentaryInput!D4103)","v":""}]
[null,null,null,null,null,null,"MEDIUM SCENARIO"]
[null,null,null,null,null,null,"Summer"]
[null,null,null,8,{"$f":"$C4134&D4144","v":"TAS Trevallyn8"},null,{"$f":"IF(CommentaryInput!D4106=0,\"\",CommentaryInput!D4106)","v":""}]
[null,null,null,9,{"$f":"$C4134&D4145","v":"TAS Trevallyn9"},null,{"$f":"IF(CommentaryInput!D4107=0,\"\",CommentaryInput!D4107)","v":""}]
[null,null,null,10,{"$f":"$C4134&D4146","v":"TAS Trevallyn10"},null,{"$f":"IF(CommentaryInput!D4108=0,\"\",CommentaryInput!D4108)","v":""}]
[null,null,null,11,{"$f":"$C4134&D4147","v":"TAS Trevallyn11"},null,{"$f":"IF(CommentaryInput!D4109=0,\"\",CommentaryInput!D4109)","v":""}]
[null,null,null,12,{"$f":"$C4134&D4148","v":"TAS Trevallyn12"},null,{"$f":"IF(CommentaryInput!D4110=0,\"\",CommentaryInput!D4110)","v":""}]
[null,null,null,null,null,null,"Winter"]
[null,null,null,13,{"$f":"$C4134&D4150","v":"TAS Trevallyn13"},null,{"$f":"IF(CommentaryInput!D4112=0,\"\",CommentaryInput!D4112)","v":""}]
[null,null,null,14,{"$f":"$C4134&D4151","v":"TAS Trevallyn14"},null,{"$f":"IF(CommentaryInput!D4113=0,\"\",CommentaryInput!D4113)","v":""}]
[null,null,null,15,{"$f":"$C4134&D4152","v":"TAS Trevallyn15"},null,{"$f":"IF(CommentaryInput!D4114=0,\"\",CommentaryInput!D4114)","v":""}]
[null,null,null,16,{"$f":"$C4134&D4153","v":"TAS Trevallyn16"},null,{"$f":"IF(CommentaryInput!D4115=0,\"\",CommentaryInput!D4115)","v":""}]
[null,null,null,17,{"$f":"$C4134&D4154","v":"TAS Trevallyn17"},null,{"$f":"IF(CommentaryInput!D4116=0,\"\",CommentaryInput!D4116)","v":""}]
[null,null,null,null,null,null,"Other"]
[null,null,null,18,{"$f":"$C4134&D4156","v":"TAS Trevallyn18"},null,{"$f":"IF(CommentaryInput!D4118=0,\"\",CommentaryInput!D4118)","v":""}]
[null,null,null,19,{"$f":"$C4134&D4157","v":"TAS Trevallyn19"},null,{"$f":"IF(CommentaryInput!D4119=0,\"\",CommentaryInput!D4119)","v":""}]
[null,null,null,20,{"$f":"$C4134&D4158","v":"TAS Trevallyn20"},null,{"$f":"IF(CommentaryInput!D4120=0,\"\",CommentaryInput!D4120)","v":""}]
[null,null,null,21,{"$f":"$C4134&D4159","v":"TAS Trevallyn21"},null,{"$f":"IF(CommentaryInput!D4121=0,\"\",CommentaryInput!D4121)","v":""}]
[null,null,null,22,{"$f":"$C4134&D4160","v":"TAS Trevallyn22"},null,{"$f":"IF(CommentaryInput!D4122=0,\"\",CommentaryInput!D4122)","v":""}]
[null,null,null,23,{"$f":"$C4134&D4161","v":"TAS Trevallyn23"},null,{"$f":"IF(CommentaryInput!D4123=0,\"\",CommentaryInput!D4123)","v":""}]
[null,null,null,24,{"$f":"$C4134&D4162","v":"TAS Trevallyn24"},null,{"$f":"IF(CommentaryInput!D4124=0,\"\",CommentaryInput!D4124)","v":""}]
[null,null,null,25,{"$f":"$C4134&D4163","v":"TAS Trevallyn25"},null,{"$f":"IF(CommentaryInput!D4125=0,\"\",CommentaryInput!D4125)","v":""}]
[]
[null,null,"TAS Tungatinah"]
[]
[null,null,null,null,null,null,"MAIN SECTORS"]
[null,null,null,1,{"$f":"$C4165&D4168","v":"TAS Tungatinah1"},null,{"$f":"IF(CommentaryInput!D4130=0,\"\",CommentaryInput!D4130)","v":""}]
[null,null,null,2,{"$f":"$C4165&D4169","v":"TAS Tungatinah2"},null,{"$f":"IF(CommentaryInput!D4131=0,\"\",CommentaryInput!D4131)","v":""}]
[null,null,null,3,{"$f":"$C4165&D4170","v":"TAS Tungatinah3"},null,{"$f":"IF(CommentaryInput!D4132=0,\"\",CommentaryInput!D4132)","v":""}]
[null,null,null,4,{"$f":"$C4165&D4171","v":"TAS Tungatinah4"},null,{"$f":"IF(CommentaryInput!D4133=0,\"\",CommentaryInput!D4133)","v":""}]
[null,null,null,5,{"$f":"$C4165&D4172","v":"TAS Tungatinah5"},null,{"$f":"IF(CommentaryInput!D4134=0,\"\",CommentaryInput!D4134)","v":""}]
[null,null,null,null,null,null,"MEDIUM SCENARIO"]
[null,null,null,null,null,null,"Summer"]
[null,null,null,8,{"$f":"$C4165&D4175","v":"TAS Tungatinah8"},null,{"$f":"IF(CommentaryInput!D4137=0,\"\",CommentaryInput!D4137)","v":""}]
[null,null,null,9,{"$f":"$C4165&D4176","v":"TAS Tungatinah9"},null,{"$f":"IF(CommentaryInput!D4138=0,\"\",CommentaryInput!D4138)","v":""}]
[null,null,null,10,{"$f":"$C4165&D4177","v":"TAS Tungatinah10"},null,{"$f":"IF(CommentaryInput!D4139=0,\"\",CommentaryInput!D4139)","v":""}]
[null,null,null,11,{"$f":"$C4165&D4178","v":"TAS Tungatinah11"},null,{"$f":"IF(CommentaryInput!D4140=0,\"\",CommentaryInput!D4140)","v":""}]
[null,null,null,12,{"$f":"$C4165&D4179","v":"TAS Tungatinah12"},null,{"$f":"IF(CommentaryInput!D4141=0,\"\",CommentaryInput!D4141)","v":""}]
[null,null,null,null,null,null,"Winter"]
[null,null,null,13,{"$f":"$C4165&D4181","v":"TAS Tungatinah13"},null,{"$f":"IF(CommentaryInput!D4143=0,\"\",CommentaryInput!D4143)","v":""}]
[null,null,null,14,{"$f":"$C4165&D4182","v":"TAS Tungatinah14"},null,{"$f":"IF(CommentaryInput!D4144=0,\"\",CommentaryInput!D4144)","v":""}]
[null,null,null,15,{"$f":"$C4165&D4183","v":"TAS Tungatinah15"},null,{"$f":"IF(CommentaryInput!D4145=0,\"\",CommentaryInput!D4145)","v":""}]
[null,null,null,16,{"$f":"$C4165&D4184","v":"TAS Tungatinah16"},null,{"$f":"IF(CommentaryInput!D4146=0,\"\",CommentaryInput!D4146)","v":""}]
[null,null,null,17,{"$f":"$C4165&D4185","v":"TAS Tungatinah17"},null,{"$f":"IF(CommentaryInput!D4147=0,\"\",CommentaryInput!D4147)","v":""}]
[null,null,null,null,null,null,"Other"]
[null,null,null,18,{"$f":"$C4165&D4187","v":"TAS Tungatinah18"},null,{"$f":"IF(CommentaryInput!D4149=0,\"\",CommentaryInput!D4149)","v":""}]
[null,null,null,19,{"$f":"$C4165&D4188","v":"TAS Tungatinah19"},null,{"$f":"IF(CommentaryInput!D4150=0,\"\",CommentaryInput!D4150)","v":""}]
[null,null,null,20,{"$f":"$C4165&D4189","v":"TAS Tungatinah20"},null,{"$f":"IF(CommentaryInput!D4151=0,\"\",CommentaryInput!D4151)","v":""}]
[null,null,null,21,{"$f":"$C4165&D4190","v":"TAS Tungatinah21"},null,{"$f":"IF(CommentaryInput!D4152=0,\"\",CommentaryInput!D4152)","v":""}]
[null,null,null,22,{"$f":"$C4165&D4191","v":"TAS Tungatinah22"},null,{"$f":"IF(CommentaryInput!D4153=0,\"\",CommentaryInput!D4153)","v":""}]
[null,null,null,23,{"$f":"$C4165&D4192","v":"TAS Tungatinah23"},null,{"$f":"IF(CommentaryInput!D4154=0,\"\",CommentaryInput!D4154)","v":""}]
[null,null,null,24,{"$f":"$C4165&D4193","v":"TAS Tungatinah24"},null,{"$f":"IF(CommentaryInput!D4155=0,\"\",CommentaryInput!D4155)","v":""}]
[null,null,null,25,{"$f":"$C4165&D4194","v":"TAS Tungatinah25"},null,{"$f":"IF(CommentaryInput!D4156=0,\"\",CommentaryInput!D4156)","v":""}]
[]
[null,null,"TAS Ulverstone"]
[]
[null,null,null,null,null,null,"MAIN SECTORS"]
[null,null,null,1,{"$f":"$C4196&D4199","v":"TAS Ulverstone1"},null,{"$f":"IF(CommentaryInput!D4161=0,\"\",CommentaryInput!D4161)","v":""}]
[null,null,null,2,{"$f":"$C4196&D4200","v":"TAS Ulverstone2"},null,{"$f":"IF(CommentaryInput!D4162=0,\"\",CommentaryInput!D4162)","v":""}]
[null,null,null,3,{"$f":"$C4196&D4201","v":"TAS Ulverstone3"},null,{"$f":"IF(CommentaryInput!D4163=0,\"\",CommentaryInput!D4163)","v":""}]
[null,null,null,4,{"$f":"$C4196&D4202","v":"TAS Ulverstone4"},null,{"$f":"IF(CommentaryInput!D4164=0,\"\",CommentaryInput!D4164)","v":""}]
[null,null,null,5,{"$f":"$C4196&D4203","v":"TAS Ulverstone5"},null,{"$f":"IF(CommentaryInput!D4165=0,\"\",CommentaryInput!D4165)","v":""}]
[null,null,null,null,null,null,"MEDIUM SCENARIO"]
[null,null,null,null,null,null,"Summer"]
[null,null,null,8,{"$f":"$C4196&D4206","v":"TAS Ulverstone8"},null,{"$f":"IF(CommentaryInput!D4168=0,\"\",CommentaryInput!D4168)","v":""}]
[null,null,null,9,{"$f":"$C4196&D4207","v":"TAS Ulverstone9"},null,{"$f":"IF(CommentaryInput!D4169=0,\"\",CommentaryInput!D4169)","v":""}]
[null,null,null,10,{"$f":"$C4196&D4208","v":"TAS Ulverstone10"},null,{"$f":"IF(CommentaryInput!D4170=0,\"\",CommentaryInput!D4170)","v":""}]
[null,null,null,11,{"$f":"$C4196&D4209","v":"TAS Ulverstone11"},null,{"$f":"IF(CommentaryInput!D4171=0,\"\",CommentaryInput!D4171)","v":""}]
[null,null,null,12,{"$f":"$C4196&D4210","v":"TAS Ulverstone12"},null,{"$f":"IF(CommentaryInput!D4172=0,\"\",CommentaryInput!D4172)","v":""}]
[null,null,null,null,null,null,"Winter"]
[null,null,null,13,{"$f":"$C4196&D4212","v":"TAS Ulverstone13"},null,{"$f":"IF(CommentaryInput!D4174=0,\"\",CommentaryInput!D4174)","v":""}]
[null,null,null,14,{"$f":"$C4196&D4213","v":"TAS Ulverstone14"},null,{"$f":"IF(CommentaryInput!D4175=0,\"\",CommentaryInput!D4175)","v":""}]
[null,null,null,15,{"$f":"$C4196&D4214","v":"TAS Ulverstone15"},null,{"$f":"IF(CommentaryInput!D4176=0,\"\",CommentaryInput!D4176)","v":""}]
[null,null,null,16,{"$f":"$C4196&D4215","v":"TAS Ulverstone16"},null,{"$f":"IF(CommentaryInput!D4177=0,\"\",CommentaryInput!D4177)","v":""}]
[null,null,null,17,{"$f":"$C4196&D4216","v":"TAS Ulverstone17"},null,{"$f":"IF(CommentaryInput!D4178=0,\"\",CommentaryInput!D4178)","v":""}]
[null,null,null,null,null,null,"Other"]
[null,null,null,18,{"$f":"$C4196&D4218","v":"TAS Ulverstone18"},null,{"$f":"IF(CommentaryInput!D4180=0,\"\",CommentaryInput!D4180)","v":""}]
[null,null,null,19,{"$f":"$C4196&D4219","v":"TAS Ulverstone19"},null,{"$f":"IF(CommentaryInput!D4181=0,\"\",CommentaryInput!D4181)","v":""}]
[null,null,null,20,{"$f":"$C4196&D4220","v":"TAS Ulverstone20"},null,{"$f":"IF(CommentaryInput!D4182=0,\"\",CommentaryInput!D4182)","v":""}]
[null,null,null,21,{"$f":"$C4196&D4221","v":"TAS Ulverstone21"},null,{"$f":"IF(CommentaryInput!D4183=0,\"\",CommentaryInput!D4183)","v":""}]
[null,null,null,22,{"$f":"$C4196&D4222","v":"TAS Ulverstone22"},null,{"$f":"IF(CommentaryInput!D4184=0,\"\",CommentaryInput!D4184)","v":""}]
[null,null,null,23,{"$f":"$C4196&D4223","v":"TAS Ulverstone23"},null,{"$f":"IF(CommentaryInput!D4185=0,\"\",CommentaryInput!D4185)","v":""}]
[null,null,null,24,{"$f":"$C4196&D4224","v":"TAS Ulverstone24"},null,{"$f":"IF(CommentaryInput!D4186=0,\"\",CommentaryInput!D4186)","v":""}]
[null,null,null,25,{"$f":"$C4196&D4225","v":"TAS Ulverstone25"},null,{"$f":"IF(CommentaryInput!D4187=0,\"\",CommentaryInput!D4187)","v":""}]
[]
[null,null,"TAS Waddamana"]
[]
[null,null,null,null,null,null,"MAIN SECTORS"]
[null,null,null,1,{"$f":"$C4227&D4230","v":"TAS Waddamana1"},null,{"$f":"IF(CommentaryInput!D4192=0,\"\",CommentaryInput!D4192)","v":""}]
[null,null,null,2,{"$f":"$C4227&D4231","v":"TAS Waddamana2"},null,{"$f":"IF(CommentaryInput!D4193=0,\"\",CommentaryInput!D4193)","v":""}]
[null,null,null,3,{"$f":"$C4227&D4232","v":"TAS Waddamana3"},null,{"$f":"IF(CommentaryInput!D4194=0,\"\",CommentaryInput!D4194)","v":""}]
[null,null,null,4,{"$f":"$C4227&D4233","v":"TAS Waddamana4"},null,{"$f":"IF(CommentaryInput!D4195=0,\"\",CommentaryInput!D4195)","v":""}]
[null,null,null,5,{"$f":"$C4227&D4234","v":"TAS Waddamana5"},null,{"$f":"IF(CommentaryInput!D4196=0,\"\",CommentaryInput!D4196)","v":""}]
[null,null,null,null,null,null,"MEDIUM SCENARIO"]
[null,null,null,null,null,null,"Summer"]
[null,null,null,8,{"$f":"$C4227&D4237","v":"TAS Waddamana8"},null,{"$f":"IF(CommentaryInput!D4199=0,\"\",CommentaryInput!D4199)","v":""}]
[null,null,null,9,{"$f":"$C4227&D4238","v":"TAS Waddamana9"},null,{"$f":"IF(CommentaryInput!D4200=0,\"\",CommentaryInput!D4200)","v":""}]
[null,null,null,10,{"$f":"$C4227&D4239","v":"TAS Waddamana10"},null,{"$f":"IF(CommentaryInput!D4201=0,\"\",CommentaryInput!D4201)","v":""}]
[null,null,null,11,{"$f":"$C4227&D4240","v":"TAS Waddamana11"},null,{"$f":"IF(CommentaryInput!D4202=0,\"\",CommentaryInput!D4202)","v":""}]
[null,null,null,12,{"$f":"$C4227&D4241","v":"TAS Waddamana12"},null,{"$f":"IF(CommentaryInput!D4203=0,\"\",CommentaryInput!D4203)","v":""}]
[null,null,null,null,null,null,"Winter"]
[null,null,null,13,{"$f":"$C4227&D4243","v":"TAS Waddamana13"},null,{"$f":"IF(CommentaryInput!D4205=0,\"\",CommentaryInput!D4205)","v":""}]
[null,null,null,14,{"$f":"$C4227&D4244","v":"TAS Waddamana14"},null,{"$f":"IF(CommentaryInput!D4206=0,\"\",CommentaryInput!D4206)","v":""}]
[null,null,null,15,{"$f":"$C4227&D4245","v":"TAS Waddamana15"},null,{"$f":"IF(CommentaryInput!D4207=0,\"\",CommentaryInput!D4207)","v":""}]
[null,null,null,16,{"$f":"$C4227&D4246","v":"TAS Waddamana16"},null,{"$f":"IF(CommentaryInput!D4208=0,\"\",CommentaryInput!D4208)","v":""}]
[null,null,null,17,{"$f":"$C4227&D4247","v":"TAS Waddamana17"},null,{"$f":"IF(CommentaryInput!D4209=0,\"\",CommentaryInput!D4209)","v":""}]
[null,null,null,null,null,null,"Other"]
[null,null,null,18,{"$f":"$C4227&D4249","v":"TAS Waddamana18"},null,{"$f":"IF(CommentaryInput!D4211=0,\"\",CommentaryInput!D4211)","v":""}]
[null,null,null,19,{"$f":"$C4227&D4250","v":"TAS Waddamana19"},null,{"$f":"IF(CommentaryInput!D4212=0,\"\",CommentaryInput!D4212)","v":""}]
[null,null,null,20,{"$f":"$C4227&D4251","v":"TAS Waddamana20"},null,{"$f":"IF(CommentaryInput!D4213=0,\"\",CommentaryInput!D4213)","v":""}]
[null,null,null,21,{"$f":"$C4227&D4252","v":"TAS Waddamana21"},null,{"$f":"IF(CommentaryInput!D4214=0,\"\",CommentaryInput!D4214)","v":""}]
[null,null,null,22,{"$f":"$C4227&D4253","v":"TAS Waddamana22"},null,{"$f":"IF(CommentaryInput!D4215=0,\"\",CommentaryInput!D4215)","v":""}]
[null,null,null,23,{"$f":"$C4227&D4254","v":"TAS Waddamana23"},null,{"$f":"IF(CommentaryInput!D4216=0,\"\",CommentaryInput!D4216)","v":""}]
[null,null,null,24,{"$f":"$C4227&D4255","v":"TAS Waddamana24"},null,{"$f":"IF(CommentaryInput!D4217=0,\"\",CommentaryInput!D4217)","v":""}]
[null,null,null,25,{"$f":"$C4227&D4256","v":"TAS Waddamana25"},null,{"$f":"IF(CommentaryInput!D4218=0,\"\",CommentaryInput!D4218)","v":""}]
[]
[null,null,"TAS Wesley Vale"]
[]
[null,null,null,null,null,null,"MAIN SECTORS"]
[null,null,null,1,{"$f":"$C4258&D4261","v":"TAS Wesley Vale1"},null,{"$f":"IF(CommentaryInput!D4223=0,\"\",CommentaryInput!D4223)","v":""}]
[null,null,null,2,{"$f":"$C4258&D4262","v":"TAS Wesley Vale2"},null,{"$f":"IF(CommentaryInput!D4224=0,\"\",CommentaryInput!D4224)","v":""}]
[null,null,null,3,{"$f":"$C4258&D4263","v":"TAS Wesley Vale3"},null,{"$f":"IF(CommentaryInput!D4225=0,\"\",CommentaryInput!D4225)","v":""}]
[null,null,null,4,{"$f":"$C4258&D4264","v":"TAS Wesley Vale4"},null,{"$f":"IF(CommentaryInput!D4226=0,\"\",CommentaryInput!D4226)","v":""}]
[null,null,null,5,{"$f":"$C4258&D4265","v":"TAS Wesley Vale5"},null,{"$f":"IF(CommentaryInput!D4227=0,\"\",CommentaryInput!D4227)","v":""}]
[null,null,null,null,null,null,"MEDIUM SCENARIO"]
[null,null,null,null,null,null,"Summer"]
[null,null,null,8,{"$f":"$C4258&D4268","v":"TAS Wesley Vale8"},null,{"$f":"IF(CommentaryInput!D4230=0,\"\",CommentaryInput!D4230)","v":""}]
[null,null,null,9,{"$f":"$C4258&D4269","v":"TAS Wesley Vale9"},null,{"$f":"IF(CommentaryInput!D4231=0,\"\",CommentaryInput!D4231)","v":""}]
[null,null,null,10,{"$f":"$C4258&D4270","v":"TAS Wesley Vale10"},null,{"$f":"IF(CommentaryInput!D4232=0,\"\",CommentaryInput!D4232)","v":""}]
[null,null,null,11,{"$f":"$C4258&D4271","v":"TAS Wesley Vale11"},null,{"$f":"IF(CommentaryInput!D4233=0,\"\",CommentaryInput!D4233)","v":""}]
[null,null,null,12,{"$f":"$C4258&D4272","v":"TAS Wesley Vale12"},null,{"$f":"IF(CommentaryInput!D4234=0,\"\",CommentaryInput!D4234)","v":""}]
[null,null,null,null,null,null,"Winter"]
[null,null,null,13,{"$f":"$C4258&D4274","v":"TAS Wesley Vale13"},null,{"$f":"IF(CommentaryInput!D4236=0,\"\",CommentaryInput!D4236)","v":""}]
[null,null,null,14,{"$f":"$C4258&D4275","v":"TAS Wesley Vale14"},null,{"$f":"IF(CommentaryInput!D4237=0,\"\",CommentaryInput!D4237)","v":""}]
[null,null,null,15,{"$f":"$C4258&D4276","v":"TAS Wesley Vale15"},null,{"$f":"IF(CommentaryInput!D4238=0,\"\",CommentaryInput!D4238)","v":""}]
[null,null,null,16,{"$f":"$C4258&D4277","v":"TAS Wesley Vale16"},null,{"$f":"IF(CommentaryInput!D4239=0,\"\",CommentaryInput!D4239)","v":""}]
[null,null,null,17,{"$f":"$C4258&D4278","v":"TAS Wesley Vale17"},null,{"$f":"IF(CommentaryInput!D4240=0,\"\",CommentaryInput!D4240)","v":""}]
[null,null,null,null,null,null,"Other"]
[null,null,null,18,{"$f":"$C4258&D4280","v":"TAS Wesley Vale18"},null,{"$f":"IF(CommentaryInput!D4242=0,\"\",CommentaryInput!D4242)","v":""}]
[null,null,null,19,{"$f":"$C4258&D4281","v":"TAS Wesley Vale19"},null,{"$f":"IF(CommentaryInput!D4243=0,\"\",CommentaryInput!D4243)","v":""}]
[null,null,null,20,{"$f":"$C4258&D4282","v":"TAS Wesley Vale20"},null,{"$f":"IF(CommentaryInput!D4244=0,\"\",CommentaryInput!D4244)","v":""}]
[null,null,null,21,{"$f":"$C4258&D4283","v":"TAS Wesley Vale21"},null,{"$f":"IF(CommentaryInput!D4245=0,\"\",CommentaryInput!D4245)","v":""}]
[null,null,null,22,{"$f":"$C4258&D4284","v":"TAS Wesley Vale22"},null,{"$f":"IF(CommentaryInput!D4246=0,\"\",CommentaryInput!D4246)","v":""}]
[null,null,null,23,{"$f":"$C4258&D4285","v":"TAS Wesley Vale23"},null,{"$f":"IF(CommentaryInput!D4247=0,\"\",CommentaryInput!D4247)","v":""}]
[null,null,null,24,{"$f":"$C4258&D4286","v":"TAS Wesley Vale24"},null,{"$f":"IF(CommentaryInput!D4248=0,\"\",CommentaryInput!D4248)","v":""}]
[null,null,null,25,{"$f":"$C4258&D4287","v":"TAS Wesley Vale25"},null,{"$f":"IF(CommentaryInput!D4249=0,\"\",CommentaryInput!D4249)","v":""}]
[]
[null,null,"TAS Arthurs Lake"]
[]
[null,null,null,null,null,null,"MAIN SECTORS"]
[null,null,null,1,{"$f":"$C4289&D4292","v":"TAS Arthurs Lake1"},null,{"$f":"IF(CommentaryInput!D4254=0,\"\",CommentaryInput!D4254)","v":""}]
[null,null,null,2,{"$f":"$C4289&D4293","v":"TAS Arthurs Lake2"},null,{"$f":"IF(CommentaryInput!D4255=0,\"\",CommentaryInput!D4255)","v":""}]
[null,null,null,3,{"$f":"$C4289&D4294","v":"TAS Arthurs Lake3"},null,{"$f":"IF(CommentaryInput!D4256=0,\"\",CommentaryInput!D4256)","v":""}]
[null,null,null,4,{"$f":"$C4289&D4295","v":"TAS Arthurs Lake4"},null,{"$f":"IF(CommentaryInput!D4257=0,\"\",CommentaryInput!D4257)","v":""}]
[null,null,null,5,{"$f":"$C4289&D4296","v":"TAS Arthurs Lake5"},null,{"$f":"IF(CommentaryInput!D4258=0,\"\",CommentaryInput!D4258)","v":""}]
[null,null,null,null,null,null,"MEDIUM SCENARIO"]
[null,null,null,null,null,null,"Summer"]
[null,null,null,8,{"$f":"$C4289&D4299","v":"TAS Arthurs Lake8"},null,{"$f":"IF(CommentaryInput!D4261=0,\"\",CommentaryInput!D4261)","v":""}]
[null,null,null,9,{"$f":"$C4289&D4300","v":"TAS Arthurs Lake9"},null,{"$f":"IF(CommentaryInput!D4262=0,\"\",CommentaryInput!D4262)","v":""}]
[null,null,null,10,{"$f":"$C4289&D4301","v":"TAS Arthurs Lake10"},null,{"$f":"IF(CommentaryInput!D4263=0,\"\",CommentaryInput!D4263)","v":""}]
[null,null,null,11,{"$f":"$C4289&D4302","v":"TAS Arthurs Lake11"},null,{"$f":"IF(CommentaryInput!D4264=0,\"\",CommentaryInput!D4264)","v":""}]
[null,null,null,12,{"$f":"$C4289&D4303","v":"TAS Arthurs Lake12"},null,{"$f":"IF(CommentaryInput!D4265=0,\"\",CommentaryInput!D4265)","v":""}]
[null,null,null,null,null,null,"Winter"]
[null,null,null,13,{"$f":"$C4289&D4305","v":"TAS Arthurs Lake13"},null,{"$f":"IF(CommentaryInput!D4267=0,\"\",CommentaryInput!D4267)","v":""}]
[null,null,null,14,{"$f":"$C4289&D4306","v":"TAS Arthurs Lake14"},null,{"$f":"IF(CommentaryInput!D4268=0,\"\",CommentaryInput!D4268)","v":""}]
[null,null,null,15,{"$f":"$C4289&D4307","v":"TAS Arthurs Lake15"},null,{"$f":"IF(CommentaryInput!D4269=0,\"\",CommentaryInput!D4269)","v":""}]
[null,null,null,16,{"$f":"$C4289&D4308","v":"TAS Arthurs Lake16"},null,{"$f":"IF(CommentaryInput!D4270=0,\"\",CommentaryInput!D4270)","v":""}]
[null,null,null,17,{"$f":"$C4289&D4309","v":"TAS Arthurs Lake17"},null,{"$f":"IF(CommentaryInput!D4271=0,\"\",CommentaryInput!D4271)","v":""}]
[null,null,null,null,null,null,"Other"]
[null,null,null,18,{"$f":"$C4289&D4311","v":"TAS Arthurs Lake18"},null,{"$f":"IF(CommentaryInput!D4273=0,\"\",CommentaryInput!D4273)","v":""}]
[null,null,null,19,{"$f":"$C4289&D4312","v":"TAS Arthurs Lake19"},null,{"$f":"IF(CommentaryInput!D4274=0,\"\",CommentaryInput!D4274)","v":""}]
[null,null,null,20,{"$f":"$C4289&D4313","v":"TAS Arthurs Lake20"},null,{"$f":"IF(CommentaryInput!D4275=0,\"\",CommentaryInput!D4275)","v":""}]
[null,null,null,21,{"$f":"$C4289&D4314","v":"TAS Arthurs Lake21"},null,{"$f":"IF(CommentaryInput!D4276=0,\"\",CommentaryInput!D4276)","v":""}]
[null,null,null,22,{"$f":"$C4289&D4315","v":"TAS Arthurs Lake22"},null,{"$f":"IF(CommentaryInput!D4277=0,\"\",CommentaryInput!D4277)","v":""}]
[null,null,null,23,{"$f":"$C4289&D4316","v":"TAS Arthurs Lake23"},null,{"$f":"IF(CommentaryInput!D4278=0,\"\",CommentaryInput!D4278)","v":""}]
[null,null,null,24,{"$f":"$C4289&D4317","v":"TAS Arthurs Lake24"},null,{"$f":"IF(CommentaryInput!D4279=0,\"\",CommentaryInput!D4279)","v":""}]
[null,null,null,25,{"$f":"$C4289&D4318","v":"TAS Arthurs Lake25"},null,{"$f":"IF(CommentaryInput!D4280=0,\"\",CommentaryInput!D4280)","v":""}]
[]
[null,null,"TAS Derby"]
[]
[null,null,null,null,null,null,"MAIN SECTORS"]
[null,null,null,1,{"$f":"$C4320&D4323","v":"TAS Derby1"},null,{"$f":"IF(CommentaryInput!D4285=0,\"\",CommentaryInput!D4285)","v":""}]
[null,null,null,2,{"$f":"$C4320&D4324","v":"TAS Derby2"},null,{"$f":"IF(CommentaryInput!D4286=0,\"\",CommentaryInput!D4286)","v":""}]
[null,null,null,3,{"$f":"$C4320&D4325","v":"TAS Derby3"},null,{"$f":"IF(CommentaryInput!D4287=0,\"\",CommentaryInput!D4287)","v":""}]
[null,null,null,4,{"$f":"$C4320&D4326","v":"TAS Derby4"},null,{"$f":"IF(CommentaryInput!D4288=0,\"\",CommentaryInput!D4288)","v":""}]
[null,null,null,5,{"$f":"$C4320&D4327","v":"TAS Derby5"},null,{"$f":"IF(CommentaryInput!D4289=0,\"\",CommentaryInput!D4289)","v":""}]
[null,null,null,null,null,null,"MEDIUM SCENARIO"]
[null,null,null,null,null,null,"Summer"]
[null,null,null,8,{"$f":"$C4320&D4330","v":"TAS Derby8"},null,{"$f":"IF(CommentaryInput!D4292=0,\"\",CommentaryInput!D4292)","v":""}]
[null,null,null,9,{"$f":"$C4320&D4331","v":"TAS Derby9"},null,{"$f":"IF(CommentaryInput!D4293=0,\"\",CommentaryInput!D4293)","v":""}]
[null,null,null,10,{"$f":"$C4320&D4332","v":"TAS Derby10"},null,{"$f":"IF(CommentaryInput!D4294=0,\"\",CommentaryInput!D4294)","v":""}]
[null,null,null,11,{"$f":"$C4320&D4333","v":"TAS Derby11"},null,{"$f":"IF(CommentaryInput!D4295=0,\"\",CommentaryInput!D4295)","v":""}]
[null,null,null,12,{"$f":"$C4320&D4334","v":"TAS Derby12"},null,{"$f":"IF(CommentaryInput!D4296=0,\"\",CommentaryInput!D4296)","v":""}]
[null,null,null,null,null,null,"Winter"]
[null,null,null,13,{"$f":"$C4320&D4336","v":"TAS Derby13"},null,{"$f":"IF(CommentaryInput!D4298=0,\"\",CommentaryInput!D4298)","v":""}]
[null,null,null,14,{"$f":"$C4320&D4337","v":"TAS Derby14"},null,{"$f":"IF(CommentaryInput!D4299=0,\"\",CommentaryInput!D4299)","v":""}]
[null,null,null,15,{"$f":"$C4320&D4338","v":"TAS Derby15"},null,{"$f":"IF(CommentaryInput!D4300=0,\"\",CommentaryInput!D4300)","v":""}]
[null,null,null,16,{"$f":"$C4320&D4339","v":"TAS Derby16"},null,{"$f":"IF(CommentaryInput!D4301=0,\"\",CommentaryInput!D4301)","v":""}]
[null,null,null,17,{"$f":"$C4320&D4340","v":"TAS Derby17"},null,{"$f":"IF(CommentaryInput!D4302=0,\"\",CommentaryInput!D4302)","v":""}]
[null,null,null,null,null,null,"Other"]
[null,null,null,18,{"$f":"$C4320&D4342","v":"TAS Derby18"},null,{"$f":"IF(CommentaryInput!D4304=0,\"\",CommentaryInput!D4304)","v":""}]
[null,null,null,19,{"$f":"$C4320&D4343","v":"TAS Derby19"},null,{"$f":"IF(CommentaryInput!D4305=0,\"\",CommentaryInput!D4305)","v":""}]
[null,null,null,20,{"$f":"$C4320&D4344","v":"TAS Derby20"},null,{"$f":"IF(CommentaryInput!D4306=0,\"\",CommentaryInput!D4306)","v":""}]
[null,null,null,21,{"$f":"$C4320&D4345","v":"TAS Derby21"},null,{"$f":"IF(CommentaryInput!D4307=0,\"\",CommentaryInput!D4307)","v":""}]
[null,null,null,22,{"$f":"$C4320&D4346","v":"TAS Derby22"},null,{"$f":"IF(CommentaryInput!D4308=0,\"\",CommentaryInput!D4308)","v":""}]
[null,null,null,23,{"$f":"$C4320&D4347","v":"TAS Derby23"},null,{"$f":"IF(CommentaryInput!D4309=0,\"\",CommentaryInput!D4309)","v":""}]
[null,null,null,24,{"$f":"$C4320&D4348","v":"TAS Derby24"},null,{"$f":"IF(CommentaryInput!D4310=0,\"\",CommentaryInput!D4310)","v":""}]
[null,null,null,25,{"$f":"$C4320&D4349","v":"TAS Derby25"},null,{"$f":"IF(CommentaryInput!D4311=0,\"\",CommentaryInput!D4311)","v":""}]
[]
[null,null,"TAS Mowbray"]
[]
[null,null,null,null,null,null,"MAIN SECTORS"]
[null,null,null,1,{"$f":"$C4351&D4354","v":"TAS Mowbray1"},null,{"$f":"IF(CommentaryInput!D4316=0,\"\",CommentaryInput!D4316)","v":""}]
[null,null,null,2,{"$f":"$C4351&D4355","v":"TAS Mowbray2"},null,{"$f":"IF(CommentaryInput!D4317=0,\"\",CommentaryInput!D4317)","v":""}]
[null,null,null,3,{"$f":"$C4351&D4356","v":"TAS Mowbray3"},null,{"$f":"IF(CommentaryInput!D4318=0,\"\",CommentaryInput!D4318)","v":""}]
[null,null,null,4,{"$f":"$C4351&D4357","v":"TAS Mowbray4"},null,{"$f":"IF(CommentaryInput!D4319=0,\"\",CommentaryInput!D4319)","v":""}]
[null,null,null,5,{"$f":"$C4351&D4358","v":"TAS Mowbray5"},null,{"$f":"IF(CommentaryInput!D4320=0,\"\",CommentaryInput!D4320)","v":""}]
[null,null,null,null,null,null,"MEDIUM SCENARIO"]
[null,null,null,null,null,null,"Summer"]
[null,null,null,8,{"$f":"$C4351&D4361","v":"TAS Mowbray8"},null,{"$f":"IF(CommentaryInput!D4323=0,\"\",CommentaryInput!D4323)","v":""}]
[null,null,null,9,{"$f":"$C4351&D4362","v":"TAS Mowbray9"},null,{"$f":"IF(CommentaryInput!D4324=0,\"\",CommentaryInput!D4324)","v":""}]
[null,null,null,10,{"$f":"$C4351&D4363","v":"TAS Mowbray10"},null,{"$f":"IF(CommentaryInput!D4325=0,\"\",CommentaryInput!D4325)","v":""}]
[null,null,null,11,{"$f":"$C4351&D4364","v":"TAS Mowbray11"},null,{"$f":"IF(CommentaryInput!D4326=0,\"\",CommentaryInput!D4326)","v":""}]
[null,null,null,12,{"$f":"$C4351&D4365","v":"TAS Mowbray12"},null,{"$f":"IF(CommentaryInput!D4327=0,\"\",CommentaryInput!D4327)","v":""}]
[null,null,null,null,null,null,"Winter"]
[null,null,null,13,{"$f":"$C4351&D4367","v":"TAS Mowbray13"},null,{"$f":"IF(CommentaryInput!D4329=0,\"\",CommentaryInput!D4329)","v":""}]
[null,null,null,14,{"$f":"$C4351&D4368","v":"TAS Mowbray14"},null,{"$f":"IF(CommentaryInput!D4330=0,\"\",CommentaryInput!D4330)","v":""}]
[null,null,null,15,{"$f":"$C4351&D4369","v":"TAS Mowbray15"},null,{"$f":"IF(CommentaryInput!D4331=0,\"\",CommentaryInput!D4331)","v":""}]
[null,null,null,16,{"$f":"$C4351&D4370","v":"TAS Mowbray16"},null,{"$f":"IF(CommentaryInput!D4332=0,\"\",CommentaryInput!D4332)","v":""}]
[null,null,null,17,{"$f":"$C4351&D4371","v":"TAS Mowbray17"},null,{"$f":"IF(CommentaryInput!D4333=0,\"\",CommentaryInput!D4333)","v":""}]
[null,null,null,null,null,null,"Other"]
[null,null,null,18,{"$f":"$C4351&D4373","v":"TAS Mowbray18"},null,{"$f":"IF(CommentaryInput!D4335=0,\"\",CommentaryInput!D4335)","v":""}]
[null,null,null,19,{"$f":"$C4351&D4374","v":"TAS Mowbray19"},null,{"$f":"IF(CommentaryInput!D4336=0,\"\",CommentaryInput!D4336)","v":""}]
[null,null,null,20,{"$f":"$C4351&D4375","v":"TAS Mowbray20"},null,{"$f":"IF(CommentaryInput!D4337=0,\"\",CommentaryInput!D4337)","v":""}]
[null,null,null,21,{"$f":"$C4351&D4376","v":"TAS Mowbray21"},null,{"$f":"IF(CommentaryInput!D4338=0,\"\",CommentaryInput!D4338)","v":""}]
[null,null,null,22,{"$f":"$C4351&D4377","v":"TAS Mowbray22"},null,{"$f":"IF(CommentaryInput!D4339=0,\"\",CommentaryInput!D4339)","v":""}]
[null,null,null,23,{"$f":"$C4351&D4378","v":"TAS Mowbray23"},null,{"$f":"IF(CommentaryInput!D4340=0,\"\",CommentaryInput!D4340)","v":""}]
[null,null,null,24,{"$f":"$C4351&D4379","v":"TAS Mowbray24"},null,{"$f":"IF(CommentaryInput!D4341=0,\"\",CommentaryInput!D4341)","v":""}]
[null,null,null,25,{"$f":"$C4351&D4380","v":"TAS Mowbray25"},null,{"$f":"IF(CommentaryInput!D4342=0,\"\",CommentaryInput!D4342)","v":""}]
[]
[null,null,"TAS Wayatinah"]
[]
[null,null,null,null,null,null,"MAIN SECTORS"]
[null,null,null,1,{"$f":"$C4382&D4385","v":"TAS Wayatinah1"},null,{"$f":"IF(CommentaryInput!D4347=0,\"\",CommentaryInput!D4347)","v":""}]
[null,null,null,2,{"$f":"$C4382&D4386","v":"TAS Wayatinah2"},null,{"$f":"IF(CommentaryInput!D4348=0,\"\",CommentaryInput!D4348)","v":""}]
[null,null,null,3,{"$f":"$C4382&D4387","v":"TAS Wayatinah3"},null,{"$f":"IF(CommentaryInput!D4349=0,\"\",CommentaryInput!D4349)","v":""}]
[null,null,null,4,{"$f":"$C4382&D4388","v":"TAS Wayatinah4"},null,{"$f":"IF(CommentaryInput!D4350=0,\"\",CommentaryInput!D4350)","v":""}]
[null,null,null,5,{"$f":"$C4382&D4389","v":"TAS Wayatinah5"},null,{"$f":"IF(CommentaryInput!D4351=0,\"\",CommentaryInput!D4351)","v":""}]
[null,null,null,null,null,null,"MEDIUM SCENARIO"]
[null,null,null,null,null,null,"Summer"]
[null,null,null,8,{"$f":"$C4382&D4392","v":"TAS Wayatinah8"},null,{"$f":"IF(CommentaryInput!D4354=0,\"\",CommentaryInput!D4354)","v":""}]
[null,null,null,9,{"$f":"$C4382&D4393","v":"TAS Wayatinah9"},null,{"$f":"IF(CommentaryInput!D4355=0,\"\",CommentaryInput!D4355)","v":""}]
[null,null,null,10,{"$f":"$C4382&D4394","v":"TAS Wayatinah10"},null,{"$f":"IF(CommentaryInput!D4356=0,\"\",CommentaryInput!D4356)","v":""}]
[null,null,null,11,{"$f":"$C4382&D4395","v":"TAS Wayatinah11"},null,{"$f":"IF(CommentaryInput!D4357=0,\"\",CommentaryInput!D4357)","v":""}]
[null,null,null,12,{"$f":"$C4382&D4396","v":"TAS Wayatinah12"},null,{"$f":"IF(CommentaryInput!D4358=0,\"\",CommentaryInput!D4358)","v":""}]
[null,null,null,null,null,null,"Winter"]
[null,null,null,13,{"$f":"$C4382&D4398","v":"TAS Wayatinah13"},null,{"$f":"IF(CommentaryInput!D4360=0,\"\",CommentaryInput!D4360)","v":""}]
[null,null,null,14,{"$f":"$C4382&D4399","v":"TAS Wayatinah14"},null,{"$f":"IF(CommentaryInput!D4361=0,\"\",CommentaryInput!D4361)","v":""}]
[null,null,null,15,{"$f":"$C4382&D4400","v":"TAS Wayatinah15"},null,{"$f":"IF(CommentaryInput!D4362=0,\"\",CommentaryInput!D4362)","v":""}]
[null,null,null,16,{"$f":"$C4382&D4401","v":"TAS Wayatinah16"},null,{"$f":"IF(CommentaryInput!D4363=0,\"\",CommentaryInput!D4363)","v":""}]
[null,null,null,17,{"$f":"$C4382&D4402","v":"TAS Wayatinah17"},null,{"$f":"IF(CommentaryInput!D4364=0,\"\",CommentaryInput!D4364)","v":""}]
[null,null,null,null,null,null,"Other"]
[null,null,null,18,{"$f":"$C4382&D4404","v":"TAS Wayatinah18"},null,{"$f":"IF(CommentaryInput!D4366=0,\"\",CommentaryInput!D4366)","v":""}]
[null,null,null,19,{"$f":"$C4382&D4405","v":"TAS Wayatinah19"},null,{"$f":"IF(CommentaryInput!D4367=0,\"\",CommentaryInput!D4367)","v":""}]
[null,null,null,20,{"$f":"$C4382&D4406","v":"TAS Wayatinah20"},null,{"$f":"IF(CommentaryInput!D4368=0,\"\",CommentaryInput!D4368)","v":""}]
[null,null,null,21,{"$f":"$C4382&D4407","v":"TAS Wayatinah21"},null,{"$f":"IF(CommentaryInput!D4369=0,\"\",CommentaryInput!D4369)","v":""}]
[null,null,null,22,{"$f":"$C4382&D4408","v":"TAS Wayatinah22"},null,{"$f":"IF(CommentaryInput!D4370=0,\"\",CommentaryInput!D4370)","v":""}]
[null,null,null,23,{"$f":"$C4382&D4409","v":"TAS Wayatinah23"},null,{"$f":"IF(CommentaryInput!D4371=0,\"\",CommentaryInput!D4371)","v":""}]
[null,null,null,24,{"$f":"$C4382&D4410","v":"TAS Wayatinah24"},null,{"$f":"IF(CommentaryInput!D4372=0,\"\",CommentaryInput!D4372)","v":""}]
[null,null,null,25,{"$f":"$C4382&D4411","v":"TAS Wayatinah25"},null,{"$f":"IF(CommentaryInput!D4373=0,\"\",CommentaryInput!D4373)","v":""}]
[]
[null,null,"TAS SpareA"]
[]
[null,null,null,null,null,null,"MAIN SECTORS"]
[null,null,null,1,{"$f":"$C4413&D4416","v":"TAS SpareA1"},null,{"$f":"IF(CommentaryInput!D4378=0,\"\",CommentaryInput!D4378)","v":""}]
[null,null,null,2,{"$f":"$C4413&D4417","v":"TAS SpareA2"},null,{"$f":"IF(CommentaryInput!D4379=0,\"\",CommentaryInput!D4379)","v":""}]
[null,null,null,3,{"$f":"$C4413&D4418","v":"TAS SpareA3"},null,{"$f":"IF(CommentaryInput!D4380=0,\"\",CommentaryInput!D4380)","v":""}]
[null,null,null,4,{"$f":"$C4413&D4419","v":"TAS SpareA4"},null,{"$f":"IF(CommentaryInput!D4381=0,\"\",CommentaryInput!D4381)","v":""}]
[null,null,null,5,{"$f":"$C4413&D4420","v":"TAS SpareA5"},null,{"$f":"IF(CommentaryInput!D4382=0,\"\",CommentaryInput!D4382)","v":""}]
[null,null,null,null,null,null,"MEDIUM SCENARIO"]
[null,null,null,null,null,null,"Summer"]
[null,null,null,8,{"$f":"$C4413&D4423","v":"TAS SpareA8"},null,{"$f":"IF(CommentaryInput!D4385=0,\"\",CommentaryInput!D4385)","v":""}]
[null,null,null,9,{"$f":"$C4413&D4424","v":"TAS SpareA9"},null,{"$f":"IF(CommentaryInput!D4386=0,\"\",CommentaryInput!D4386)","v":""}]
[null,null,null,10,{"$f":"$C4413&D4425","v":"TAS SpareA10"},null,{"$f":"IF(CommentaryInput!D4387=0,\"\",CommentaryInput!D4387)","v":""}]
[null,null,null,11,{"$f":"$C4413&D4426","v":"TAS SpareA11"},null,{"$f":"IF(CommentaryInput!D4388=0,\"\",CommentaryInput!D4388)","v":""}]
[null,null,null,12,{"$f":"$C4413&D4427","v":"TAS SpareA12"},null,{"$f":"IF(CommentaryInput!D4389=0,\"\",CommentaryInput!D4389)","v":""}]
[null,null,null,null,null,null,"Winter"]
[null,null,null,13,{"$f":"$C4413&D4429","v":"TAS SpareA13"},null,{"$f":"IF(CommentaryInput!D4391=0,\"\",CommentaryInput!D4391)","v":""}]
[null,null,null,14,{"$f":"$C4413&D4430","v":"TAS SpareA14"},null,{"$f":"IF(CommentaryInput!D4392=0,\"\",CommentaryInput!D4392)","v":""}]
[null,null,null,15,{"$f":"$C4413&D4431","v":"TAS SpareA15"},null,{"$f":"IF(CommentaryInput!D4393=0,\"\",CommentaryInput!D4393)","v":""}]
[null,null,null,16,{"$f":"$C4413&D4432","v":"TAS SpareA16"},null,{"$f":"IF(CommentaryInput!D4394=0,\"\",CommentaryInput!D4394)","v":""}]
[null,null,null,17,{"$f":"$C4413&D4433","v":"TAS SpareA17"},null,{"$f":"IF(CommentaryInput!D4395=0,\"\",CommentaryInput!D4395)","v":""}]
[null,null,null,null,null,null,"Other"]
[null,null,null,18,{"$f":"$C4413&D4435","v":"TAS SpareA18"},null,{"$f":"IF(CommentaryInput!D4397=0,\"\",CommentaryInput!D4397)","v":""}]
[null,null,null,19,{"$f":"$C4413&D4436","v":"TAS SpareA19"},null,{"$f":"IF(CommentaryInput!D4398=0,\"\",CommentaryInput!D4398)","v":""}]
[null,null,null,20,{"$f":"$C4413&D4437","v":"TAS SpareA20"},null,{"$f":"IF(CommentaryInput!D4399=0,\"\",CommentaryInput!D4399)","v":""}]
[null,null,null,21,{"$f":"$C4413&D4438","v":"TAS SpareA21"},null,{"$f":"IF(CommentaryInput!D4400=0,\"\",CommentaryInput!D4400)","v":""}]
[null,null,null,22,{"$f":"$C4413&D4439","v":"TAS SpareA22"},null,{"$f":"IF(CommentaryInput!D4401=0,\"\",CommentaryInput!D4401)","v":""}]
[null,null,null,23,{"$f":"$C4413&D4440","v":"TAS SpareA23"},null,{"$f":"IF(CommentaryInput!D4402=0,\"\",CommentaryInput!D4402)","v":""}]
[null,null,null,24,{"$f":"$C4413&D4441","v":"TAS SpareA24"},null,{"$f":"IF(CommentaryInput!D4403=0,\"\",CommentaryInput!D4403)","v":""}]
[null,null,null,25,{"$f":"$C4413&D4442","v":"TAS SpareA25"},null,{"$f":"IF(CommentaryInput!D4404=0,\"\",CommentaryInput!D4404)","v":""}]
[]
[null,null,"TASSpareB"]
[]
[null,null,null,null,null,null,"MAIN SECTORS"]
[null,null,null,1,{"$f":"$C4444&D4447","v":"TASSpareB1"},null,{"$f":"IF(CommentaryInput!D4409=0,\"\",CommentaryInput!D4409)","v":""}]
[null,null,null,2,{"$f":"$C4444&D4448","v":"TASSpareB2"},null,{"$f":"IF(CommentaryInput!D4410=0,\"\",CommentaryInput!D4410)","v":""}]
[null,null,null,3,{"$f":"$C4444&D4449","v":"TASSpareB3"},null,{"$f":"IF(CommentaryInput!D4411=0,\"\",CommentaryInput!D4411)","v":""}]
[null,null,null,4,{"$f":"$C4444&D4450","v":"TASSpareB4"},null,{"$f":"IF(CommentaryInput!D4412=0,\"\",CommentaryInput!D4412)","v":""}]
[null,null,null,5,{"$f":"$C4444&D4451","v":"TASSpareB5"},null,{"$f":"IF(CommentaryInput!D4413=0,\"\",CommentaryInput!D4413)","v":""}]
[null,null,null,null,null,null,"MEDIUM SCENARIO"]
[null,null,null,null,null,null,"Summer"]
[null,null,null,8,{"$f":"$C4444&D4454","v":"TASSpareB8"},null,{"$f":"IF(CommentaryInput!D4416=0,\"\",CommentaryInput!D4416)","v":""}]
[null,null,null,9,{"$f":"$C4444&D4455","v":"TASSpareB9"},null,{"$f":"IF(CommentaryInput!D4417=0,\"\",CommentaryInput!D4417)","v":""}]
[null,null,null,10,{"$f":"$C4444&D4456","v":"TASSpareB10"},null,{"$f":"IF(CommentaryInput!D4418=0,\"\",CommentaryInput!D4418)","v":""}]
[null,null,null,11,{"$f":"$C4444&D4457","v":"TASSpareB11"},null,{"$f":"IF(CommentaryInput!D4419=0,\"\",CommentaryInput!D4419)","v":""}]
[null,null,null,12,{"$f":"$C4444&D4458","v":"TASSpareB12"},null,{"$f":"IF(CommentaryInput!D4420=0,\"\",CommentaryInput!D4420)","v":""}]
[null,null,null,null,null,null,"Winter"]
[null,null,null,13,{"$f":"$C4444&D4460","v":"TASSpareB13"},null,{"$f":"IF(CommentaryInput!D4422=0,\"\",CommentaryInput!D4422)","v":""}]
[null,null,null,14,{"$f":"$C4444&D4461","v":"TASSpareB14"},null,{"$f":"IF(CommentaryInput!D4423=0,\"\",CommentaryInput!D4423)","v":""}]
[null,null,null,15,{"$f":"$C4444&D4462","v":"TASSpareB15"},null,{"$f":"IF(CommentaryInput!D4424=0,\"\",CommentaryInput!D4424)","v":""}]
[null,null,null,16,{"$f":"$C4444&D4463","v":"TASSpareB16"},null,{"$f":"IF(CommentaryInput!D4425=0,\"\",CommentaryInput!D4425)","v":""}]
[null,null,null,17,{"$f":"$C4444&D4464","v":"TASSpareB17"},null,{"$f":"IF(CommentaryInput!D4426=0,\"\",CommentaryInput!D4426)","v":""}]
[null,null,null,null,null,null,"Other"]
[null,null,null,18,{"$f":"$C4444&D4466","v":"TASSpareB18"},null,{"$f":"IF(CommentaryInput!D4428=0,\"\",CommentaryInput!D4428)","v":""}]
[null,null,null,19,{"$f":"$C4444&D4467","v":"TASSpareB19"},null,{"$f":"IF(CommentaryInput!D4429=0,\"\",CommentaryInput!D4429)","v":""}]
[null,null,null,20,{"$f":"$C4444&D4468","v":"TASSpareB20"},null,{"$f":"IF(CommentaryInput!D4430=0,\"\",CommentaryInput!D4430)","v":""}]
[null,null,null,21,{"$f":"$C4444&D4469","v":"TASSpareB21"},null,{"$f":"IF(CommentaryInput!D4431=0,\"\",CommentaryInput!D4431)","v":""}]
[null,null,null,22,{"$f":"$C4444&D4470","v":"TASSpareB22"},null,{"$f":"IF(CommentaryInput!D4432=0,\"\",CommentaryInput!D4432)","v":""}]
[null,null,null,23,{"$f":"$C4444&D4471","v":"TASSpareB23"},null,{"$f":"IF(CommentaryInput!D4433=0,\"\",CommentaryInput!D4433)","v":""}]
[null,null,null,24,{"$f":"$C4444&D4472","v":"TASSpareB24"},null,{"$f":"IF(CommentaryInput!D4434=0,\"\",CommentaryInput!D4434)","v":""}]
[null,null,null,25,{"$f":"$C4444&D4473","v":"TASSpareB25"},null,{"$f":"IF(CommentaryInput!D4435=0,\"\",CommentaryInput!D4435)","v":""}]
[]
[null,null,"TAS SpareC"]
[]
[null,null,null,null,null,null,"MAIN SECTORS"]
[null,null,null,1,{"$f":"$C4475&D4478","v":"TAS SpareC1"},null,{"$f":"IF(CommentaryInput!D4440=0,\"\",CommentaryInput!D4440)","v":""}]
[null,null,null,2,{"$f":"$C4475&D4479","v":"TAS SpareC2"},null,{"$f":"IF(CommentaryInput!D4441=0,\"\",CommentaryInput!D4441)","v":""}]
[null,null,null,3,{"$f":"$C4475&D4480","v":"TAS SpareC3"},null,{"$f":"IF(CommentaryInput!D4442=0,\"\",CommentaryInput!D4442)","v":""}]
[null,null,null,4,{"$f":"$C4475&D4481","v":"TAS SpareC4"},null,{"$f":"IF(CommentaryInput!D4443=0,\"\",CommentaryInput!D4443)","v":""}]
[null,null,null,5,{"$f":"$C4475&D4482","v":"TAS SpareC5"},null,{"$f":"IF(CommentaryInput!D4444=0,\"\",CommentaryInput!D4444)","v":""}]
[null,null,null,null,null,null,"MEDIUM SCENARIO"]
[null,null,null,null,null,null,"Summer"]
[null,null,null,8,{"$f":"$C4475&D4485","v":"TAS SpareC8"},null,{"$f":"IF(CommentaryInput!D4447=0,\"\",CommentaryInput!D4447)","v":""}]
[null,null,null,9,{"$f":"$C4475&D4486","v":"TAS SpareC9"},null,{"$f":"IF(CommentaryInput!D4448=0,\"\",CommentaryInput!D4448)","v":""}]
[null,null,null,10,{"$f":"$C4475&D4487","v":"TAS SpareC10"},null,{"$f":"IF(CommentaryInput!D4449=0,\"\",CommentaryInput!D4449)","v":""}]
[null,null,null,11,{"$f":"$C4475&D4488","v":"TAS SpareC11"},null,{"$f":"IF(CommentaryInput!D4450=0,\"\",CommentaryInput!D4450)","v":""}]
[null,null,null,12,{"$f":"$C4475&D4489","v":"TAS SpareC12"},null,{"$f":"IF(CommentaryInput!D4451=0,\"\",CommentaryInput!D4451)","v":""}]
[null,null,null,null,null,null,"Winter"]
[null,null,null,13,{"$f":"$C4475&D4491","v":"TAS SpareC13"},null,{"$f":"IF(CommentaryInput!D4453=0,\"\",CommentaryInput!D4453)","v":""}]
[null,null,null,14,{"$f":"$C4475&D4492","v":"TAS SpareC14"},null,{"$f":"IF(CommentaryInput!D4454=0,\"\",CommentaryInput!D4454)","v":""}]
[null,null,null,15,{"$f":"$C4475&D4493","v":"TAS SpareC15"},null,{"$f":"IF(CommentaryInput!D4455=0,\"\",CommentaryInput!D4455)","v":""}]
[null,null,null,16,{"$f":"$C4475&D4494","v":"TAS SpareC16"},null,{"$f":"IF(CommentaryInput!D4456=0,\"\",CommentaryInput!D4456)","v":""}]
[null,null,null,17,{"$f":"$C4475&D4495","v":"TAS SpareC17"},null,{"$f":"IF(CommentaryInput!D4457=0,\"\",CommentaryInput!D4457)","v":""}]
[null,null,null,null,null,null,"Other"]
[null,null,null,18,{"$f":"$C4475&D4497","v":"TAS SpareC18"},null,{"$f":"IF(CommentaryInput!D4459=0,\"\",CommentaryInput!D4459)","v":""}]
[null,null,null,19,{"$f":"$C4475&D4498","v":"TAS SpareC19"},null,{"$f":"IF(CommentaryInput!D4460=0,\"\",CommentaryInput!D4460)","v":""}]
[null,null,null,20,{"$f":"$C4475&D4499","v":"TAS SpareC20"},null,{"$f":"IF(CommentaryInput!D4461=0,\"\",CommentaryInput!D4461)","v":""}]
[null,null,null,21,{"$f":"$C4475&D4500","v":"TAS SpareC21"},null,{"$f":"IF(CommentaryInput!D4462=0,\"\",CommentaryInput!D4462)","v":""}]
[null,null,null,22,{"$f":"$C4475&D4501","v":"TAS SpareC22"},null,{"$f":"IF(CommentaryInput!D4463=0,\"\",CommentaryInput!D4463)","v":""}]
[null,null,null,23,{"$f":"$C4475&D4502","v":"TAS SpareC23"},null,{"$f":"IF(CommentaryInput!D4464=0,\"\",CommentaryInput!D4464)","v":""}]
[null,null,null,24,{"$f":"$C4475&D4503","v":"TAS SpareC24"},null,{"$f":"IF(CommentaryInput!D4465=0,\"\",CommentaryInput!D4465)","v":""}]
[null,null,null,25,{"$f":"$C4475&D4504","v":"TAS SpareC25"},null,{"$f":"IF(CommentaryInput!D4466=0,\"\",CommentaryInput!D4466)","v":""}]
[]
[null,null,"TAS SpareD"]
[]
[null,null,null,null,null,null,"MAIN SECTORS"]
[null,null,null,1,{"$f":"$C4506&D4509","v":"TAS SpareD1"},null,{"$f":"IF(CommentaryInput!D4471=0,\"\",CommentaryInput!D4471)","v":""}]
[null,null,null,2,{"$f":"$C4506&D4510","v":"TAS SpareD2"},null,{"$f":"IF(CommentaryInput!D4472=0,\"\",CommentaryInput!D4472)","v":""}]
[null,null,null,3,{"$f":"$C4506&D4511","v":"TAS SpareD3"},null,{"$f":"IF(CommentaryInput!D4473=0,\"\",CommentaryInput!D4473)","v":""}]
[null,null,null,4,{"$f":"$C4506&D4512","v":"TAS SpareD4"},null,{"$f":"IF(CommentaryInput!D4474=0,\"\",CommentaryInput!D4474)","v":""}]
[null,null,null,5,{"$f":"$C4506&D4513","v":"TAS SpareD5"},null,{"$f":"IF(CommentaryInput!D4475=0,\"\",CommentaryInput!D4475)","v":""}]
[null,null,null,null,null,null,"MEDIUM SCENARIO"]
[null,null,null,null,null,null,"Summer"]
[null,null,null,8,{"$f":"$C4506&D4516","v":"TAS SpareD8"},null,{"$f":"IF(CommentaryInput!D4478=0,\"\",CommentaryInput!D4478)","v":""}]
[null,null,null,9,{"$f":"$C4506&D4517","v":"TAS SpareD9"},null,{"$f":"IF(CommentaryInput!D4479=0,\"\",CommentaryInput!D4479)","v":""}]
[null,null,null,10,{"$f":"$C4506&D4518","v":"TAS SpareD10"},null,{"$f":"IF(CommentaryInput!D4480=0,\"\",CommentaryInput!D4480)","v":""}]
[null,null,null,11,{"$f":"$C4506&D4519","v":"TAS SpareD11"},null,{"$f":"IF(CommentaryInput!D4481=0,\"\",CommentaryInput!D4481)","v":""}]
[null,null,null,12,{"$f":"$C4506&D4520","v":"TAS SpareD12"},null,{"$f":"IF(CommentaryInput!D4482=0,\"\",CommentaryInput!D4482)","v":""}]
[null,null,null,null,null,null,"Winter"]
[null,null,null,13,{"$f":"$C4506&D4522","v":"TAS SpareD13"},null,{"$f":"IF(CommentaryInput!D4484=0,\"\",CommentaryInput!D4484)","v":""}]
[null,null,null,14,{"$f":"$C4506&D4523","v":"TAS SpareD14"},null,{"$f":"IF(CommentaryInput!D4485=0,\"\",CommentaryInput!D4485)","v":""}]
[null,null,null,15,{"$f":"$C4506&D4524","v":"TAS SpareD15"},null,{"$f":"IF(CommentaryInput!D4486=0,\"\",CommentaryInput!D4486)","v":""}]
[null,null,null,16,{"$f":"$C4506&D4525","v":"TAS SpareD16"},null,{"$f":"IF(CommentaryInput!D4487=0,\"\",CommentaryInput!D4487)","v":""}]
[null,null,null,17,{"$f":"$C4506&D4526","v":"TAS SpareD17"},null,{"$f":"IF(CommentaryInput!D4488=0,\"\",CommentaryInput!D4488)","v":""}]
[null,null,null,null,null,null,"Other"]
[null,null,null,18,{"$f":"$C4506&D4528","v":"TAS SpareD18"},null,{"$f":"IF(CommentaryInput!D4490=0,\"\",CommentaryInput!D4490)","v":""}]
[null,null,null,19,{"$f":"$C4506&D4529","v":"TAS SpareD19"},null,{"$f":"IF(CommentaryInput!D4491=0,\"\",CommentaryInput!D4491)","v":""}]
[null,null,null,20,{"$f":"$C4506&D4530","v":"TAS SpareD20"},null,{"$f":"IF(CommentaryInput!D4492=0,\"\",CommentaryInput!D4492)","v":""}]
[null,null,null,21,{"$f":"$C4506&D4531","v":"TAS SpareD21"},null,{"$f":"IF(CommentaryInput!D4493=0,\"\",CommentaryInput!D4493)","v":""}]
[null,null,null,22,{"$f":"$C4506&D4532","v":"TAS SpareD22"},null,{"$f":"IF(CommentaryInput!D4494=0,\"\",CommentaryInput!D4494)","v":""}]
[null,null,null,23,{"$f":"$C4506&D4533","v":"TAS SpareD23"},null,{"$f":"IF(CommentaryInput!D4495=0,\"\",CommentaryInput!D4495)","v":""}]
[null,null,null,24,{"$f":"$C4506&D4534","v":"TAS SpareD24"},null,{"$f":"IF(CommentaryInput!D4496=0,\"\",CommentaryInput!D4496)","v":""}]
[null,null,null,25,{"$f":"$C4506&D4535","v":"TAS SpareD25"},null,{"$f":"IF(CommentaryInput!D4497=0,\"\",CommentaryInput!D4497)","v":""}]
[]
[null,null,"TAS SpareE"]
[]
[null,null,null,null,null,null,"MAIN SECTORS"]
[null,null,null,1,{"$f":"$C4537&D4540","v":"TAS SpareE1"},null,{"$f":"IF(CommentaryInput!D4502=0,\"\",CommentaryInput!D4502)","v":""}]
[null,null,null,2,{"$f":"$C4537&D4541","v":"TAS SpareE2"},null,{"$f":"IF(CommentaryInput!D4503=0,\"\",CommentaryInput!D4503)","v":""}]
[null,null,null,3,{"$f":"$C4537&D4542","v":"TAS SpareE3"},null,{"$f":"IF(CommentaryInput!D4504=0,\"\",CommentaryInput!D4504)","v":""}]
[null,null,null,4,{"$f":"$C4537&D4543","v":"TAS SpareE4"},null,{"$f":"IF(CommentaryInput!D4505=0,\"\",CommentaryInput!D4505)","v":""}]
[null,null,null,5,{"$f":"$C4537&D4544","v":"TAS SpareE5"},null,{"$f":"IF(CommentaryInput!D4506=0,\"\",CommentaryInput!D4506)","v":""}]
[null,null,null,null,null,null,"MEDIUM SCENARIO"]
[null,null,null,null,null,null,"Summer"]
[null,null,null,8,{"$f":"$C4537&D4547","v":"TAS SpareE8"},null,{"$f":"IF(CommentaryInput!D4509=0,\"\",CommentaryInput!D4509)","v":""}]
[null,null,null,9,{"$f":"$C4537&D4548","v":"TAS SpareE9"},null,{"$f":"IF(CommentaryInput!D4510=0,\"\",CommentaryInput!D4510)","v":""}]
[null,null,null,10,{"$f":"$C4537&D4549","v":"TAS SpareE10"},null,{"$f":"IF(CommentaryInput!D4511=0,\"\",CommentaryInput!D4511)","v":""}]
[null,null,null,11,{"$f":"$C4537&D4550","v":"TAS SpareE11"},null,{"$f":"IF(CommentaryInput!D4512=0,\"\",CommentaryInput!D4512)","v":""}]
[null,null,null,12,{"$f":"$C4537&D4551","v":"TAS SpareE12"},null,{"$f":"IF(CommentaryInput!D4513=0,\"\",CommentaryInput!D4513)","v":""}]
[null,null,null,null,null,null,"Winter"]
[null,null,null,13,{"$f":"$C4537&D4553","v":"TAS SpareE13"},null,{"$f":"IF(CommentaryInput!D4515=0,\"\",CommentaryInput!D4515)","v":""}]
[null,null,null,14,{"$f":"$C4537&D4554","v":"TAS SpareE14"},null,{"$f":"IF(CommentaryInput!D4516=0,\"\",CommentaryInput!D4516)","v":""}]
[null,null,null,15,{"$f":"$C4537&D4555","v":"TAS SpareE15"},null,{"$f":"IF(CommentaryInput!D4517=0,\"\",CommentaryInput!D4517)","v":""}]
[null,null,null,16,{"$f":"$C4537&D4556","v":"TAS SpareE16"},null,{"$f":"IF(CommentaryInput!D4518=0,\"\",CommentaryInput!D4518)","v":""}]
[null,null,null,17,{"$f":"$C4537&D4557","v":"TAS SpareE17"},null,{"$f":"IF(CommentaryInput!D4519=0,\"\",CommentaryInput!D4519)","v":""}]
[null,null,null,null,null,null,"Other"]
[null,null,null,18,{"$f":"$C4537&D4559","v":"TAS SpareE18"},null,{"$f":"IF(CommentaryInput!D4521=0,\"\",CommentaryInput!D4521)","v":""}]
[null,null,null,19,{"$f":"$C4537&D4560","v":"TAS SpareE19"},null,{"$f":"IF(CommentaryInput!D4522=0,\"\",CommentaryInput!D4522)","v":""}]
[null,null,null,20,{"$f":"$C4537&D4561","v":"TAS SpareE20"},null,{"$f":"IF(CommentaryInput!D4523=0,\"\",CommentaryInput!D4523)","v":""}]
[null,null,null,21,{"$f":"$C4537&D4562","v":"TAS SpareE21"},null,{"$f":"IF(CommentaryInput!D4524=0,\"\",CommentaryInput!D4524)","v":""}]
[null,null,null,22,{"$f":"$C4537&D4563","v":"TAS SpareE22"},null,{"$f":"IF(CommentaryInput!D4525=0,\"\",CommentaryInput!D4525)","v":""}]
[null,null,null,23,{"$f":"$C4537&D4564","v":"TAS SpareE23"},null,{"$f":"IF(CommentaryInput!D4526=0,\"\",CommentaryInput!D4526)","v":""}]
[null,null,null,24,{"$f":"$C4537&D4565","v":"TAS SpareE24"},null,{"$f":"IF(CommentaryInput!D4527=0,\"\",CommentaryInput!D4527)","v":""}]
[null,null,null,25,{"$f":"$C4537&D4566","v":"TAS SpareE25"},null,{"$f":"IF(CommentaryInput!D4528=0,\"\",CommentaryInput!D4528)","v":""}]
[]
[null,null,"TAS SpareF"]
[]
[null,null,null,null,null,null,"MAIN SECTORS"]
[null,null,null,1,{"$f":"$C4568&D4571","v":"TAS SpareF1"},null,{"$f":"IF(CommentaryInput!D4533=0,\"\",CommentaryInput!D4533)","v":""}]
[null,null,null,2,{"$f":"$C4568&D4572","v":"TAS SpareF2"},null,{"$f":"IF(CommentaryInput!D4534=0,\"\",CommentaryInput!D4534)","v":""}]
[null,null,null,3,{"$f":"$C4568&D4573","v":"TAS SpareF3"},null,{"$f":"IF(CommentaryInput!D4535=0,\"\",CommentaryInput!D4535)","v":""}]
[null,null,null,4,{"$f":"$C4568&D4574","v":"TAS SpareF4"},null,{"$f":"IF(CommentaryInput!D4536=0,\"\",CommentaryInput!D4536)","v":""}]
[null,null,null,5,{"$f":"$C4568&D4575","v":"TAS SpareF5"},null,{"$f":"IF(CommentaryInput!D4537=0,\"\",CommentaryInput!D4537)","v":""}]
[null,null,null,null,null,null,"MEDIUM SCENARIO"]
[null,null,null,null,null,null,"Summer"]
[null,null,null,8,{"$f":"$C4568&D4578","v":"TAS SpareF8"},null,{"$f":"IF(CommentaryInput!D4540=0,\"\",CommentaryInput!D4540)","v":""}]
[null,null,null,9,{"$f":"$C4568&D4579","v":"TAS SpareF9"},null,{"$f":"IF(CommentaryInput!D4541=0,\"\",CommentaryInput!D4541)","v":""}]
[null,null,null,10,{"$f":"$C4568&D4580","v":"TAS SpareF10"},null,{"$f":"IF(CommentaryInput!D4542=0,\"\",CommentaryInput!D4542)","v":""}]
[null,null,null,11,{"$f":"$C4568&D4581","v":"TAS SpareF11"},null,{"$f":"IF(CommentaryInput!D4543=0,\"\",CommentaryInput!D4543)","v":""}]
[null,null,null,12,{"$f":"$C4568&D4582","v":"TAS SpareF12"},null,{"$f":"IF(CommentaryInput!D4544=0,\"\",CommentaryInput!D4544)","v":""}]
[null,null,null,null,null,null,"Winter"]
[null,null,null,13,{"$f":"$C4568&D4584","v":"TAS SpareF13"},null,{"$f":"IF(CommentaryInput!D4546=0,\"\",CommentaryInput!D4546)","v":""}]
[null,null,null,14,{"$f":"$C4568&D4585","v":"TAS SpareF14"},null,{"$f":"IF(CommentaryInput!D4547=0,\"\",CommentaryInput!D4547)","v":""}]
[null,null,null,15,{"$f":"$C4568&D4586","v":"TAS SpareF15"},null,{"$f":"IF(CommentaryInput!D4548=0,\"\",CommentaryInput!D4548)","v":""}]
[null,null,null,16,{"$f":"$C4568&D4587","v":"TAS SpareF16"},null,{"$f":"IF(CommentaryInput!D4549=0,\"\",CommentaryInput!D4549)","v":""}]
[null,null,null,17,{"$f":"$C4568&D4588","v":"TAS SpareF17"},null,{"$f":"IF(CommentaryInput!D4550=0,\"\",CommentaryInput!D4550)","v":""}]
[null,null,null,null,null,null,"Other"]
[null,null,null,18,{"$f":"$C4568&D4590","v":"TAS SpareF18"},null,{"$f":"IF(CommentaryInput!D4552=0,\"\",CommentaryInput!D4552)","v":""}]
[null,null,null,19,{"$f":"$C4568&D4591","v":"TAS SpareF19"},null,{"$f":"IF(CommentaryInput!D4553=0,\"\",CommentaryInput!D4553)","v":""}]
[null,null,null,20,{"$f":"$C4568&D4592","v":"TAS SpareF20"},null,{"$f":"IF(CommentaryInput!D4554=0,\"\",CommentaryInput!D4554)","v":""}]
[null,null,null,21,{"$f":"$C4568&D4593","v":"TAS SpareF21"},null,{"$f":"IF(CommentaryInput!D4555=0,\"\",CommentaryInput!D4555)","v":""}]
[null,null,null,22,{"$f":"$C4568&D4594","v":"TAS SpareF22"},null,{"$f":"IF(CommentaryInput!D4556=0,\"\",CommentaryInput!D4556)","v":""}]
[null,null,null,23,{"$f":"$C4568&D4595","v":"TAS SpareF23"},null,{"$f":"IF(CommentaryInput!D4557=0,\"\",CommentaryInput!D4557)","v":""}]
[null,null,null,24,{"$f":"$C4568&D4596","v":"TAS SpareF24"},null,{"$f":"IF(CommentaryInput!D4558=0,\"\",CommentaryInput!D4558)","v":""}]
[null,null,null,25,{"$f":"$C4568&D4597","v":"TAS SpareF25"},null,{"$f":"IF(CommentaryInput!D4559=0,\"\",CommentaryInput!D4559)","v":""}]
[]
[null,null,"TAS SpareG"]
[]
[null,null,null,null,null,null,"MAIN SECTORS"]
[null,null,null,1,{"$f":"$C4599&D4602","v":"TAS SpareG1"},null,{"$f":"IF(CommentaryInput!D4564=0,\"\",CommentaryInput!D4564)","v":""}]
[null,null,null,2,{"$f":"$C4599&D4603","v":"TAS SpareG2"},null,{"$f":"IF(CommentaryInput!D4565=0,\"\",CommentaryInput!D4565)","v":""}]
[null,null,null,3,{"$f":"$C4599&D4604","v":"TAS SpareG3"},null,{"$f":"IF(CommentaryInput!D4566=0,\"\",CommentaryInput!D4566)","v":""}]
[null,null,null,4,{"$f":"$C4599&D4605","v":"TAS SpareG4"},null,{"$f":"IF(CommentaryInput!D4567=0,\"\",CommentaryInput!D4567)","v":""}]
[null,null,null,5,{"$f":"$C4599&D4606","v":"TAS SpareG5"},null,{"$f":"IF(CommentaryInput!D4568=0,\"\",CommentaryInput!D4568)","v":""}]
[null,null,null,null,null,null,"MEDIUM SCENARIO"]
[null,null,null,null,null,null,"Summer"]
[null,null,null,8,{"$f":"$C4599&D4609","v":"TAS SpareG8"},null,{"$f":"IF(CommentaryInput!D4571=0,\"\",CommentaryInput!D4571)","v":""}]
[null,null,null,9,{"$f":"$C4599&D4610","v":"TAS SpareG9"},null,{"$f":"IF(CommentaryInput!D4572=0,\"\",CommentaryInput!D4572)","v":""}]
[null,null,null,10,{"$f":"$C4599&D4611","v":"TAS SpareG10"},null,{"$f":"IF(CommentaryInput!D4573=0,\"\",CommentaryInput!D4573)","v":""}]
[null,null,null,11,{"$f":"$C4599&D4612","v":"TAS SpareG11"},null,{"$f":"IF(CommentaryInput!D4574=0,\"\",CommentaryInput!D4574)","v":""}]
[null,null,null,12,{"$f":"$C4599&D4613","v":"TAS SpareG12"},null,{"$f":"IF(CommentaryInput!D4575=0,\"\",CommentaryInput!D4575)","v":""}]
[null,null,null,null,null,null,"Winter"]
[null,null,null,13,{"$f":"$C4599&D4615","v":"TAS SpareG13"},null,{"$f":"IF(CommentaryInput!D4577=0,\"\",CommentaryInput!D4577)","v":""}]
[null,null,null,14,{"$f":"$C4599&D4616","v":"TAS SpareG14"},null,{"$f":"IF(CommentaryInput!D4578=0,\"\",CommentaryInput!D4578)","v":""}]
[null,null,null,15,{"$f":"$C4599&D4617","v":"TAS SpareG15"},null,{"$f":"IF(CommentaryInput!D4579=0,\"\",CommentaryInput!D4579)","v":""}]
[null,null,null,16,{"$f":"$C4599&D4618","v":"TAS SpareG16"},null,{"$f":"IF(CommentaryInput!D4580=0,\"\",CommentaryInput!D4580)","v":""}]
[null,null,null,17,{"$f":"$C4599&D4619","v":"TAS SpareG17"},null,{"$f":"IF(CommentaryInput!D4581=0,\"\",CommentaryInput!D4581)","v":""}]
[null,null,null,null,null,null,"Other"]
[null,null,null,18,{"$f":"$C4599&D4621","v":"TAS SpareG18"},null,{"$f":"IF(CommentaryInput!D4583=0,\"\",CommentaryInput!D4583)","v":""}]
[null,null,null,19,{"$f":"$C4599&D4622","v":"TAS SpareG19"},null,{"$f":"IF(CommentaryInput!D4584=0,\"\",CommentaryInput!D4584)","v":""}]
[null,null,null,20,{"$f":"$C4599&D4623","v":"TAS SpareG20"},null,{"$f":"IF(CommentaryInput!D4585=0,\"\",CommentaryInput!D4585)","v":""}]
[null,null,null,21,{"$f":"$C4599&D4624","v":"TAS SpareG21"},null,{"$f":"IF(CommentaryInput!D4586=0,\"\",CommentaryInput!D4586)","v":""}]
[null,null,null,22,{"$f":"$C4599&D4625","v":"TAS SpareG22"},null,{"$f":"IF(CommentaryInput!D4587=0,\"\",CommentaryInput!D4587)","v":""}]
[null,null,null,23,{"$f":"$C4599&D4626","v":"TAS SpareG23"},null,{"$f":"IF(CommentaryInput!D4588=0,\"\",CommentaryInput!D4588)","v":""}]
[null,null,null,24,{"$f":"$C4599&D4627","v":"TAS SpareG24"},null,{"$f":"IF(CommentaryInput!D4589=0,\"\",CommentaryInput!D4589)","v":""}]
[null,null,null,25,{"$f":"$C4599&D4628","v":"TAS SpareG25"},null,{"$f":"IF(CommentaryInput!D4590=0,\"\",CommentaryInput!D4590)","v":""}]
[]
[null,null,"TAS SpareH"]
[]
[null,null,null,null,null,null,"MAIN SECTORS"]
[null,null,null,1,{"$f":"$C4630&D4633","v":"TAS SpareH1"},null,{"$f":"IF(CommentaryInput!D4595=0,\"\",CommentaryInput!D4595)","v":""}]
[null,null,null,2,{"$f":"$C4630&D4634","v":"TAS SpareH2"},null,{"$f":"IF(CommentaryInput!D4596=0,\"\",CommentaryInput!D4596)","v":""}]
[null,null,null,3,{"$f":"$C4630&D4635","v":"TAS SpareH3"},null,{"$f":"IF(CommentaryInput!D4597=0,\"\",CommentaryInput!D4597)","v":""}]
[null,null,null,4,{"$f":"$C4630&D4636","v":"TAS SpareH4"},null,{"$f":"IF(CommentaryInput!D4598=0,\"\",CommentaryInput!D4598)","v":""}]
[null,null,null,5,{"$f":"$C4630&D4637","v":"TAS SpareH5"},null,{"$f":"IF(CommentaryInput!D4599=0,\"\",CommentaryInput!D4599)","v":""}]
[null,null,null,null,null,null,"MEDIUM SCENARIO"]
[null,null,null,null,null,null,"Summer"]
[null,null,null,8,{"$f":"$C4630&D4640","v":"TAS SpareH8"},null,{"$f":"IF(CommentaryInput!D4602=0,\"\",CommentaryInput!D4602)","v":""}]
[null,null,null,9,{"$f":"$C4630&D4641","v":"TAS SpareH9"},null,{"$f":"IF(CommentaryInput!D4603=0,\"\",CommentaryInput!D4603)","v":""}]
[null,null,null,10,{"$f":"$C4630&D4642","v":"TAS SpareH10"},null,{"$f":"IF(CommentaryInput!D4604=0,\"\",CommentaryInput!D4604)","v":""}]
[null,null,null,11,{"$f":"$C4630&D4643","v":"TAS SpareH11"},null,{"$f":"IF(CommentaryInput!D4605=0,\"\",CommentaryInput!D4605)","v":""}]
[null,null,null,12,{"$f":"$C4630&D4644","v":"TAS SpareH12"},null,{"$f":"IF(CommentaryInput!D4606=0,\"\",CommentaryInput!D4606)","v":""}]
[null,null,null,null,null,null,"Winter"]
[null,null,null,13,{"$f":"$C4630&D4646","v":"TAS SpareH13"},null,{"$f":"IF(CommentaryInput!D4608=0,\"\",CommentaryInput!D4608)","v":""}]
[null,null,null,14,{"$f":"$C4630&D4647","v":"TAS SpareH14"},null,{"$f":"IF(CommentaryInput!D4609=0,\"\",CommentaryInput!D4609)","v":""}]
[null,null,null,15,{"$f":"$C4630&D4648","v":"TAS SpareH15"},null,{"$f":"IF(CommentaryInput!D4610=0,\"\",CommentaryInput!D4610)","v":""}]
[null,null,null,16,{"$f":"$C4630&D4649","v":"TAS SpareH16"},null,{"$f":"IF(CommentaryInput!D4611=0,\"\",CommentaryInput!D4611)","v":""}]
[null,null,null,17,{"$f":"$C4630&D4650","v":"TAS SpareH17"},null,{"$f":"IF(CommentaryInput!D4612=0,\"\",CommentaryInput!D4612)","v":""}]
[null,null,null,null,null,null,"Other"]
[null,null,null,18,{"$f":"$C4630&D4652","v":"TAS SpareH18"},null,{"$f":"IF(CommentaryInput!D4614=0,\"\",CommentaryInput!D4614)","v":""}]
[null,null,null,19,{"$f":"$C4630&D4653","v":"TAS SpareH19"},null,{"$f":"IF(CommentaryInput!D4615=0,\"\",CommentaryInput!D4615)","v":""}]
[null,null,null,20,{"$f":"$C4630&D4654","v":"TAS SpareH20"},null,{"$f":"IF(CommentaryInput!D4616=0,\"\",CommentaryInput!D4616)","v":""}]
[null,null,null,21,{"$f":"$C4630&D4655","v":"TAS SpareH21"},null,{"$f":"IF(CommentaryInput!D4617=0,\"\",CommentaryInput!D4617)","v":""}]
[null,null,null,22,{"$f":"$C4630&D4656","v":"TAS SpareH22"},null,{"$f":"IF(CommentaryInput!D4618=0,\"\",CommentaryInput!D4618)","v":""}]
[null,null,null,23,{"$f":"$C4630&D4657","v":"TAS SpareH23"},null,{"$f":"IF(CommentaryInput!D4619=0,\"\",CommentaryInput!D4619)","v":""}]
[null,null,null,24,{"$f":"$C4630&D4658","v":"TAS SpareH24"},null,{"$f":"IF(CommentaryInput!D4620=0,\"\",CommentaryInput!D4620)","v":""}]
[null,null,null,25,{"$f":"$C4630&D4659","v":"TAS SpareH25"},null,{"$f":"IF(CommentaryInput!D4621=0,\"\",CommentaryInput!D4621)","v":""}]
[]
[null,null,"TAS SpareI"]
[]
[null,null,null,null,null,null,"MAIN SECTORS"]
[null,null,null,1,{"$f":"$C4661&D4664","v":"TAS SpareI1"},null,{"$f":"IF(CommentaryInput!D4626=0,\"\",CommentaryInput!D4626)","v":""}]
[null,null,null,2,{"$f":"$C4661&D4665","v":"TAS SpareI2"},null,{"$f":"IF(CommentaryInput!D4627=0,\"\",CommentaryInput!D4627)","v":""}]
[null,null,null,3,{"$f":"$C4661&D4666","v":"TAS SpareI3"},null,{"$f":"IF(CommentaryInput!D4628=0,\"\",CommentaryInput!D4628)","v":""}]
[null,null,null,4,{"$f":"$C4661&D4667","v":"TAS SpareI4"},null,{"$f":"IF(CommentaryInput!D4629=0,\"\",CommentaryInput!D4629)","v":""}]
[null,null,null,5,{"$f":"$C4661&D4668","v":"TAS SpareI5"},null,{"$f":"IF(CommentaryInput!D4630=0,\"\",CommentaryInput!D4630)","v":""}]
[null,null,null,null,null,null,"MEDIUM SCENARIO"]
[null,null,null,null,null,null,"Summer"]
[null,null,null,8,{"$f":"$C4661&D4671","v":"TAS SpareI8"},null,{"$f":"IF(CommentaryInput!D4633=0,\"\",CommentaryInput!D4633)","v":""}]
[null,null,null,9,{"$f":"$C4661&D4672","v":"TAS SpareI9"},null,{"$f":"IF(CommentaryInput!D4634=0,\"\",CommentaryInput!D4634)","v":""}]
[null,null,null,10,{"$f":"$C4661&D4673","v":"TAS SpareI10"},null,{"$f":"IF(CommentaryInput!D4635=0,\"\",CommentaryInput!D4635)","v":""}]
[null,null,null,11,{"$f":"$C4661&D4674","v":"TAS SpareI11"},null,{"$f":"IF(CommentaryInput!D4636=0,\"\",CommentaryInput!D4636)","v":""}]
[null,null,null,12,{"$f":"$C4661&D4675","v":"TAS SpareI12"},null,{"$f":"IF(CommentaryInput!D4637=0,\"\",CommentaryInput!D4637)","v":""}]
[null,null,null,null,null,null,"Winter"]
[null,null,null,13,{"$f":"$C4661&D4677","v":"TAS SpareI13"},null,{"$f":"IF(CommentaryInput!D4639=0,\"\",CommentaryInput!D4639)","v":""}]
[null,null,null,14,{"$f":"$C4661&D4678","v":"TAS SpareI14"},null,{"$f":"IF(CommentaryInput!D4640=0,\"\",CommentaryInput!D4640)","v":""}]
[null,null,null,15,{"$f":"$C4661&D4679","v":"TAS SpareI15"},null,{"$f":"IF(CommentaryInput!D4641=0,\"\",CommentaryInput!D4641)","v":""}]
[null,null,null,16,{"$f":"$C4661&D4680","v":"TAS SpareI16"},null,{"$f":"IF(CommentaryInput!D4642=0,\"\",CommentaryInput!D4642)","v":""}]
[null,null,null,17,{"$f":"$C4661&D4681","v":"TAS SpareI17"},null,{"$f":"IF(CommentaryInput!D4643=0,\"\",CommentaryInput!D4643)","v":""}]
[null,null,null,null,null,null,"Other"]
[null,null,null,18,{"$f":"$C4661&D4683","v":"TAS SpareI18"},null,{"$f":"IF(CommentaryInput!D4645=0,\"\",CommentaryInput!D4645)","v":""}]
[null,null,null,19,{"$f":"$C4661&D4684","v":"TAS SpareI19"},null,{"$f":"IF(CommentaryInput!D4646=0,\"\",CommentaryInput!D4646)","v":""}]
[null,null,null,20,{"$f":"$C4661&D4685","v":"TAS SpareI20"},null,{"$f":"IF(CommentaryInput!D4647=0,\"\",CommentaryInput!D4647)","v":""}]
[null,null,null,21,{"$f":"$C4661&D4686","v":"TAS SpareI21"},null,{"$f":"IF(CommentaryInput!D4648=0,\"\",CommentaryInput!D4648)","v":""}]
[null,null,null,22,{"$f":"$C4661&D4687","v":"TAS SpareI22"},null,{"$f":"IF(CommentaryInput!D4649=0,\"\",CommentaryInput!D4649)","v":""}]
[null,null,null,23,{"$f":"$C4661&D4688","v":"TAS SpareI23"},null,{"$f":"IF(CommentaryInput!D4650=0,\"\",CommentaryInput!D4650)","v":""}]
[null,null,null,24,{"$f":"$C4661&D4689","v":"TAS SpareI24"},null,{"$f":"IF(CommentaryInput!D4651=0,\"\",CommentaryInput!D4651)","v":""}]
[null,null,null,25,{"$f":"$C4661&D4690","v":"TAS SpareI25"},null,{"$f":"IF(CommentaryInput!D4652=0,\"\",CommentaryInput!D4652)","v":""}]
[]
[null,null,"TAS SpareJ"]
[]
[null,null,null,null,null,null,"MAIN SECTORS"]
[null,null,null,1,{"$f":"$C4692&D4695","v":"TAS SpareJ1"},null,{"$f":"IF(CommentaryInput!D4657=0,\"\",CommentaryInput!D4657)","v":""}]
[null,null,null,2,{"$f":"$C4692&D4696","v":"TAS SpareJ2"},null,{"$f":"IF(CommentaryInput!D4658=0,\"\",CommentaryInput!D4658)","v":""}]
[null,null,null,3,{"$f":"$C4692&D4697","v":"TAS SpareJ3"},null,{"$f":"IF(CommentaryInput!D4659=0,\"\",CommentaryInput!D4659)","v":""}]
[null,null,null,4,{"$f":"$C4692&D4698","v":"TAS SpareJ4"},null,{"$f":"IF(CommentaryInput!D4660=0,\"\",CommentaryInput!D4660)","v":""}]
[null,null,null,5,{"$f":"$C4692&D4699","v":"TAS SpareJ5"},null,{"$f":"IF(CommentaryInput!D4661=0,\"\",CommentaryInput!D4661)","v":""}]
[null,null,null,null,null,null,"MEDIUM SCENARIO"]
[null,null,null,null,null,null,"Summer"]
[null,null,null,8,{"$f":"$C4692&D4702","v":"TAS SpareJ8"},null,{"$f":"IF(CommentaryInput!D4664=0,\"\",CommentaryInput!D4664)","v":""}]
[null,null,null,9,{"$f":"$C4692&D4703","v":"TAS SpareJ9"},null,{"$f":"IF(CommentaryInput!D4665=0,\"\",CommentaryInput!D4665)","v":""}]
[null,null,null,10,{"$f":"$C4692&D4704","v":"TAS SpareJ10"},null,{"$f":"IF(CommentaryInput!D4666=0,\"\",CommentaryInput!D4666)","v":""}]
[null,null,null,11,{"$f":"$C4692&D4705","v":"TAS SpareJ11"},null,{"$f":"IF(CommentaryInput!D4667=0,\"\",CommentaryInput!D4667)","v":""}]
[null,null,null,12,{"$f":"$C4692&D4706","v":"TAS SpareJ12"},null,{"$f":"IF(CommentaryInput!D4668=0,\"\",CommentaryInput!D4668)","v":""}]
[null,null,null,null,null,null,"Winter"]
[null,null,null,13,{"$f":"$C4692&D4708","v":"TAS SpareJ13"},null,{"$f":"IF(CommentaryInput!D4670=0,\"\",CommentaryInput!D4670)","v":""}]
[null,null,null,14,{"$f":"$C4692&D4709","v":"TAS SpareJ14"},null,{"$f":"IF(CommentaryInput!D4671=0,\"\",CommentaryInput!D4671)","v":""}]
[null,null,null,15,{"$f":"$C4692&D4710","v":"TAS SpareJ15"},null,{"$f":"IF(CommentaryInput!D4672=0,\"\",CommentaryInput!D4672)","v":""}]
[null,null,null,16,{"$f":"$C4692&D4711","v":"TAS SpareJ16"},null,{"$f":"IF(CommentaryInput!D4673=0,\"\",CommentaryInput!D4673)","v":""}]
[null,null,null,17,{"$f":"$C4692&D4712","v":"TAS SpareJ17"},null,{"$f":"IF(CommentaryInput!D4674=0,\"\",CommentaryInput!D4674)","v":""}]
[null,null,null,null,null,null,"Other"]
[null,null,null,18,{"$f":"$C4692&D4714","v":"TAS SpareJ18"},null,{"$f":"IF(CommentaryInput!D4676=0,\"\",CommentaryInput!D4676)","v":""}]
[null,null,null,19,{"$f":"$C4692&D4715","v":"TAS SpareJ19"},null,{"$f":"IF(CommentaryInput!D4677=0,\"\",CommentaryInput!D4677)","v":""}]
[null,null,null,20,{"$f":"$C4692&D4716","v":"TAS SpareJ20"},null,{"$f":"IF(CommentaryInput!D4678=0,\"\",CommentaryInput!D4678)","v":""}]
[null,null,null,21,{"$f":"$C4692&D4717","v":"TAS SpareJ21"},null,{"$f":"IF(CommentaryInput!D4679=0,\"\",CommentaryInput!D4679)","v":""}]
[null,null,null,22,{"$f":"$C4692&D4718","v":"TAS SpareJ22"},null,{"$f":"IF(CommentaryInput!D4680=0,\"\",CommentaryInput!D4680)","v":""}]
[null,null,null,23,{"$f":"$C4692&D4719","v":"TAS SpareJ23"},null,{"$f":"IF(CommentaryInput!D4681=0,\"\",CommentaryInput!D4681)","v":""}]
[null,null,null,24,{"$f":"$C4692&D4720","v":"TAS SpareJ24"},null,{"$f":"IF(CommentaryInput!D4682=0,\"\",CommentaryInput!D4682)","v":""}]
[null,null,null,25,{"$f":"$C4692&D4721","v":"TAS SpareJ25"},null,{"$f":"IF(CommentaryInput!D4683=0,\"\",CommentaryInput!D4683)","v":""}]
[]
[null,null,"TAS SpareK"]
[]
[null,null,null,null,null,null,"MAIN SECTORS"]
[null,null,null,1,{"$f":"$C4723&D4726","v":"TAS SpareK1"},null,{"$f":"IF(CommentaryInput!D4688=0,\"\",CommentaryInput!D4688)","v":""}]
[null,null,null,2,{"$f":"$C4723&D4727","v":"TAS SpareK2"},null,{"$f":"IF(CommentaryInput!D4689=0,\"\",CommentaryInput!D4689)","v":""}]
[null,null,null,3,{"$f":"$C4723&D4728","v":"TAS SpareK3"},null,{"$f":"IF(CommentaryInput!D4690=0,\"\",CommentaryInput!D4690)","v":""}]
[null,null,null,4,{"$f":"$C4723&D4729","v":"TAS SpareK4"},null,{"$f":"IF(CommentaryInput!D4691=0,\"\",CommentaryInput!D4691)","v":""}]
[null,null,null,5,{"$f":"$C4723&D4730","v":"TAS SpareK5"},null,{"$f":"IF(CommentaryInput!D4692=0,\"\",CommentaryInput!D4692)","v":""}]
[null,null,null,null,null,null,"MEDIUM SCENARIO"]
[null,null,null,null,null,null,"Summer"]
[null,null,null,8,{"$f":"$C4723&D4733","v":"TAS SpareK8"},null,{"$f":"IF(CommentaryInput!D4695=0,\"\",CommentaryInput!D4695)","v":""}]
[null,null,null,9,{"$f":"$C4723&D4734","v":"TAS SpareK9"},null,{"$f":"IF(CommentaryInput!D4696=0,\"\",CommentaryInput!D4696)","v":""}]
[null,null,null,10,{"$f":"$C4723&D4735","v":"TAS SpareK10"},null,{"$f":"IF(CommentaryInput!D4697=0,\"\",CommentaryInput!D4697)","v":""}]
[null,null,null,11,{"$f":"$C4723&D4736","v":"TAS SpareK11"},null,{"$f":"IF(CommentaryInput!D4698=0,\"\",CommentaryInput!D4698)","v":""}]
[null,null,null,12,{"$f":"$C4723&D4737","v":"TAS SpareK12"},null,{"$f":"IF(CommentaryInput!D4699=0,\"\",CommentaryInput!D4699)","v":""}]
[null,null,null,null,null,null,"Winter"]
[null,null,null,13,{"$f":"$C4723&D4739","v":"TAS SpareK13"},null,{"$f":"IF(CommentaryInput!D4701=0,\"\",CommentaryInput!D4701)","v":""}]
[null,null,null,14,{"$f":"$C4723&D4740","v":"TAS SpareK14"},null,{"$f":"IF(CommentaryInput!D4702=0,\"\",CommentaryInput!D4702)","v":""}]
[null,null,null,15,{"$f":"$C4723&D4741","v":"TAS SpareK15"},null,{"$f":"IF(CommentaryInput!D4703=0,\"\",CommentaryInput!D4703)","v":""}]
[null,null,null,16,{"$f":"$C4723&D4742","v":"TAS SpareK16"},null,{"$f":"IF(CommentaryInput!D4704=0,\"\",CommentaryInput!D4704)","v":""}]
[null,null,null,17,{"$f":"$C4723&D4743","v":"TAS SpareK17"},null,{"$f":"IF(CommentaryInput!D4705=0,\"\",CommentaryInput!D4705)","v":""}]
[null,null,null,null,null,null,"Other"]
[null,null,null,18,{"$f":"$C4723&D4745","v":"TAS SpareK18"},null,{"$f":"IF(CommentaryInput!D4707=0,\"\",CommentaryInput!D4707)","v":""}]
[null,null,null,19,{"$f":"$C4723&D4746","v":"TAS SpareK19"},null,{"$f":"IF(CommentaryInput!D4708=0,\"\",CommentaryInput!D4708)","v":""}]
[null,null,null,20,{"$f":"$C4723&D4747","v":"TAS SpareK20"},null,{"$f":"IF(CommentaryInput!D4709=0,\"\",CommentaryInput!D4709)","v":""}]
[null,null,null,21,{"$f":"$C4723&D4748","v":"TAS SpareK21"},null,{"$f":"IF(CommentaryInput!D4710=0,\"\",CommentaryInput!D4710)","v":""}]
[null,null,null,22,{"$f":"$C4723&D4749","v":"TAS SpareK22"},null,{"$f":"IF(CommentaryInput!D4711=0,\"\",CommentaryInput!D4711)","v":""}]
[null,null,null,23,{"$f":"$C4723&D4750","v":"TAS SpareK23"},null,{"$f":"IF(CommentaryInput!D4712=0,\"\",CommentaryInput!D4712)","v":""}]
[null,null,null,24,{"$f":"$C4723&D4751","v":"TAS SpareK24"},null,{"$f":"IF(CommentaryInput!D4713=0,\"\",CommentaryInput!D4713)","v":""}]
[null,null,null,25,{"$f":"$C4723&D4752","v":"TAS SpareK25"},null,{"$f":"IF(CommentaryInput!D4714=0,\"\",CommentaryInput!D4714)","v":""}]
[]
[null,null,"TAS SpareL"]
[]
[null,null,null,null,null,null,"MAIN SECTORS"]
[null,null,null,1,{"$f":"$C4754&D4757","v":"TAS SpareL1"},null,{"$f":"IF(CommentaryInput!D4719=0,\"\",CommentaryInput!D4719)","v":""}]
[null,null,null,2,{"$f":"$C4754&D4758","v":"TAS SpareL2"},null,{"$f":"IF(CommentaryInput!D4720=0,\"\",CommentaryInput!D4720)","v":""}]
[null,null,null,3,{"$f":"$C4754&D4759","v":"TAS SpareL3"},null,{"$f":"IF(CommentaryInput!D4721=0,\"\",CommentaryInput!D4721)","v":""}]
[null,null,null,4,{"$f":"$C4754&D4760","v":"TAS SpareL4"},null,{"$f":"IF(CommentaryInput!D4722=0,\"\",CommentaryInput!D4722)","v":""}]
[null,null,null,5,{"$f":"$C4754&D4761","v":"TAS SpareL5"},null,{"$f":"IF(CommentaryInput!D4723=0,\"\",CommentaryInput!D4723)","v":""}]
[null,null,null,null,null,null,"MEDIUM SCENARIO"]
[null,null,null,null,null,null,"Summer"]
[null,null,null,8,{"$f":"$C4754&D4764","v":"TAS SpareL8"},null,{"$f":"IF(CommentaryInput!D4726=0,\"\",CommentaryInput!D4726)","v":""}]
[null,null,null,9,{"$f":"$C4754&D4765","v":"TAS SpareL9"},null,{"$f":"IF(CommentaryInput!D4727=0,\"\",CommentaryInput!D4727)","v":""}]
[null,null,null,10,{"$f":"$C4754&D4766","v":"TAS SpareL10"},null,{"$f":"IF(CommentaryInput!D4728=0,\"\",CommentaryInput!D4728)","v":""}]
[null,null,null,11,{"$f":"$C4754&D4767","v":"TAS SpareL11"},null,{"$f":"IF(CommentaryInput!D4729=0,\"\",CommentaryInput!D4729)","v":""}]
[null,null,null,12,{"$f":"$C4754&D4768","v":"TAS SpareL12"},null,{"$f":"IF(CommentaryInput!D4730=0,\"\",CommentaryInput!D4730)","v":""}]
[null,null,null,null,null,null,"Winter"]
[null,null,null,13,{"$f":"$C4754&D4770","v":"TAS SpareL13"},null,{"$f":"IF(CommentaryInput!D4732=0,\"\",CommentaryInput!D4732)","v":""}]
[null,null,null,14,{"$f":"$C4754&D4771","v":"TAS SpareL14"},null,{"$f":"IF(CommentaryInput!D4733=0,\"\",CommentaryInput!D4733)","v":""}]
[null,null,null,15,{"$f":"$C4754&D4772","v":"TAS SpareL15"},null,{"$f":"IF(CommentaryInput!D4734=0,\"\",CommentaryInput!D4734)","v":""}]
[null,null,null,16,{"$f":"$C4754&D4773","v":"TAS SpareL16"},null,{"$f":"IF(CommentaryInput!D4735=0,\"\",CommentaryInput!D4735)","v":""}]
[null,null,null,17,{"$f":"$C4754&D4774","v":"TAS SpareL17"},null,{"$f":"IF(CommentaryInput!D4736=0,\"\",CommentaryInput!D4736)","v":""}]
[null,null,null,null,null,null,"Other"]
[null,null,null,18,{"$f":"$C4754&D4776","v":"TAS SpareL18"},null,{"$f":"IF(CommentaryInput!D4738=0,\"\",CommentaryInput!D4738)","v":""}]
[null,null,null,19,{"$f":"$C4754&D4777","v":"TAS SpareL19"},null,{"$f":"IF(CommentaryInput!D4739=0,\"\",CommentaryInput!D4739)","v":""}]
[null,null,null,20,{"$f":"$C4754&D4778","v":"TAS SpareL20"},null,{"$f":"IF(CommentaryInput!D4740=0,\"\",CommentaryInput!D4740)","v":""}]
[null,null,null,21,{"$f":"$C4754&D4779","v":"TAS SpareL21"},null,{"$f":"IF(CommentaryInput!D4741=0,\"\",CommentaryInput!D4741)","v":""}]
[null,null,null,22,{"$f":"$C4754&D4780","v":"TAS SpareL22"},null,{"$f":"IF(CommentaryInput!D4742=0,\"\",CommentaryInput!D4742)","v":""}]
[null,null,null,23,{"$f":"$C4754&D4781","v":"TAS SpareL23"},null,{"$f":"IF(CommentaryInput!D4743=0,\"\",CommentaryInput!D4743)","v":""}]
[null,null,null,24,{"$f":"$C4754&D4782","v":"TAS SpareL24"},null,{"$f":"IF(CommentaryInput!D4744=0,\"\",CommentaryInput!D4744)","v":""}]
[null,null,null,25,{"$f":"$C4754&D4783","v":"TAS SpareL25"},null,{"$f":"IF(CommentaryInput!D4745=0,\"\",CommentaryInput!D4745)","v":""}]
[]
[null,null,"TAS SpareM"]
[]
[null,null,null,null,null,null,"MAIN SECTORS"]
[null,null,null,1,{"$f":"$C4785&D4788","v":"TAS SpareM1"},null,{"$f":"IF(CommentaryInput!D4750=0,\"\",CommentaryInput!D4750)","v":""}]
[null,null,null,2,{"$f":"$C4785&D4789","v":"TAS SpareM2"},null,{"$f":"IF(CommentaryInput!D4751=0,\"\",CommentaryInput!D4751)","v":""}]
[null,null,null,3,{"$f":"$C4785&D4790","v":"TAS SpareM3"},null,{"$f":"IF(CommentaryInput!D4752=0,\"\",CommentaryInput!D4752)","v":""}]
[null,null,null,4,{"$f":"$C4785&D4791","v":"TAS SpareM4"},null,{"$f":"IF(CommentaryInput!D4753=0,\"\",CommentaryInput!D4753)","v":""}]
[null,null,null,5,{"$f":"$C4785&D4792","v":"TAS SpareM5"},null,{"$f":"IF(CommentaryInput!D4754=0,\"\",CommentaryInput!D4754)","v":""}]
[null,null,null,null,null,null,"MEDIUM SCENARIO"]
[null,null,null,null,null,null,"Summer"]
[null,null,null,8,{"$f":"$C4785&D4795","v":"TAS SpareM8"},null,{"$f":"IF(CommentaryInput!D4757=0,\"\",CommentaryInput!D4757)","v":""}]
[null,null,null,9,{"$f":"$C4785&D4796","v":"TAS SpareM9"},null,{"$f":"IF(CommentaryInput!D4758=0,\"\",CommentaryInput!D4758)","v":""}]
[null,null,null,10,{"$f":"$C4785&D4797","v":"TAS SpareM10"},null,{"$f":"IF(CommentaryInput!D4759=0,\"\",CommentaryInput!D4759)","v":""}]
[null,null,null,11,{"$f":"$C4785&D4798","v":"TAS SpareM11"},null,{"$f":"IF(CommentaryInput!D4760=0,\"\",CommentaryInput!D4760)","v":""}]
[null,null,null,12,{"$f":"$C4785&D4799","v":"TAS SpareM12"},null,{"$f":"IF(CommentaryInput!D4761=0,\"\",CommentaryInput!D4761)","v":""}]
[null,null,null,null,null,null,"Winter"]
[null,null,null,13,{"$f":"$C4785&D4801","v":"TAS SpareM13"},null,{"$f":"IF(CommentaryInput!D4763=0,\"\",CommentaryInput!D4763)","v":""}]
[null,null,null,14,{"$f":"$C4785&D4802","v":"TAS SpareM14"},null,{"$f":"IF(CommentaryInput!D4764=0,\"\",CommentaryInput!D4764)","v":""}]
[null,null,null,15,{"$f":"$C4785&D4803","v":"TAS SpareM15"},null,{"$f":"IF(CommentaryInput!D4765=0,\"\",CommentaryInput!D4765)","v":""}]
[null,null,null,16,{"$f":"$C4785&D4804","v":"TAS SpareM16"},null,{"$f":"IF(CommentaryInput!D4766=0,\"\",CommentaryInput!D4766)","v":""}]
[null,null,null,17,{"$f":"$C4785&D4805","v":"TAS SpareM17"},null,{"$f":"IF(CommentaryInput!D4767=0,\"\",CommentaryInput!D4767)","v":""}]
[null,null,null,null,null,null,"Other"]
[null,null,null,18,{"$f":"$C4785&D4807","v":"TAS SpareM18"},null,{"$f":"IF(CommentaryInput!D4769=0,\"\",CommentaryInput!D4769)","v":""}]
[null,null,null,19,{"$f":"$C4785&D4808","v":"TAS SpareM19"},null,{"$f":"IF(CommentaryInput!D4770=0,\"\",CommentaryInput!D4770)","v":""}]
[null,null,null,20,{"$f":"$C4785&D4809","v":"TAS SpareM20"},null,{"$f":"IF(CommentaryInput!D4771=0,\"\",CommentaryInput!D4771)","v":""}]
[null,null,null,21,{"$f":"$C4785&D4810","v":"TAS SpareM21"},null,{"$f":"IF(CommentaryInput!D4772=0,\"\",CommentaryInput!D4772)","v":""}]
[null,null,null,22,{"$f":"$C4785&D4811","v":"TAS SpareM22"},null,{"$f":"IF(CommentaryInput!D4773=0,\"\",CommentaryInput!D4773)","v":""}]
[null,null,null,23,{"$f":"$C4785&D4812","v":"TAS SpareM23"},null,{"$f":"IF(CommentaryInput!D4774=0,\"\",CommentaryInput!D4774)","v":""}]
[null,null,null,24,{"$f":"$C4785&D4813","v":"TAS SpareM24"},null,{"$f":"IF(CommentaryInput!D4775=0,\"\",CommentaryInput!D4775)","v":""}]
[null,null,null,25,{"$f":"$C4785&D4814","v":"TAS SpareM25"},null,{"$f":"IF(CommentaryInput!D4776=0,\"\",CommentaryInput!D4776)","v":""}]

{"sheet":"DataSelection","index":4,"n_rows":30002,"n_cols":70,"rows_kept":2250,"cut":true,"hidden":true,"merged":[[47,53,47,56],[48,53,48,56],[42,53,42,56],[43,53,43,56],[44,53,44,56],[45,53,45,56],[46,53,46,56],[37,53,37,56],[38,53,38,56],[39,53,39,56],[40,53,40,56],[41,53,41,56]],"bounds":{"rows_first":1000,"rows_last":250,"rows_between":1000,"halvings":1}}
[]
[null,{"$f":"\"DATA LAST UPDATED \"& TEXT(DataInput!D2,\"dd/mm/yyyy\")","v":"DATA LAST UPDATED 18/07/2016"}]
[]
[null,"State/DB Selection",null,null,{"$f":"DataInput!B4","v":"Region"},{"$f":"DataInput!C4","v":"cpID"},{"$f":"DataInput!D4","v":"Name"},{"$f":"DataInput!E4","v":"DB/DNSP"},{"$f":"DataInput!F4","v":"Season"},{"$f":"DataInput!G4","v":"reconciled"},{"$f":"DataInput!H4","v":"Year"},{"$f":"DataInput!I4","v":"Percentile"},{"$f":"DataInput!J4","v":"MW"},{"$f":"DataInput!K4","v":"divFactor"},null,null,"State/CP",null,"Unique State/CP",null,null,"CP Selection",null,null,{"$f":"E4","v":"Region"},{"$f":"F4","v":"cpID"},"Name","DB/DNSP","Season","reconciled","Year","Percentile","MW","divFactor"]
[null,"State/DB",null,null,null,null,null,null,null,null,null,null,null,null,null,null,null,null,{"$f":"COUNTIF(S11:S110,\"*\"&B8&\" *\")","v":78},null,null,"CP List #"]
[null,1,null,null,null,null,null,null,null,null,null,null,null,null,null,null,null,null,null,null,null,1,null,null,null,null,null,null,null,null,null,null,null,null,null,null,null,null,null,null,null,null,null,null,null,null,null,null,null,null,null,null,null,null,null,null,null,null,null,null,null,null,null,null,null,null,null,null,"May need to extend these cols as wer go forward in years."]
[null,{"$f":"INDEX(Lists_Selections!E4:E9,DataSelection!B6,)","v":"QLD - ALL"},null,null,null,null,null,null,null,null,null,null,null,null,null,null,null,null,null,null,null,"CP NAME"]
[null,{"$f":"INDEX(Lists_Selections!F4:F9,DataSelection!B6,)","v":"QLD"},null,null,null,null,null,null,null,null,null,null,null,null,null,null,null,null,null,null,null,{"$f":"LOOKUP(V6,R11:R110,S11:S110)","v":"QLD Abermain - Middle Ridge Loop"}]
[null,{"$f":"INDEX(Lists_Selections!G4:G9,DataSelection!B6,)","v":"ALL"},null,null,null,null,null,null,null,null,null,null,null,null,null,null,null,null,null,null,null,{"$f":"TRIM(SUBSTITUTE(LOOKUP(V6,R11:R110,S11:S110),B8,\"\",1))","v":"Abermain - Middle Ridge Loop"},null,null,null,null,null,null,null,null,null,null,null,null,null,null,null,null,null,null,null,null,null,null,null,null,null,null,null,"Note that PIMBA does not display correctly. Historical TCAs sum to zero and so the formula returns na()."]
[null,"ALL",null,null,null,null,null,null,null,null,null,null,null,null,null,null,null,null,"  ",null,null,null,null,null,null,null,null,null,null,null,null,null,null,null,null,null,null,null,null,null,null,null,null,null,null,null,null,null,null,"This is done because summing #N/A values also returns zero."]
[null,{"$f":"IF(DataInput!#REF!=$B$8,IF($B$9=$B$10,TRUE,IF(DataInput!#REF!=$B$9,TRUE,FALSE)))","v":{"$error":"#REF!"}},null,null,{"$f":"IF(B11=TRUE,DataInput!#REF!,NA())","v":{"$error":"#REF!"}},{"$f":"IF($E11=DataInput!#REF!,DataInput!#REF!,NA())","v":{"$error":"#REF!"}},{"$f":"IF($E11=DataInput!#REF!,DataInput!#REF!,NA())","v":{"$error":"#REF!"}},{"$f":"IF($E11=DataInput!#REF!,DataInput!#REF!,NA())","v":{"$error":"#REF!"}},{"$f":"IF($E11=DataInput!#REF!,DataInput!#REF!,NA())","v":{"$error":"#REF!"}},{"$f":"IF($E11=DataInput!#REF!,DataInput!#REF!,NA())","v":{"$error":"#REF!"}},{"$f":"IF($E11=DataInput!#REF!,DataInput!#REF!,NA())","v":{"$error":"#REF!"}},{"$f":"IF($E11=DataInput!#REF!,DataInput!#REF!,NA())","v":{"$error":"#REF!"}},{"$f":"IF($E11=DataInput!#REF!,DataInput!#REF!,NA())","v":{"$error":"#REF!"}},{"$f":"IF($E11=DataInput!#REF!,DataInput!#REF!,NA())","v":{"$error":"#REF!"}},null,null,{"$f":"IF(OR(ISERROR(E11),ISERROR(G11)),\"  \",E11&\" \"&G11)","v":"  "},1,{"$f":"Lists_Selections!H4","v":"QLD Abermain - Middle Ridge Loop"},null,null,{"$f":"IF(ISERROR(G11),FALSE,IF($V$9=G11,TRUE,FALSE))","v":false},null,null,{"$f":"IF($V11=TRUE,E11,NA())","v":{"$error":"#N/A"}},{"$error":"#N/A"},{"$error":"#N/A"},{"$error":"#N/A"},{"$error":"#N/A"},{"$error":"#N/A"},{"$error":"#N/A"},{"$error":"#N/A"},{"$error":"#N/A"},{"$error":"#N/A"}]
[null,{"$f":"IF(DataInput!B11=$B$8,IF($B$9=$B$10,TRUE,IF(DataInput!E11=$B$9,TRUE,FALSE)))","v":true},null,null,{"$f":"IF(B12=TRUE,DataInput!B11,NA())","v":"QLD"},{"$f":"IF($E12=DataInput!$B11,DataInput!C11,NA())","v":"GreaterTownsville"},{"$f":"IF($E12=DataInput!$B11,DataInput!D11,NA())","v":"Greater Townsville Loop"},{"$f":"IF($E12=DataInput!$B11,DataInput!E11,NA())","v":"Ergon"},{"$f":"IF($E12=DataInput!$B11,DataInput!F11,NA())","v":"Summer"},{"$f":"IF($E12=DataInput!$B11,DataInput!G11,NA())","v":"Non-Coincident"},{"$f":"IF($E12=DataInput!$B11,DataInput!H11,NA())","v":2017},{"$f":"IF($E12=DataInput!$B11,DataInput!I11,NA())","v":"POE10"},{"$f":"IF($E12=DataInput!$B11,DataInput!J11,NA())","v":298.44638207647603},{"$f":"IF($E12=DataInput!$B11,DataInput!K11,NA())","v":0.901680762729545},null,null,{"$f":"IF(OR(ISERROR(E12),ISERROR(G12)),\"  \",E12&\" \"&G12)","v":"QLD Greater Townsville Loop"},2,{"$f":"Lists_Selections!H5","v":"QLD Abermain 33"},null,null,{"$f":"IF(ISERROR(G12),FALSE,IF($V$9=G12,TRUE,FALSE))","v":false},null,null,{"$f":"IF($V12=TRUE,E12,NA())","v":{"$error":"#N/A"}},{"$f":"IF($V12=TRUE,F12,NA())","v":{"$error":"#N/A"}},{"$f":"IF($V12=TRUE,G12,NA())","v":{"$error":"#N/A"}},{"$f":"IF($V12=TRUE,H12,NA())","v":{"$error":"#N/A"}},{"$f":"IF($V12=TRUE,I12,NA())","v":{"$error":"#N/A"}},{"$f":"IF($V12=TRUE,J12,NA())","v":{"$error":"#N/A"}},{"$f":"IF($V12=TRUE,K12,NA())","v":{"$error":"#N/A"}},{"$f":"IF($V12=TRUE,L12,NA())","v":{"$error":"#N/A"}},{"$f":"IF($V12=TRUE,M12,NA())","v":{"$error":"#N/A"}},{"$f":"IF($V12=TRUE,N12,NA())","v":{"$error":"#N/A"}}]
[null,{"$f":"IF(DataInput!B12=$B$8,IF($B$9=$B$10,TRUE,IF(DataInput!E12=$B$9,TRUE,FALSE)))","v":true},null,null,{"$f":"IF(B13=TRUE,DataInput!B12,NA())","v":"QLD"},{"$f":"IF($E13=DataInput!$B12,DataInput!C12,NA())","v":"GreaterTownsville"},{"$f":"IF($E13=DataInput!$B12,DataInput!D12,NA())","v":"Greater Townsville Loop"},{"$f":"IF($E13=DataInput!$B12,DataInput!E12,NA())","v":"Ergon"},{"$f":"IF($E13=DataInput!$B12,DataInput!F12,NA())","v":"Summer"},{"$f":"IF($E13=DataInput!$B12,DataInput!G12,NA())","v":"Non-Coincident"},{"$f":"IF($E13=DataInput!$B12,DataInput!H12,NA())","v":2018},{"$f":"IF($E13=DataInput!$B12,DataInput!I12,NA())","v":"POE10"},{"$f":"IF($E13=DataInput!$B12,DataInput!J12,NA())","v":295.29058604073401},{"$f":"IF($E13=DataInput!$B12,DataInput!K12,NA())","v":0.907497782921871},null,null,"QLD Greater Townsville Loop",3,{"$f":"Lists_Selections!H6","v":"QLD Alan Sherriff"},null,null,false,null,null,{"$error":"#N/A"},{"$error":"#N/A"},{"$error":"#N/A"},{"$error":"#N/A"},{"$error":"#N/A"},{"$error":"#N/A"},{"$error":"#N/A"},{"$error":"#N/A"},{"$error":"#N/A"},{"$error":"#N/A"},null,null,null,null,"DATA REPORTED",null,"Identifiers",null,"Summer","1999-00","2000-01","2001-02","2002-03","2003-04","2004-05","2005-06","2006-07","2007-08","2008-09","2009-10","2010-11","2011-12","2012-13","2013-14","2014-15","2015-16","2016-17","2017-18","2018-19","2019-20","2020-21","2021-22","2022-23","2023-24","2024-25","2025-26"]
[null,{"$f":"IF(DataInput!B13=$B$8,IF($B$9=$B$10,TRUE,IF(DataInput!E13=$B$9,TRUE,FALSE)))","v":true},null,null,{"$f":"IF(B14=TRUE,DataInput!B13,NA())","v":"QLD"},{"$f":"IF($E14=DataInput!$B13,DataInput!C13,NA())","v":"GreaterTownsville"},{"$f":"IF($E14=DataInput!$B13,DataInput!D13,NA())","v":"Greater Townsville Loop"},{"$f":"IF($E14=DataInput!$B13,DataInput!E13,NA())","v":"Ergon"},{"$f":"IF($E14=DataInput!$B13,DataInput!F13,NA())","v":"Summer"},{"$f":"IF($E14=DataInput!$B13,DataInput!G13,NA())","v":"Non-Coincident"},{"$f":"IF($E14=DataInput!$B13,DataInput!H13,NA())","v":2019},{"$f":"IF($E14=DataInput!$B13,DataInput!I13,NA())","v":"POE10"},{"$f":"IF($E14=DataInput!$B13,DataInput!J13,NA())","v":293.45855206882499},{"$f":"IF($E14=DataInput!$B13,DataInput!K13,NA())","v":0.90840545086618296},null,null,"QLD Greater Townsville Loop",4,{"$f":"Lists_Selections!H7","v":"QLD Algester"},null,null,false,null,null,{"$error":"#N/A"},{"$error":"#N/A"},{"$error":"#N/A"},{"$error":"#N/A"},{"$error":"#N/A"},{"$error":"#N/A"},{"$error":"#N/A"},{"$error":"#N/A"},{"$error":"#N/A"},{"$error":"#N/A"},null,null,null,null,null,null,null,null,null,2000,2001,2002,2003,2004,2005,2006,2007,2008,2009,2010,2011,2012,2013,2014,2015,2016,2017,2018,2019,2020,2021,2022,2023,2024,2025,2026]
[null,{"$f":"IF(DataInput!B14=$B$8,IF($B$9=$B$10,TRUE,IF(DataInput!E14=$B$9,TRUE,FALSE)))","v":true},null,null,{"$f":"IF(B15=TRUE,DataInput!B14,NA())","v":"QLD"},{"$f":"IF($E15=DataInput!$B14,DataInput!C14,NA())","v":"GreaterTownsville"},{"$f":"IF($E15=DataInput!$B14,DataInput!D14,NA())","v":"Greater Townsville Loop"},{"$f":"IF($E15=DataInput!$B14,DataInput!E14,NA())","v":"Ergon"},{"$f":"IF($E15=DataInput!$B14,DataInput!F14,NA())","v":"Summer"},{"$f":"IF($E15=DataInput!$B14,DataInput!G14,NA())","v":"Non-Coincident"},{"$f":"IF($E15=DataInput!$B14,DataInput!H14,NA())","v":2020},{"$f":"IF($E15=DataInput!$B14,DataInput!I14,NA())","v":"POE10"},{"$f":"IF($E15=DataInput!$B14,DataInput!J14,NA())","v":294.54142032102902},{"$f":"IF($E15=DataInput!$B14,DataInput!K14,NA())","v":0.90859173398284598},null,null,"QLD Greater Townsville Loop",5,{"$f":"Lists_Selections!H8","v":"QLD Alligator Creek 132"},null,null,false,null,null,{"$error":"#N/A"},{"$error":"#N/A"},{"$error":"#N/A"},{"$error":"#N/A"},{"$error":"#N/A"},{"$error":"#N/A"},{"$error":"#N/A"},{"$error":"#N/A"},{"$error":"#N/A"},{"$error":"#N/A"},null,null,null,null,null,null,null,null,"Winter",1999,2000,2001,2002,2003,2004,2005,2006,2007,2008,2009,2010,2011,2012,2013,2014,2015,2016,2017,2018,2019,2020,2021,2022,2023,2024,2025]
[null,{"$f":"IF(DataInput!B15=$B$8,IF($B$9=$B$10,TRUE,IF(DataInput!E15=$B$9,TRUE,FALSE)))","v":true},null,null,{"$f":"IF(B16=TRUE,DataInput!B15,NA())","v":"QLD"},{"$f":"IF($E16=DataInput!$B15,DataInput!C15,NA())","v":"GreaterTownsville"},{"$f":"IF($E16=DataInput!$B15,DataInput!D15,NA())","v":"Greater Townsville Loop"},{"$f":"IF($E16=DataInput!$B15,DataInput!E15,NA())","v":"Ergon"},{"$f":"IF($E16=DataInput!$B15,DataInput!F15,NA())","v":"Summer"},{"$f":"IF($E16=DataInput!$B15,DataInput!G15,NA())","v":"Non-Coincident"},{"$f":"IF($E16=DataInput!$B15,DataInput!H15,NA())","v":2021},{"$f":"IF($E16=DataInput!$B15,DataInput!I15,NA())","v":"POE10"},{"$f":"IF($E16=DataInput!$B15,DataInput!J15,NA())","v":294.35035440915902},{"$f":"IF($E16=DataInput!$B15,DataInput!K15,NA())","v":0.90352413417496902},null,null,"QLD Greater Townsville Loop",6,{"$f":"Lists_Selections!H9","v":"QLD Alligator Creek 33"},null,null,false,null,null,{"$error":"#N/A"},{"$error":"#N/A"},{"$error":"#N/A"},{"$error":"#N/A"},{"$error":"#N/A"},{"$error":"#N/A"},{"$error":"#N/A"},{"$error":"#N/A"},{"$error":"#N/A"},{"$error":"#N/A"},null,null,null,null,"SUMMER (MW)"]
[null,{"$f":"IF(DataInput!B16=$B$8,IF($B$9=$B$10,TRUE,IF(DataInput!E16=$B$9,TRUE,FALSE)))","v":true},null,null,{"$f":"IF(B17=TRUE,DataInput!B16,NA())","v":"QLD"},{"$f":"IF($E17=DataInput!$B16,DataInput!C16,NA())","v":"GreaterTownsville"},{"$f":"IF($E17=DataInput!$B16,DataInput!D16,NA())","v":"Greater Townsville Loop"},{"$f":"IF($E17=DataInput!$B16,DataInput!E16,NA())","v":"Ergon"},{"$f":"IF($E17=DataInput!$B16,DataInput!F16,NA())","v":"Summer"},{"$f":"IF($E17=DataInput!$B16,DataInput!G16,NA())","v":"Non-Coincident"},{"$f":"IF($E17=DataInput!$B16,DataInput!H16,NA())","v":2022},{"$f":"IF($E17=DataInput!$B16,DataInput!I16,NA())","v":"POE10"},{"$f":"IF($E17=DataInput!$B16,DataInput!J16,NA())","v":294.793853497378},{"$f":"IF($E17=DataInput!$B16,DataInput!K16,NA())","v":0.90362483780665204},null,null,"QLD Greater Townsville Loop",7,{"$f":"Lists_Selections!H10","v":"QLD Ashgrove West 110"},null,null,false,null,null,{"$error":"#N/A"},{"$error":"#N/A"},{"$error":"#N/A"},{"$error":"#N/A"},{"$error":"#N/A"},{"$error":"#N/A"},{"$error":"#N/A"},{"$error":"#N/A"},{"$error":"#N/A"},{"$error":"#N/A"},null,null,null,null,"Actual",null,"Summer","Non-Coincident","Actual",{"$f":"IF(SUMIFS($AG$11:$AG$30002,$AC$11:$AC$30002,$AO17,$AD$11:$AD$30002,$AP17,$AF$11:$AF$30002,$AQ17,$AE$11:$AE$30002,AR$14)=0,NA(),SUMIFS($AG$11:$AG$30002,$AC$11:$AC$30002,$AO17,$AD$11:$AD$30002,$AP17,$AF$11:$AF$30002,$AQ17,$AE$11:$AE$30002,AR$14))","v":{"$error":"#N/A"}},{"$f":"IF(SUMIFS($AG$11:$AG$30002,$AC$11:$AC$30002,$AO17,$AD$11:$AD$30002,$AP17,$AF$11:$AF$30002,$AQ17,$AE$11:$AE$30002,AS$14)=0,NA(),SUMIFS($AG$11:$AG$30002,$AC$11:$AC$30002,$AO17,$AD$11:$AD$30002,$AP17,$AF$11:$AF$30002,$AQ17,$AE$11:$AE$30002,AS$14))","v":{"$error":"#N/A"}},{"$error":"#N/A"},{"$error":"#N/A"},{"$error":"#N/A"},{"$error":"#N/A"},{"$error":"#N/A"},74.346689999999995,63.956175999999999,80.710390000000004,88.617707999999993,75.106511999999995,82.302357999999998,84.157892000000004,90.863668000000004,87.301022000000003,89.737499999999997,{"$error":"#N/A"},{"$error":"#N/A"},{"$error":"#N/A"},{"$error":"#N/A"},{"$error":"#N/A"},{"$error":"#N/A"},{"$error":"#N/A"},{"$error":"#N/A"},{"$error":"#N/A"},{"$error":"#N/A"}]
[null,{"$f":"IF(DataInput!B17=$B$8,IF($B$9=$B$10,TRUE,IF(DataInput!E17=$B$9,TRUE,FALSE)))","v":true},null,null,{"$f":"IF(B18=TRUE,DataInput!B17,NA())","v":"QLD"},{"$f":"IF($E18=DataInput!$B17,DataInput!C17,NA())","v":"GreaterTownsville"},{"$f":"IF($E18=DataInput!$B17,DataInput!D17,NA())","v":"Greater Townsville Loop"},{"$f":"IF($E18=DataInput!$B17,DataInput!E17,NA())","v":"Ergon"},{"$f":"IF($E18=DataInput!$B17,DataInput!F17,NA())","v":"Summer"},{"$f":"IF($E18=DataInput!$B17,DataInput!G17,NA())","v":"Non-Coincident"},{"$f":"IF($E18=DataInput!$B17,DataInput!H17,NA())","v":2023},{"$f":"IF($E18=DataInput!$B17,DataInput!I17,NA())","v":"POE10"},{"$f":"IF($E18=DataInput!$B17,DataInput!J17,NA())","v":293.28401097846802},{"$f":"IF($E18=DataInput!$B17,DataInput!K17,NA())","v":0.90362345928457699},null,null,"QLD Greater Townsville Loop",8,{"$f":"Lists_Selections!H11","v":"QLD Ashgrove West 33"},null,null,false,null,null,{"$error":"#N/A"},{"$error":"#N/A"},{"$error":"#N/A"},{"$error":"#N/A"},{"$error":"#N/A"},{"$error":"#N/A"},{"$error":"#N/A"},{"$error":"#N/A"},{"$error":"#N/A"},{"$error":"#N/A"},null,null,null,null,"Temp. corrected actual 10%",null,"Summer","Non-Coincident","TempCorrActualPOE10",{"$f":"IF(SUMIFS($AG$11:$AG$30002,$AC$11:$AC$30002,$AO18,$AD$11:$AD$30002,$AP18,$AF$11:$AF$30002,$AQ18,$AE$11:$AE$30002,AR14)=0,NA(),SUMIFS($AG$11:$AG$30002,$AC$11:$AC$30002,$AO18,$AD$11:$AD$30002,$AP18,$AF$11:$AF$30002,$AQ18,$AE$11:$AE$30002,AR14))","v":{"$error":"#N/A"}},{"$error":"#N/A"},{"$error":"#N/A"},{"$error":"#N/A"},{"$error":"#N/A"},{"$error":"#N/A"},{"$f":"IF(SUMIFS($AG$11:$AG$30002,$AC$11:$AC$30002,$AO18,$AD$11:$AD$30002,$AP18,$AF$11:$AF$30002,$AQ18,$AE$11:$AE$30002,AX14)=0,NA(),SUMIFS($AG$11:$AG$30002,$AC$11:$AC$30002,$AO18,$AD$11:$AD$30002,$AP18,$AF$11:$AF$30002,$AQ18,$AE$11:$AE$30002,AX14))","v":{"$error":"#N/A"}},78.116588042786205,76.442964244872101,88.479752260963593,90.470550412361803,86.353225046625994,87.186219451975902,90.608422029302304,95.536593753896796,97.326647538554596,94.932019181285597,{"$error":"#N/A"},{"$error":"#N/A"},{"$error":"#N/A"},{"$error":"#N/A"},{"$error":"#N/A"},{"$error":"#N/A"},{"$error":"#N/A"},{"$error":"#N/A"},{"$f":"IF(SUMIFS($AG$11:$AG$30002,$AC$11:$AC$30002,$AO18,$AD$11:$AD$30002,$AP18,$AF$11:$AF$30002,$AQ18,$AE$11:$AE$30002,BQ14)=0,NA(),SUMIFS($AG$11:$AG$30002,$AC$11:$AC$30002,$AO18,$AD$11:$AD$30002,$AP18,$AF$11:$AF$30002,$AQ18,$AE$11:$AE$30002,BQ14))","v":{"$error":"#N/A"}},{"$f":"IF(SUMIFS($AG$11:$AG$30002,$AC$11:$AC$30002,$AO18,$AD$11:$AD$30002,$AP18,$AF$11:$AF$30002,$AQ18,$AE$11:$AE$30002,BR14)=0,NA(),SUMIFS($AG$11:$AG$30002,$AC$11:$AC$30002,$AO18,$AD$11:$AD$30002,$AP18,$AF$11:$AF$30002,$AQ18,$AE$11:$AE$30002,BR14))","v":{"$error":"#N/A"}}]
[null,{"$f":"IF(DataInput!B18=$B$8,IF($B$9=$B$10,TRUE,IF(DataInput!E18=$B$9,TRUE,FALSE)))","v":true},null,null,{"$f":"IF(B19=TRUE,DataInput!B18,NA())","v":"QLD"},{"$f":"IF($E19=DataInput!$B18,DataInput!C18,NA())","v":"GreaterTownsville"},{"$f":"IF($E19=DataInput!$B18,DataInput!D18,NA())","v":"Greater Townsville Loop"},{"$f":"IF($E19=DataInput!$B18,DataInput!E18,NA())","v":"Ergon"},{"$f":"IF($E19=DataInput!$B18,DataInput!F18,NA())","v":"Summer"},{"$f":"IF($E19=DataInput!$B18,DataInput!G18,NA())","v":"Non-Coincident"},{"$f":"IF($E19=DataInput!$B18,DataInput!H18,NA())","v":2024},{"$f":"IF($E19=DataInput!$B18,DataInput!I18,NA())","v":"POE10"},{"$f":"IF($E19=DataInput!$B18,DataInput!J18,NA())","v":298.24097210708402},{"$f":"IF($E19=DataInput!$B18,DataInput!K18,NA())","v":0.90362917589403302},null,null,"QLD Greater Townsville Loop",9,{"$f":"Lists_Selections!H12","v":"QLD Belmont Wecker Road 110"},null,null,false,null,null,{"$error":"#N/A"},{"$error":"#N/A"},{"$error":"#N/A"},{"$error":"#N/A"},{"$error":"#N/A"},{"$error":"#N/A"},{"$error":"#N/A"},{"$error":"#N/A"},{"$error":"#N/A"},{"$error":"#N/A"},null,null,null,null,"Temp. corrected actual 50%",null,"Summer","Non-Coincident","TempCorrActualPOE50",{"$f":"IF(SUMIFS($AG$11:$AG$30002,$AC$11:$AC$30002,$AO19,$AD$11:$AD$30002,$AP19,$AF$11:$AF$30002,$AQ19,$AE$11:$AE$30002,AR14)=0,NA(),SUMIFS($AG$11:$AG$30002,$AC$11:$AC$30002,$AO19,$AD$11:$AD$30002,$AP19,$AF$11:$AF$30002,$AQ19,$AE$11:$AE$30002,AR14))","v":{"$error":"#N/A"}},{"$error":"#N/A"},{"$error":"#N/A"},{"$error":"#N/A"},{"$error":"#N/A"},{"$error":"#N/A"},{"$error":"#N/A"},73.141029676775602,71.467405878861399,82.645770777340701,84.415439741813401,80.325827455555398,81.317780954069903,84.106770906057903,88.602430715192497,90.111799293028099,87.717170935759199,{"$error":"#N/A"},{"$error":"#N/A"},{"$error":"#N/A"},{"$error":"#N/A"},{"$error":"#N/A"},{"$error":"#N/A"},{"$error":"#N/A"},{"$error":"#N/A"},{"$f":"IF(SUMIFS($AG$11:$AG$30002,$AC$11:$AC$30002,$AO19,$AD$11:$AD$30002,$AP19,$AF$11:$AF$30002,$AQ19,$AE$11:$AE$30002,BQ14)=0,NA(),SUMIFS($AG$11:$AG$30002,$AC$11:$AC$30002,$AO19,$AD$11:$AD$30002,$AP19,$AF$11:$AF$30002,$AQ19,$AE$11:$AE$30002,BQ14))","v":{"$error":"#N/A"}},{"$f":"IF(SUMIFS($AG$11:$AG$30002,$AC$11:$AC$30002,$AO19,$AD$11:$AD$30002,$AP19,$AF$11:$AF$30002,$AQ19,$AE$11:$AE$30002,BR14)=0,NA(),SUMIFS($AG$11:$AG$30002,$AC$11:$AC$30002,$AO19,$AD$11:$AD$30002,$AP19,$AF$11:$AF$30002,$AQ19,$AE$11:$AE$30002,BR14))","v":{"$error":"#N/A"}}]
[null,{"$f":"IF(DataInput!B19=$B$8,IF($B$9=$B$10,TRUE,IF(DataInput!E19=$B$9,TRUE,FALSE)))","v":true},null,null,{"$f":"IF(B20=TRUE,DataInput!B19,NA())","v":"QLD"},{"$f":"IF($E20=DataInput!$B19,DataInput!C19,NA())","v":"GreaterTownsville"},{"$f":"IF($E20=DataInput!$B19,DataInput!D19,NA())","v":"Greater Townsville Loop"},{"$f":"IF($E20=DataInput!$B19,DataInput!E19,NA())","v":"Ergon"},{"$f":"IF($E20=DataInput!$B19,DataInput!F19,NA())","v":"Summer"},{"$f":"IF($E20=DataInput!$B19,DataInput!G19,NA())","v":"Non-Coincident"},{"$f":"IF($E20=DataInput!$B19,DataInput!H19,NA())","v":2025},{"$f":"IF($E20=DataInput!$B19,DataInput!I19,NA())","v":"POE10"},{"$f":"IF($E20=DataInput!$B19,DataInput!J19,NA())","v":302.62854499025701},{"$f":"IF($E20=DataInput!$B19,DataInput!K19,NA())","v":0.90352632452287296},null,null,"QLD Greater Townsville Loop",10,{"$f":"Lists_Selections!H13","v":"QLD Belmont Wecker Road 33"},null,null,false,null,null,{"$error":"#N/A"},{"$error":"#N/A"},{"$error":"#N/A"},{"$error":"#N/A"},{"$error":"#N/A"},{"$error":"#N/A"},{"$error":"#N/A"},{"$error":"#N/A"},{"$error":"#N/A"},{"$error":"#N/A"},null,null,null,null,"Non co-incident 10 POE",null,"Summer","Non-Coincident","POE10",{"$f":"IF(SUMIFS($AG$11:$AG$30002,$AC$11:$AC$30002,$AO20,$AD$11:$AD$30002,$AP20,$AF$11:$AF$30002,$AQ20,$AE$11:$AE$30002,AR14)=0,NA(),SUMIFS($AG$11:$AG$30002,$AC$11:$AC$30002,$AO20,$AD$11:$AD$30002,$AP20,$AF$11:$AF$30002,$AQ20,$AE$11:$AE$30002,AR14))","v":{"$error":"#N/A"}},{"$error":"#N/A"},{"$error":"#N/A"},{"$error":"#N/A"},{"$error":"#N/A"},{"$error":"#N/A"},{"$error":"#N/A"},{"$error":"#N/A"},{"$error":"#N/A"},{"$error":"#N/A"},{"$error":"#N/A"},{"$error":"#N/A"},{"$error":"#N/A"},{"$error":"#N/A"},{"$error":"#N/A"},{"$error":"#N/A"},{"$f":"IF(SUMIFS($AG$11:$AG$30002,$AC$11:$AC$30002,$AO20,$AD$11:$AD$30002,$AP20,$AF$11:$AF$30002,$AQ20,$AE$11:$AE$30002,BH14)=0,NA(),SUMIFS($AG$11:$AG$30002,$AC$11:$AC$30002,$AO20,$AD$11:$AD$30002,$AP20,$AF$11:$AF$30002,$AQ20,$AE$11:$AE$30002,BH14))","v":{"$error":"#N/A"}},{"$f":"IF(SUMIFS($AG$11:$AG$30002,$AC$11:$AC$30002,$AO20,$AD$11:$AD$30002,$AP20,$AF$11:$AF$30002,$AQ20,$AE$11:$AE$30002,BI14)=0,0,SUMIFS($AG$11:$AG$30002,$AC$11:$AC$30002,$AO20,$AD$11:$AD$30002,$AP20,$AF$11:$AF$30002,$AQ20,$AE$11:$AE$30002,BI14))","v":100.47702017842001},102.840744933984,105.48448671125,109.000290432067,111.850293520845,114.710175983243,116.545126950887,120.702811753069,{"$f":"IF(SUMIFS($AG$11:$AG$30002,$AC$11:$AC$30002,$AO20,$AD$11:$AD$30002,$AP20,$AF$11:$AF$30002,$AQ20,$AE$11:$AE$30002,BQ14)=0,0,SUMIFS($AG$11:$AG$30002,$AC$11:$AC$30002,$AO20,$AD$11:$AD$30002,$AP20,$AF$11:$AF$30002,$AQ20,$AE$11:$AE$30002,BQ14))","v":124.409322554401},{"$f":"IF(SUMIFS($AG$11:$AG$30002,$AC$11:$AC$30002,$AO20,$AD$11:$AD$30002,$AP20,$AF$11:$AF$30002,$AQ20,$AE$11:$AE$30002,BR14)=0,0,SUMIFS($AG$11:$AG$30002,$AC$11:$AC$30002,$AO20,$AD$11:$AD$30002,$AP20,$AF$11:$AF$30002,$AQ20,$AE$11:$AE$30002,BR14))","v":126.53505244360301}]
[null,{"$f":"IF(DataInput!B20=$B$8,IF($B$9=$B$10,TRUE,IF(DataInput!E20=$B$9,TRUE,FALSE)))","v":true},null,null,{"$f":"IF(B21=TRUE,DataInput!B20,NA())","v":"QLD"},{"$f":"IF($E21=DataInput!$B20,DataInput!C20,NA())","v":"GreaterTownsville"},{"$f":"IF($E21=DataInput!$B20,DataInput!D20,NA())","v":"Greater Townsville Loop"},{"$f":"IF($E21=DataInput!$B20,DataInput!E20,NA())","v":"Ergon"},{"$f":"IF($E21=DataInput!$B20,DataInput!F20,NA())","v":"Summer"},{"$f":"IF($E21=DataInput!$B20,DataInput!G20,NA())","v":"Non-Coincident"},{"$f":"IF($E21=DataInput!$B20,DataInput!H20,NA())","v":2026},{"$f":"IF($E21=DataInput!$B20,DataInput!I20,NA())","v":"POE10"},{"$f":"IF($E21=DataInput!$B20,DataInput!J20,NA())","v":303.799739284341},{"$f":"IF($E21=DataInput!$B20,DataInput!K20,NA())","v":0.90352513343318697},null,null,"QLD Greater Townsville Loop",11,{"$f":"Lists_Selections!H14","v":"QLD Biloela"},null,null,false,null,null,{"$error":"#N/A"},{"$error":"#N/A"},{"$error":"#N/A"},{"$error":"#N/A"},{"$error":"#N/A"},{"$error":"#N/A"},{"$error":"#N/A"},{"$error":"#N/A"},{"$error":"#N/A"},{"$error":"#N/A"},null,null,null,null,"Non co-incident 50 POE",null,"Summer","Non-Coincident","POE50",{"$f":"IF(SUMIFS($AG$11:$AG$30002,$AC$11:$AC$30002,$AO21,$AD$11:$AD$30002,$AP21,$AF$11:$AF$30002,$AQ21,$AE$11:$AE$30002,AR14)=0,NA(),SUMIFS($AG$11:$AG$30002,$AC$11:$AC$30002,$AO21,$AD$11:$AD$30002,$AP21,$AF$11:$AF$30002,$AQ21,$AE$11:$AE$30002,AR14))","v":{"$error":"#N/A"}},{"$error":"#N/A"},{"$error":"#N/A"},{"$error":"#N/A"},{"$error":"#N/A"},{"$error":"#N/A"},{"$error":"#N/A"},{"$error":"#N/A"},{"$error":"#N/A"},{"$error":"#N/A"},{"$error":"#N/A"},{"$error":"#N/A"},{"$error":"#N/A"},{"$error":"#N/A"},{"$error":"#N/A"},{"$error":"#N/A"},{"$f":"IF(SUMIFS($AG$11:$AG$30002,$AC$11:$AC$30002,$AO21,$AD$11:$AD$30002,$AP21,$AF$11:$AF$30002,$AQ21,$AE$11:$AE$30002,BH14)=0,NA(),SUMIFS($AG$11:$AG$30002,$AC$11:$AC$30002,$AO21,$AD$11:$AD$30002,$AP21,$AF$11:$AF$30002,$AQ21,$AE$11:$AE$30002,BH14))","v":{"$error":"#N/A"}},{"$f":"IF(SUMIFS($AG$11:$AG$30002,$AC$11:$AC$30002,$AO21,$AD$11:$AD$30002,$AP21,$AF$11:$AF$30002,$AQ21,$AE$11:$AE$30002,BI14)=0,0,SUMIFS($AG$11:$AG$30002,$AC$11:$AC$30002,$AO21,$AD$11:$AD$30002,$AP21,$AF$11:$AF$30002,$AQ21,$AE$11:$AE$30002,BI14))","v":92.889239086416396},94.876518474330993,96.582723979776603,100.019309336988,101.732915953294,104.550905282331,107.68947927211801,110.900269430357,{"$f":"IF(SUMIFS($AG$11:$AG$30002,$AC$11:$AC$30002,$AO21,$AD$11:$AD$30002,$AP21,$AF$11:$AF$30002,$AQ21,$AE$11:$AE$30002,BQ14)=0,0,SUMIFS($AG$11:$AG$30002,$AC$11:$AC$30002,$AO21,$AD$11:$AD$30002,$AP21,$AF$11:$AF$30002,$AQ21,$AE$11:$AE$30002,BQ14))","v":113.409711347035},{"$f":"IF(SUMIFS($AG$11:$AG$30002,$AC$11:$AC$30002,$AO21,$AD$11:$AD$30002,$AP21,$AF$11:$AF$30002,$AQ21,$AE$11:$AE$30002,BR14)=0,0,SUMIFS($AG$11:$AG$30002,$AC$11:$AC$30002,$AO21,$AD$11:$AD$30002,$AP21,$AF$11:$AF$30002,$AQ21,$AE$11:$AE$30002,BR14))","v":115.392744226761}]
[null,{"$f":"IF(DataInput!B21=$B$8,IF($B$9=$B$10,TRUE,IF(DataInput!E21=$B$9,TRUE,FALSE)))","v":true},null,null,{"$f":"IF(B22=TRUE,DataInput!B21,NA())","v":"QLD"},{"$f":"IF($E22=DataInput!$B21,DataInput!C21,NA())","v":"GreaterTownsville"},{"$f":"IF($E22=DataInput!$B21,DataInput!D21,NA())","v":"Greater Townsville Loop"},{"$f":"IF($E22=DataInput!$B21,DataInput!E21,NA())","v":"Ergon"},{"$f":"IF($E22=DataInput!$B21,DataInput!F21,NA())","v":"Summer"},{"$f":"IF($E22=DataInput!$B21,DataInput!G21,NA())","v":"Non-Coincident"},{"$f":"IF($E22=DataInput!$B21,DataInput!H21,NA())","v":2017},{"$f":"IF($E22=DataInput!$B21,DataInput!I21,NA())","v":"POE50"},{"$f":"IF($E22=DataInput!$B21,DataInput!J21,NA())","v":270.44396994961301},{"$f":"IF($E22=DataInput!$B21,DataInput!K21,NA())","v":0.91681800581009498},null,null,"QLD Greater Townsville Loop",12,{"$f":"Lists_Selections!H15","v":"QLD Blackstone"},null,null,false,null,null,{"$error":"#N/A"},{"$error":"#N/A"},{"$error":"#N/A"},{"$error":"#N/A"},{"$error":"#N/A"},{"$error":"#N/A"},{"$error":"#N/A"},{"$error":"#N/A"},{"$error":"#N/A"},{"$error":"#N/A"},null,null,null,null,"Co-incident factor",null,"Summer","Coincident","Actual",{"$f":"IF(SUMIFS($AH$11:$AH$30002,$AC$11:$AC$30002,$AO22,$AD$11:$AD$30002,$AP22,$AF$11:$AF$30002,$AQ22,$AE$11:$AE$30002,AR14)=0,NA(),SUMIFS($AH$11:$AH$30002,$AC$11:$AC$30002,$AO22,$AD$11:$AD$30002,$AP22,$AF$11:$AF$30002,$AQ22,$AE$11:$AE$30002,AR14))","v":{"$error":"#N/A"}},{"$error":"#N/A"},{"$error":"#N/A"},{"$error":"#N/A"},{"$error":"#N/A"},{"$error":"#N/A"},{"$error":"#N/A"},{"$error":"#N/A"},{"$error":"#N/A"},{"$error":"#N/A"},{"$error":"#N/A"},{"$error":"#N/A"},{"$error":"#N/A"},{"$error":"#N/A"},{"$error":"#N/A"},{"$error":"#N/A"},{"$error":"#N/A"},{"$error":"#N/A"},{"$error":"#N/A"},{"$error":"#N/A"},{"$error":"#N/A"},{"$error":"#N/A"},{"$error":"#N/A"},{"$error":"#N/A"},{"$error":"#N/A"},{"$f":"IF(SUMIFS($AH$11:$AH$30002,$AC$11:$AC$30002,$AO22,$AD$11:$AD$30002,$AP22,$AF$11:$AF$30002,$AQ22,$AE$11:$AE$30002,BQ14)=0,NA(),SUMIFS($AH$11:$AH$30002,$AC$11:$AC$30002,$AO22,$AD$11:$AD$30002,$AP22,$AF$11:$AF$30002,$AQ22,$AE$11:$AE$30002,BQ14))","v":{"$error":"#N/A"}},{"$f":"IF(SUMIFS($AH$11:$AH$30002,$AC$11:$AC$30002,$AO22,$AD$11:$AD$30002,$AP22,$AF$11:$AF$30002,$AQ22,$AE$11:$AE$30002,BR14)=0,NA(),SUMIFS($AH$11:$AH$30002,$AC$11:$AC$30002,$AO22,$AD$11:$AD$30002,$AP22,$AF$11:$AF$30002,$AQ22,$AE$11:$AE$30002,BR14))","v":{"$error":"#N/A"}}]
[null,{"$f":"IF(DataInput!B22=$B$8,IF($B$9=$B$10,TRUE,IF(DataInput!E22=$B$9,TRUE,FALSE)))","v":true},null,null,{"$f":"IF(B23=TRUE,DataInput!B22,NA())","v":"QLD"},{"$f":"IF($E23=DataInput!$B22,DataInput!C22,NA())","v":"GreaterTownsville"},{"$f":"IF($E23=DataInput!$B22,DataInput!D22,NA())","v":"Greater Townsville Loop"},{"$f":"IF($E23=DataInput!$B22,DataInput!E22,NA())","v":"Ergon"},{"$f":"IF($E23=DataInput!$B22,DataInput!F22,NA())","v":"Summer"},{"$f":"IF($E23=DataInput!$B22,DataInput!G22,NA())","v":"Non-Coincident"},{"$f":"IF($E23=DataInput!$B22,DataInput!H22,NA())","v":2018},{"$f":"IF($E23=DataInput!$B22,DataInput!I22,NA())","v":"POE50"},{"$f":"IF($E23=DataInput!$B22,DataInput!J22,NA())","v":266.75398131459099},{"$f":"IF($E23=DataInput!$B22,DataInput!K22,NA())","v":0.920094206488836},null,null,"QLD Greater Townsville Loop",13,{"$f":"Lists_Selections!H16","v":"QLD Blackwater 132"},null,null,false,null,null,{"$error":"#N/A"},{"$error":"#N/A"},{"$error":"#N/A"},{"$error":"#N/A"},{"$error":"#N/A"},{"$error":"#N/A"},{"$error":"#N/A"},{"$error":"#N/A"},{"$error":"#N/A"},{"$error":"#N/A"},null,null,null,null,"WINTER (MW)"]
[null,{"$f":"IF(DataInput!B23=$B$8,IF($B$9=$B$10,TRUE,IF(DataInput!E23=$B$9,TRUE,FALSE)))","v":true},null,null,{"$f":"IF(B24=TRUE,DataInput!B23,NA())","v":"QLD"},{"$f":"IF($E24=DataInput!$B23,DataInput!C23,NA())","v":"GreaterTownsville"},{"$f":"IF($E24=DataInput!$B23,DataInput!D23,NA())","v":"Greater Townsville Loop"},{"$f":"IF($E24=DataInput!$B23,DataInput!E23,NA())","v":"Ergon"},{"$f":"IF($E24=DataInput!$B23,DataInput!F23,NA())","v":"Summer"},{"$f":"IF($E24=DataInput!$B23,DataInput!G23,NA())","v":"Non-Coincident"},{"$f":"IF($E24=DataInput!$B23,DataInput!H23,NA())","v":2019},{"$f":"IF($E24=DataInput!$B23,DataInput!I23,NA())","v":"POE50"},{"$f":"IF($E24=DataInput!$B23,DataInput!J23,NA())","v":262.90263390049398},{"$f":"IF($E24=DataInput!$B23,DataInput!K23,NA())","v":0.91692646114393295},null,null,"QLD Greater Townsville Loop",14,{"$f":"Lists_Selections!H17","v":"QLD Blackwater 66/11"},null,null,false,null,null,{"$error":"#N/A"},{"$error":"#N/A"},{"$error":"#N/A"},{"$error":"#N/A"},{"$error":"#N/A"},{"$error":"#N/A"},{"$error":"#N/A"},{"$error":"#N/A"},{"$error":"#N/A"},{"$error":"#N/A"},null,null,null,null,"Actual",null,"Winter","Non-Coincident","Actual",{"$f":"IF(SUMIFS($AG$11:$AG$30002,$AC$11:$AC$30002,$AO24,$AD$11:$AD$30002,$AP24,$AF$11:$AF$30002,$AQ24,$AE$11:$AE$30002,AR$15)=0,NA(),SUMIFS($AG$11:$AG$30002,$AC$11:$AC$30002,$AO24,$AD$11:$AD$30002,$AP24,$AF$11:$AF$30002,$AQ24,$AE$11:$AE$30002,AR$15))","v":{"$error":"#N/A"}},{"$f":"IF(SUMIFS($AG$11:$AG$30002,$AC$11:$AC$30002,$AO24,$AD$11:$AD$30002,$AP24,$AF$11:$AF$30002,$AQ24,$AE$11:$AE$30002,AS$15)=0,NA(),SUMIFS($AG$11:$AG$30002,$AC$11:$AC$30002,$AO24,$AD$11:$AD$30002,$AP24,$AF$11:$AF$30002,$AQ24,$AE$11:$AE$30002,AS$15))","v":{"$error":"#N/A"}},{"$f":"IF(SUMIFS($AG$11:$AG$30002,$AC$11:$AC$30002,$AO24,$AD$11:$AD$30002,$AP24,$AF$11:$AF$30002,$AQ24,$AE$11:$AE$30002,AT$15)=0,NA(),SUMIFS($AG$11:$AG$30002,$AC$11:$AC$30002,$AO24,$AD$11:$AD$30002,$AP24,$AF$11:$AF$30002,$AQ24,$AE$11:$AE$30002,AT$15))","v":{"$error":"#N/A"}},{"$error":"#N/A"},{"$error":"#N/A"},{"$error":"#N/A"},{"$error":"#N/A"},49.550579999999997,68.771897999999993,77.136048000000002,67.809848000000002,68.174409999999995,69.202290000000005,66.270427999999995,67.349562000000006,70.602152000000004,75.438293999999999,{"$error":"#N/A"},{"$error":"#N/A"},{"$error":"#N/A"},{"$error":"#N/A"},{"$error":"#N/A"},{"$error":"#N/A"},{"$error":"#N/A"},{"$error":"#N/A"},{"$error":"#N/A"},{"$error":"#N/A"}]
[null,{"$f":"IF(DataInput!B24=$B$8,IF($B$9=$B$10,TRUE,IF(DataInput!E24=$B$9,TRUE,FALSE)))","v":true},null,null,{"$f":"IF(B25=TRUE,DataInput!B24,NA())","v":"QLD"},{"$f":"IF($E25=DataInput!$B24,DataInput!C24,NA())","v":"GreaterTownsville"},{"$f":"IF($E25=DataInput!$B24,DataInput!D24,NA())","v":"Greater Townsville Loop"},{"$f":"IF($E25=DataInput!$B24,DataInput!E24,NA())","v":"Ergon"},{"$f":"IF($E25=DataInput!$B24,DataInput!F24,NA())","v":"Summer"},{"$f":"IF($E25=DataInput!$B24,DataInput!G24,NA())","v":"Non-Coincident"},{"$f":"IF($E25=DataInput!$B24,DataInput!H24,NA())","v":2020},{"$f":"IF($E25=DataInput!$B24,DataInput!I24,NA())","v":"POE50"},{"$f":"IF($E25=DataInput!$B24,DataInput!J24,NA())","v":264.31875745924998},{"$f":"IF($E25=DataInput!$B24,DataInput!K24,NA())","v":0.92274691849430601},null,null,"QLD Greater Townsville Loop",15,{"$f":"Lists_Selections!H18","v":"QLD Bowen North"},null,null,false,null,null,{"$error":"#N/A"},{"$error":"#N/A"},{"$error":"#N/A"},{"$error":"#N/A"},{"$error":"#N/A"},{"$error":"#N/A"},{"$error":"#N/A"},{"$error":"#N/A"},{"$error":"#N/A"},{"$error":"#N/A"},null,null,null,null,"Temp. corrected actual 10%",null,"Winter","Non-Coincident","TempCorrActualPOE10",{"$f":"IF(SUMIFS($AG$11:$AG$30002,$AC$11:$AC$30002,$AO25,$AD$11:$AD$30002,$AP25,$AF$11:$AF$30002,$AQ25,$AE$11:$AE$30002,AR15)=0,NA(),SUMIFS($AG$11:$AG$30002,$AC$11:$AC$30002,$AO25,$AD$11:$AD$30002,$AP25,$AF$11:$AF$30002,$AQ25,$AE$11:$AE$30002,AR15))","v":{"$error":"#N/A"}},{"$f":"IF(SUMIFS($AG$11:$AG$30002,$AC$11:$AC$30002,$AO25,$AD$11:$AD$30002,$AP25,$AF$11:$AF$30002,$AQ25,$AE$11:$AE$30002,AS15)=0,NA(),SUMIFS($AG$11:$AG$30002,$AC$11:$AC$30002,$AO25,$AD$11:$AD$30002,$AP25,$AF$11:$AF$30002,$AQ25,$AE$11:$AE$30002,AS15))","v":{"$error":"#N/A"}},{"$f":"IF(SUMIFS($AG$11:$AG$30002,$AC$11:$AC$30002,$AO25,$AD$11:$AD$30002,$AP25,$AF$11:$AF$30002,$AQ25,$AE$11:$AE$30002,AT15)=0,NA(),SUMIFS($AG$11:$AG$30002,$AC$11:$AC$30002,$AO25,$AD$11:$AD$30002,$AP25,$AF$11:$AF$30002,$AQ25,$AE$11:$AE$30002,AT15))","v":{"$error":"#N/A"}},{"$error":"#N/A"},{"$error":"#N/A"},{"$error":"#N/A"},{"$error":"#N/A"},{"$error":"#N/A"},{"$error":"#N/A"},{"$error":"#N/A"},73.706119359047605,73.177649916268294,71.809505479347806,73.320902491259304,75.165699528247401,75.769207824286696,78.450512752025901,{"$error":"#N/A"},{"$error":"#N/A"},{"$error":"#N/A"},{"$error":"#N/A"},{"$error":"#N/A"},{"$error":"#N/A"},{"$error":"#N/A"},{"$error":"#N/A"},{"$f":"IF(SUMIFS($AG$11:$AG$30002,$AC$11:$AC$30002,$AO25,$AD$11:$AD$30002,$AP25,$AF$11:$AF$30002,$AQ25,$AE$11:$AE$30002,BQ15)=0,NA(),SUMIFS($AG$11:$AG$30002,$AC$11:$AC$30002,$AO25,$AD$11:$AD$30002,$AP25,$AF$11:$AF$30002,$AQ25,$AE$11:$AE$30002,BQ15))","v":{"$error":"#N/A"}},{"$f":"IF(SUMIFS($AG$11:$AG$30002,$AC$11:$AC$30002,$AO25,$AD$11:$AD$30002,$AP25,$AF$11:$AF$30002,$AQ25,$AE$11:$AE$30002,BR15)=0,NA(),SUMIFS($AG$11:$AG$30002,$AC$11:$AC$30002,$AO25,$AD$11:$AD$30002,$AP25,$AF$11:$AF$30002,$AQ25,$AE$11:$AE$30002,BR15))","v":{"$error":"#N/A"}}]
[null,{"$f":"IF(DataInput!B25=$B$8,IF($B$9=$B$10,TRUE,IF(DataInput!E25=$B$9,TRUE,FALSE)))","v":true},null,null,{"$f":"IF(B26=TRUE,DataInput!B25,NA())","v":"QLD"},{"$f":"IF($E26=DataInput!$B25,DataInput!C25,NA())","v":"GreaterTownsville"},{"$f":"IF($E26=DataInput!$B25,DataInput!D25,NA())","v":"Greater Townsville Loop"},{"$f":"IF($E26=DataInput!$B25,DataInput!E25,NA())","v":"Ergon"},{"$f":"IF($E26=DataInput!$B25,DataInput!F25,NA())","v":"Summer"},{"$f":"IF($E26=DataInput!$B25,DataInput!G25,NA())","v":"Non-Coincident"},{"$f":"IF($E26=DataInput!$B25,DataInput!H25,NA())","v":2021},{"$f":"IF($E26=DataInput!$B25,DataInput!I25,NA())","v":"POE50"},{"$f":"IF($E26=DataInput!$B25,DataInput!J25,NA())","v":261.77218256214599},{"$f":"IF($E26=DataInput!$B25,DataInput!K25,NA())","v":0.91896686145246698},null,null,"QLD Greater Townsville Loop",16,{"$f":"Lists_Selections!H19","v":"QLD Bulli Creek"},null,null,false,null,null,{"$error":"#N/A"},{"$error":"#N/A"},{"$error":"#N/A"},{"$error":"#N/A"},{"$error":"#N/A"},{"$error":"#N/A"},{"$error":"#N/A"},{"$error":"#N/A"},{"$error":"#N/A"},{"$error":"#N/A"},null,null,null,null,"Temp. corrected actual 50%",null,"Winter","Non-Coincident","TempCorrActualPOE50",{"$f":"IF(SUMIFS($AG$11:$AG$30002,$AC$11:$AC$30002,$AO26,$AD$11:$AD$30002,$AP26,$AF$11:$AF$30002,$AQ26,$AE$11:$AE$30002,AR15)=0,NA(),SUMIFS($AG$11:$AG$30002,$AC$11:$AC$30002,$AO26,$AD$11:$AD$30002,$AP26,$AF$11:$AF$30002,$AQ26,$AE$11:$AE$30002,AR15))","v":{"$error":"#N/A"}},{"$f":"IF(SUMIFS($AG$11:$AG$30002,$AC$11:$AC$30002,$AO26,$AD$11:$AD$30002,$AP26,$AF$11:$AF$30002,$AQ26,$AE$11:$AE$30002,AS15)=0,NA(),SUMIFS($AG$11:$AG$30002,$AC$11:$AC$30002,$AO26,$AD$11:$AD$30002,$AP26,$AF$11:$AF$30002,$AQ26,$AE$11:$AE$30002,AS15))","v":{"$error":"#N/A"}},{"$f":"IF(SUMIFS($AG$11:$AG$30002,$AC$11:$AC$30002,$AO26,$AD$11:$AD$30002,$AP26,$AF$11:$AF$30002,$AQ26,$AE$11:$AE$30002,AT15)=0,NA(),SUMIFS($AG$11:$AG$30002,$AC$11:$AC$30002,$AO26,$AD$11:$AD$30002,$AP26,$AF$11:$AF$30002,$AQ26,$AE$11:$AE$30002,AT15))","v":{"$error":"#N/A"}},{"$error":"#N/A"},{"$error":"#N/A"},{"$error":"#N/A"},{"$error":"#N/A"},{"$error":"#N/A"},{"$error":"#N/A"},{"$error":"#N/A"},71.126384005691605,70.597914562912393,69.313005945279301,70.928985097894895,72.722900155699307,73.244604458025094,75.925909385764299,{"$error":"#N/A"},{"$error":"#N/A"},{"$error":"#N/A"},{"$error":"#N/A"},{"$error":"#N/A"},{"$error":"#N/A"},{"$error":"#N/A"},{"$error":"#N/A"},{"$f":"IF(SUMIFS($AG$11:$AG$30002,$AC$11:$AC$30002,$AO26,$AD$11:$AD$30002,$AP26,$AF$11:$AF$30002,$AQ26,$AE$11:$AE$30002,BQ15)=0,NA(),SUMIFS($AG$11:$AG$30002,$AC$11:$AC$30002,$AO26,$AD$11:$AD$30002,$AP26,$AF$11:$AF$30002,$AQ26,$AE$11:$AE$30002,BQ15))","v":{"$error":"#N/A"}},{"$f":"IF(SUMIFS($AG$11:$AG$30002,$AC$11:$AC$30002,$AO26,$AD$11:$AD$30002,$AP26,$AF$11:$AF$30002,$AQ26,$AE$11:$AE$30002,BR15)=0,NA(),SUMIFS($AG$11:$AG$30002,$AC$11:$AC$30002,$AO26,$AD$11:$AD$30002,$AP26,$AF$11:$AF$30002,$AQ26,$AE$11:$AE$30002,BR15))","v":{"$error":"#N/A"}}]
[null,{"$f":"IF(DataInput!B26=$B$8,IF($B$9=$B$10,TRUE,IF(DataInput!E26=$B$9,TRUE,FALSE)))","v":true},null,null,{"$f":"IF(B27=TRUE,DataInput!B26,NA())","v":"QLD"},{"$f":"IF($E27=DataInput!$B26,DataInput!C26,NA())","v":"GreaterTownsville"},{"$f":"IF($E27=DataInput!$B26,DataInput!D26,NA())","v":"Greater Townsville Loop"},{"$f":"IF($E27=DataInput!$B26,DataInput!E26,NA())","v":"Ergon"},{"$f":"IF($E27=DataInput!$B26,DataInput!F26,NA())","v":"Summer"},{"$f":"IF($E27=DataInput!$B26,DataInput!G26,NA())","v":"Non-Coincident"},{"$f":"IF($E27=DataInput!$B26,DataInput!H26,NA())","v":2022},{"$f":"IF($E27=DataInput!$B26,DataInput!I26,NA())","v":"POE50"},{"$f":"IF($E27=DataInput!$B26,DataInput!J26,NA())","v":262.72982860639098},{"$f":"IF($E27=DataInput!$B26,DataInput!K26,NA())","v":0.91910608242749103},null,null,"QLD Greater Townsville Loop",17,{"$f":"Lists_Selections!H20","v":"QLD Bulli Creek (Waggamba)"},null,null,false,null,null,{"$error":"#N/A"},{"$error":"#N/A"},{"$error":"#N/A"},{"$error":"#N/A"},{"$error":"#N/A"},{"$error":"#N/A"},{"$error":"#N/A"},{"$error":"#N/A"},{"$error":"#N/A"},{"$error":"#N/A"},null,null,null,null,"Non co-incident 10 POE",null,"Winter","Non-Coincident","POE10",{"$f":"IF(SUMIFS($AG$11:$AG$30002,$AC$11:$AC$30002,$AO27,$AD$11:$AD$30002,$AP27,$AF$11:$AF$30002,$AQ27,$AE$11:$AE$30002,AR15)=0,NA(),SUMIFS($AG$11:$AG$30002,$AC$11:$AC$30002,$AO27,$AD$11:$AD$30002,$AP27,$AF$11:$AF$30002,$AQ27,$AE$11:$AE$30002,AR15))","v":{"$error":"#N/A"}},{"$f":"IF(SUMIFS($AG$11:$AG$30002,$AC$11:$AC$30002,$AO27,$AD$11:$AD$30002,$AP27,$AF$11:$AF$30002,$AQ27,$AE$11:$AE$30002,AS15)=0,NA(),SUMIFS($AG$11:$AG$30002,$AC$11:$AC$30002,$AO27,$AD$11:$AD$30002,$AP27,$AF$11:$AF$30002,$AQ27,$AE$11:$AE$30002,AS15))","v":{"$error":"#N/A"}},{"$f":"IF(SUMIFS($AG$11:$AG$30002,$AC$11:$AC$30002,$AO27,$AD$11:$AD$30002,$AP27,$AF$11:$AF$30002,$AQ27,$AE$11:$AE$30002,AT15)=0,NA(),SUMIFS($AG$11:$AG$30002,$AC$11:$AC$30002,$AO27,$AD$11:$AD$30002,$AP27,$AF$11:$AF$30002,$AQ27,$AE$11:$AE$30002,AT15))","v":{"$error":"#N/A"}},{"$error":"#N/A"},{"$error":"#N/A"},{"$error":"#N/A"},{"$error":"#N/A"},{"$error":"#N/A"},{"$error":"#N/A"},{"$error":"#N/A"},{"$error":"#N/A"},{"$error":"#N/A"},{"$error":"#N/A"},{"$error":"#N/A"},{"$error":"#N/A"},{"$f":"IF(SUMIFS($AG$11:$AG$30002,$AC$11:$AC$30002,$AO27,$AD$11:$AD$30002,$AP27,$AF$11:$AF$30002,$AQ27,$AE$11:$AE$30002,BG15)=0,NA(),SUMIFS($AG$11:$AG$30002,$AC$11:$AC$30002,$AO27,$AD$11:$AD$30002,$AP27,$AF$11:$AF$30002,$AQ27,$AE$11:$AE$30002,BG15))","v":{"$error":"#N/A"}},{"$f":"IF(SUMIFS($AG$11:$AG$30002,$AC$11:$AC$30002,$AO27,$AD$11:$AD$30002,$AP27,$AF$11:$AF$30002,$AQ27,$AE$11:$AE$30002,BH15)=0,NA(),SUMIFS($AG$11:$AG$30002,$AC$11:$AC$30002,$AO27,$AD$11:$AD$30002,$AP27,$AF$11:$AF$30002,$AQ27,$AE$11:$AE$30002,BH15))","v":{"$error":"#N/A"}},{"$f":"IF(SUMIFS($AG$11:$AG$30002,$AC$11:$AC$30002,$AO27,$AD$11:$AD$30002,$AP27,$AF$11:$AF$30002,$AQ27,$AE$11:$AE$30002,BI15)=0,NA(),SUMIFS($AG$11:$AG$30002,$AC$11:$AC$30002,$AO27,$AD$11:$AD$30002,$AP27,$AF$11:$AF$30002,$AQ27,$AE$11:$AE$30002,BI15))","v":84.345273616267207},{"$f":"IF(SUMIFS($AG$11:$AG$30002,$AC$11:$AC$30002,$AO27,$AD$11:$AD$30002,$AP27,$AF$11:$AF$30002,$AQ27,$AE$11:$AE$30002,BJ15)=0,0,SUMIFS($AG$11:$AG$30002,$AC$11:$AC$30002,$AO27,$AD$11:$AD$30002,$AP27,$AF$11:$AF$30002,$AQ27,$AE$11:$AE$30002,BJ15))","v":90.548017821661006},97.467728213630195,102.92568660601501,106.550192711221,108.69146905012499,113.31165009825401,117.336962977087,{"$f":"IF(SUMIFS($AG$11:$AG$30002,$AC$11:$AC$30002,$AO27,$AD$11:$AD$30002,$AP27,$AF$11:$AF$30002,$AQ27,$AE$11:$AE$30002,BQ15)=0,0,SUMIFS($AG$11:$AG$30002,$AC$11:$AC$30002,$AO27,$AD$11:$AD$30002,$AP27,$AF$11:$AF$30002,$AQ27,$AE$11:$AE$30002,BQ15))","v":124.61145378862599},{"$f":"IF(SUMIFS($AG$11:$AG$30002,$AC$11:$AC$30002,$AO27,$AD$11:$AD$30002,$AP27,$AF$11:$AF$30002,$AQ27,$AE$11:$AE$30002,BR15)=0,0,SUMIFS($AG$11:$AG$30002,$AC$11:$AC$30002,$AO27,$AD$11:$AD$30002,$AP27,$AF$11:$AF$30002,$AQ27,$AE$11:$AE$30002,BR15))","v":128.59387438297401}]
[null,{"$f":"IF(DataInput!B27=$B$8,IF($B$9=$B$10,TRUE,IF(DataInput!E27=$B$9,TRUE,FALSE)))","v":true},null,null,{"$f":"IF(B28=TRUE,DataInput!B27,NA())","v":"QLD"},{"$f":"IF($E28=DataInput!$B27,DataInput!C27,NA())","v":"GreaterTownsville"},{"$f":"IF($E28=DataInput!$B27,DataInput!D27,NA())","v":"Greater Townsville Loop"},{"$f":"IF($E28=DataInput!$B27,DataInput!E27,NA())","v":"Ergon"},{"$f":"IF($E28=DataInput!$B27,DataInput!F27,NA())","v":"Summer"},{"$f":"IF($E28=DataInput!$B27,DataInput!G27,NA())","v":"Non-Coincident"},{"$f":"IF($E28=DataInput!$B27,DataInput!H27,NA())","v":2023},{"$f":"IF($E28=DataInput!$B27,DataInput!I27,NA())","v":"POE50"},{"$f":"IF($E28=DataInput!$B27,DataInput!J27,NA())","v":265.083537547417},{"$f":"IF($E28=DataInput!$B27,DataInput!K27,NA())","v":0.91912866487533895},null,null,"QLD Greater Townsville Loop",18,{"$f":"Lists_Selections!H21","v":"QLD Bundamba"},null,null,false,null,null,{"$error":"#N/A"},{"$error":"#N/A"},{"$error":"#N/A"},{"$error":"#N/A"},{"$error":"#N/A"},{"$error":"#N/A"},{"$error":"#N/A"},{"$error":"#N/A"},{"$error":"#N/A"},{"$error":"#N/A"},null,null,null,null,"Non co-incident 50 POE",null,"Winter","Non-Coincident","POE50",{"$f":"IF(SUMIFS($AG$11:$AG$30002,$AC$11:$AC$30002,$AO28,$AD$11:$AD$30002,$AP28,$AF$11:$AF$30002,$AQ28,$AE$11:$AE$30002,AR15)=0,NA(),SUMIFS($AG$11:$AG$30002,$AC$11:$AC$30002,$AO28,$AD$11:$AD$30002,$AP28,$AF$11:$AF$30002,$AQ28,$AE$11:$AE$30002,AR15))","v":{"$error":"#N/A"}},{"$f":"IF(SUMIFS($AG$11:$AG$30002,$AC$11:$AC$30002,$AO28,$AD$11:$AD$30002,$AP28,$AF$11:$AF$30002,$AQ28,$AE$11:$AE$30002,AS15)=0,NA(),SUMIFS($AG$11:$AG$30002,$AC$11:$AC$30002,$AO28,$AD$11:$AD$30002,$AP28,$AF$11:$AF$30002,$AQ28,$AE$11:$AE$30002,AS15))","v":{"$error":"#N/A"}},{"$f":"IF(SUMIFS($AG$11:$AG$30002,$AC$11:$AC$30002,$AO28,$AD$11:$AD$30002,$AP28,$AF$11:$AF$30002,$AQ28,$AE$11:$AE$30002,AT15)=0,NA(),SUMIFS($AG$11:$AG$30002,$AC$11:$AC$30002,$AO28,$AD$11:$AD$30002,$AP28,$AF$11:$AF$30002,$AQ28,$AE$11:$AE$30002,AT15))","v":{"$error":"#N/A"}},{"$error":"#N/A"},{"$error":"#N/A"},{"$error":"#N/A"},{"$error":"#N/A"},{"$error":"#N/A"},{"$error":"#N/A"},{"$error":"#N/A"},{"$error":"#N/A"},{"$error":"#N/A"},{"$error":"#N/A"},{"$error":"#N/A"},{"$error":"#N/A"},{"$f":"IF(SUMIFS($AG$11:$AG$30002,$AC$11:$AC$30002,$AO28,$AD$11:$AD$30002,$AP28,$AF$11:$AF$30002,$AQ28,$AE$11:$AE$30002,BG15)=0,NA(),SUMIFS($AG$11:$AG$30002,$AC$11:$AC$30002,$AO28,$AD$11:$AD$30002,$AP28,$AF$11:$AF$30002,$AQ28,$AE$11:$AE$30002,BG15))","v":{"$error":"#N/A"}},{"$f":"IF(SUMIFS($AG$11:$AG$30002,$AC$11:$AC$30002,$AO28,$AD$11:$AD$30002,$AP28,$AF$11:$AF$30002,$AQ28,$AE$11:$AE$30002,BH15)=0,NA(),SUMIFS($AG$11:$AG$30002,$AC$11:$AC$30002,$AO28,$AD$11:$AD$30002,$AP28,$AF$11:$AF$30002,$AQ28,$AE$11:$AE$30002,BH15))","v":{"$error":"#N/A"}},{"$f":"IF(SUMIFS($AG$11:$AG$30002,$AC$11:$AC$30002,$AO28,$AD$11:$AD$30002,$AP28,$AF$11:$AF$30002,$AQ28,$AE$11:$AE$30002,BI15)=0,0,SUMIFS($AG$11:$AG$30002,$AC$11:$AC$30002,$AO28,$AD$11:$AD$30002,$AP28,$AF$11:$AF$30002,$AQ28,$AE$11:$AE$30002,BI15))","v":83.4670191913536},89.567231421217301,95.123575888332198,99.721227300816693,103.158655197871,106.22064018805099,110.687585847554,114.529665159975,{"$f":"IF(SUMIFS($AG$11:$AG$30002,$AC$11:$AC$30002,$AO28,$AD$11:$AD$30002,$AP28,$AF$11:$AF$30002,$AQ28,$AE$11:$AE$30002,BQ15)=0,0,SUMIFS($AG$11:$AG$30002,$AC$11:$AC$30002,$AO28,$AD$11:$AD$30002,$AP28,$AF$11:$AF$30002,$AQ28,$AE$11:$AE$30002,BQ15))","v":120.025475390365},{"$f":"IF(SUMIFS($AG$11:$AG$30002,$AC$11:$AC$30002,$AO28,$AD$11:$AD$30002,$AP28,$AF$11:$AF$30002,$AQ28,$AE$11:$AE$30002,BR15)=0,0,SUMIFS($AG$11:$AG$30002,$AC$11:$AC$30002,$AO28,$AD$11:$AD$30002,$AP28,$AF$11:$AF$30002,$AQ28,$AE$11:$AE$30002,BR15))","v":123.314454957717}]
[null,{"$f":"IF(DataInput!B28=$B$8,IF($B$9=$B$10,TRUE,IF(DataInput!E28=$B$9,TRUE,FALSE)))","v":true},null,null,{"$f":"IF(B29=TRUE,DataInput!B28,NA())","v":"QLD"},{"$f":"IF($E29=DataInput!$B28,DataInput!C28,NA())","v":"GreaterTownsville"},{"$f":"IF($E29=DataInput!$B28,DataInput!D28,NA())","v":"Greater Townsville Loop"},{"$f":"IF($E29=DataInput!$B28,DataInput!E28,NA())","v":"Ergon"},{"$f":"IF($E29=DataInput!$B28,DataInput!F28,NA())","v":"Summer"},{"$f":"IF($E29=DataInput!$B28,DataInput!G28,NA())","v":"Non-Coincident"},{"$f":"IF($E29=DataInput!$B28,DataInput!H28,NA())","v":2024},{"$f":"IF($E29=DataInput!$B28,DataInput!I28,NA())","v":"POE50"},{"$f":"IF($E29=DataInput!$B28,DataInput!J28,NA())","v":268.20295184350903},{"$f":"IF($E29=DataInput!$B28,DataInput!K28,NA())","v":0.91916042785613195},null,null,"QLD Greater Townsville Loop",19,{"$f":"Lists_Selections!H22","v":"QLD Cairns"},null,null,false,null,null,{"$error":"#N/A"},{"$error":"#N/A"},{"$error":"#N/A"},{"$error":"#N/A"},{"$error":"#N/A"},{"$error":"#N/A"},{"$error":"#N/A"},{"$error":"#N/A"},{"$error":"#N/A"},{"$error":"#N/A"},null,null,null,null,"Co-incident factor",null,"Winter","Coincident","Actual",{"$f":"IF(SUMIFS($AH$11:$AH$30002,$AC$11:$AC$30002,$AO29,$AD$11:$AD$30002,$AP29,$AF$11:$AF$30002,$AQ29,$AE$11:$AE$30002,AR15)=0,NA(),SUMIFS($AH$11:$AH$30002,$AC$11:$AC$30002,$AO29,$AD$11:$AD$30002,$AP29,$AF$11:$AF$30002,$AQ29,$AE$11:$AE$30002,AR15))","v":{"$error":"#N/A"}},{"$f":"IF(SUMIFS($AH$11:$AH$30002,$AC$11:$AC$30002,$AO29,$AD$11:$AD$30002,$AP29,$AF$11:$AF$30002,$AQ29,$AE$11:$AE$30002,AS15)=0,NA(),SUMIFS($AH$11:$AH$30002,$AC$11:$AC$30002,$AO29,$AD$11:$AD$30002,$AP29,$AF$11:$AF$30002,$AQ29,$AE$11:$AE$30002,AS15))","v":{"$error":"#N/A"}},{"$f":"IF(SUMIFS($AH$11:$AH$30002,$AC$11:$AC$30002,$AO29,$AD$11:$AD$30002,$AP29,$AF$11:$AF$30002,$AQ29,$AE$11:$AE$30002,AT15)=0,NA(),SUMIFS($AH$11:$AH$30002,$AC$11:$AC$30002,$AO29,$AD$11:$AD$30002,$AP29,$AF$11:$AF$30002,$AQ29,$AE$11:$AE$30002,AT15))","v":{"$error":"#N/A"}},{"$error":"#N/A"},{"$error":"#N/A"},{"$error":"#N/A"},{"$error":"#N/A"},{"$error":"#N/A"},{"$error":"#N/A"},{"$error":"#N/A"},{"$error":"#N/A"},{"$error":"#N/A"},{"$error":"#N/A"},{"$error":"#N/A"},{"$error":"#N/A"},{"$error":"#N/A"},{"$error":"#N/A"},{"$error":"#N/A"},{"$error":"#N/A"},{"$error":"#N/A"},{"$error":"#N/A"},{"$error":"#N/A"},{"$error":"#N/A"},{"$error":"#N/A"},{"$error":"#N/A"},{"$f":"IF(SUMIFS($AH$11:$AH$30002,$AC$11:$AC$30002,$AO29,$AD$11:$AD$30002,$AP29,$AF$11:$AF$30002,$AQ29,$AE$11:$AE$30002,BQ15)=0,NA(),SUMIFS($AH$11:$AH$30002,$AC$11:$AC$30002,$AO29,$AD$11:$AD$30002,$AP29,$AF$11:$AF$30002,$AQ29,$AE$11:$AE$30002,BQ15))","v":{"$error":"#N/A"}},{"$f":"IF(SUMIFS($AH$11:$AH$30002,$AC$11:$AC$30002,$AO29,$AD$11:$AD$30002,$AP29,$AF$11:$AF$30002,$AQ29,$AE$11:$AE$30002,BR15)=0,NA(),SUMIFS($AH$11:$AH$30002,$AC$11:$AC$30002,$AO29,$AD$11:$AD$30002,$AP29,$AF$11:$AF$30002,$AQ29,$AE$11:$AE$30002,BR15))","v":{"$error":"#N/A"}}]
[null,{"$f":"IF(DataInput!B29=$B$8,IF($B$9=$B$10,TRUE,IF(DataInput!E29=$B$9,TRUE,FALSE)))","v":true},null,null,{"$f":"IF(B30=TRUE,DataInput!B29,NA())","v":"QLD"},{"$f":"IF($E30=DataInput!$B29,DataInput!C29,NA())","v":"GreaterTownsville"},{"$f":"IF($E30=DataInput!$B29,DataInput!D29,NA())","v":"Greater Townsville Loop"},{"$f":"IF($E30=DataInput!$B29,DataInput!E29,NA())","v":"Ergon"},{"$f":"IF($E30=DataInput!$B29,DataInput!F29,NA())","v":"Summer"},{"$f":"IF($E30=DataInput!$B29,DataInput!G29,NA())","v":"Non-Coincident"},{"$f":"IF($E30=DataInput!$B29,DataInput!H29,NA())","v":2025},{"$f":"IF($E30=DataInput!$B29,DataInput!I29,NA())","v":"POE50"},{"$f":"IF($E30=DataInput!$B29,DataInput!J29,NA())","v":270.24900629703802},{"$f":"IF($E30=DataInput!$B29,DataInput!K29,NA())","v":0.91908438525346003},null,null,"QLD Greater Townsville Loop",20,{"$f":"Lists_Selections!H23","v":"QLD Cairns City"},null,null,false,null,null,{"$error":"#N/A"},{"$error":"#N/A"},{"$error":"#N/A"},{"$error":"#N/A"},{"$error":"#N/A"},{"$error":"#N/A"},{"$error":"#N/A"},{"$error":"#N/A"},{"$error":"#N/A"},{"$error":"#N/A"},null,null,null,null,"Options under each Identifyer"]
[null,{"$f":"IF(DataInput!B30=$B$8,IF($B$9=$B$10,TRUE,IF(DataInput!E30=$B$9,TRUE,FALSE)))","v":true},null,null,{"$f":"IF(B31=TRUE,DataInput!B30,NA())","v":"QLD"},{"$f":"IF($E31=DataInput!$B30,DataInput!C30,NA())","v":"GreaterTownsville"},{"$f":"IF($E31=DataInput!$B30,DataInput!D30,NA())","v":"Greater Townsville Loop"},{"$f":"IF($E31=DataInput!$B30,DataInput!E30,NA())","v":"Ergon"},{"$f":"IF($E31=DataInput!$B30,DataInput!F30,NA())","v":"Summer"},{"$f":"IF($E31=DataInput!$B30,DataInput!G30,NA())","v":"Non-Coincident"},{"$f":"IF($E31=DataInput!$B30,DataInput!H30,NA())","v":2026},{"$f":"IF($E31=DataInput!$B30,DataInput!I30,NA())","v":"POE50"},{"$f":"IF($E31=DataInput!$B30,DataInput!J30,NA())","v":271.70062822971198},{"$f":"IF($E31=DataInput!$B30,DataInput!K30,NA())","v":0.91911762175832701},null,null,"QLD Greater Townsville Loop",21,{"$f":"Lists_Selections!H24","v":"QLD Calliope River"},null,null,false,null,null,{"$error":"#N/A"},{"$error":"#N/A"},{"$error":"#N/A"},{"$error":"#N/A"},{"$error":"#N/A"},{"$error":"#N/A"},{"$error":"#N/A"},{"$error":"#N/A"},{"$error":"#N/A"},{"$error":"#N/A"},null,null,null,null,null,null,"Summer","Coincident","Actual"]
[null,{"$f":"IF(DataInput!B31=$B$8,IF($B$9=$B$10,TRUE,IF(DataInput!E31=$B$9,TRUE,FALSE)))","v":true},null,null,{"$f":"IF(B32=TRUE,DataInput!B31,NA())","v":"QLD"},{"$f":"IF($E32=DataInput!$B31,DataInput!C31,NA())","v":"GreaterTownsville"},{"$f":"IF($E32=DataInput!$B31,DataInput!D31,NA())","v":"Greater Townsville Loop"},{"$f":"IF($E32=DataInput!$B31,DataInput!E31,NA())","v":"Ergon"},{"$f":"IF($E32=DataInput!$B31,DataInput!F31,NA())","v":"Winter"},{"$f":"IF($E32=DataInput!$B31,DataInput!G31,NA())","v":"Non-Coincident"},{"$f":"IF($E32=DataInput!$B31,DataInput!H31,NA())","v":2016},{"$f":"IF($E32=DataInput!$B31,DataInput!I31,NA())","v":"POE10"},{"$f":"IF($E32=DataInput!$B31,DataInput!J31,NA())","v":195.39190976866701},{"$f":"IF($E32=DataInput!$B31,DataInput!K31,NA())","v":0.94738703891328901},null,null,"QLD Greater Townsville Loop",22,{"$f":"Lists_Selections!H25","v":"QLD Cardwell"},null,null,false,null,null,{"$error":"#N/A"},{"$error":"#N/A"},{"$error":"#N/A"},{"$error":"#N/A"},{"$error":"#N/A"},{"$error":"#N/A"},{"$error":"#N/A"},{"$error":"#N/A"},{"$error":"#N/A"},{"$error":"#N/A"},null,null,null,null,null,null,"Winter","Non-Coincident","POE10"]
[null,{"$f":"IF(DataInput!B32=$B$8,IF($B$9=$B$10,TRUE,IF(DataInput!E32=$B$9,TRUE,FALSE)))","v":true},null,null,{"$f":"IF(B33=TRUE,DataInput!B32,NA())","v":"QLD"},{"$f":"IF($E33=DataInput!$B32,DataInput!C32,NA())","v":"GreaterTownsville"},{"$f":"IF($E33=DataInput!$B32,DataInput!D32,NA())","v":"Greater Townsville Loop"},{"$f":"IF($E33=DataInput!$B32,DataInput!E32,NA())","v":"Ergon"},{"$f":"IF($E33=DataInput!$B32,DataInput!F32,NA())","v":"Winter"},{"$f":"IF($E33=DataInput!$B32,DataInput!G32,NA())","v":"Non-Coincident"},{"$f":"IF($E33=DataInput!$B32,DataInput!H32,NA())","v":2017},{"$f":"IF($E33=DataInput!$B32,DataInput!I32,NA())","v":"POE10"},{"$f":"IF($E33=DataInput!$B32,DataInput!J32,NA())","v":195.70676520641001},{"$f":"IF($E33=DataInput!$B32,DataInput!K32,NA())","v":0.97534685192187298},null,null,"QLD Greater Townsville Loop",23,{"$f":"Lists_Selections!H26","v":"QLD Chinchilla"},null,null,false,null,null,{"$error":"#N/A"},{"$error":"#N/A"},{"$error":"#N/A"},{"$error":"#N/A"},{"$error":"#N/A"},{"$error":"#N/A"},{"$error":"#N/A"},{"$error":"#N/A"},{"$error":"#N/A"},{"$error":"#N/A"},null,null,null,null,null,null,null,null,"POE50"]
[null,{"$f":"IF(DataInput!B33=$B$8,IF($B$9=$B$10,TRUE,IF(DataInput!E33=$B$9,TRUE,FALSE)))","v":true},null,null,{"$f":"IF(B34=TRUE,DataInput!B33,NA())","v":"QLD"},{"$f":"IF($E34=DataInput!$B33,DataInput!C33,NA())","v":"GreaterTownsville"},{"$f":"IF($E34=DataInput!$B33,DataInput!D33,NA())","v":"Greater Townsville Loop"},{"$f":"IF($E34=DataInput!$B33,DataInput!E33,NA())","v":"Ergon"},{"$f":"IF($E34=DataInput!$B33,DataInput!F33,NA())","v":"Winter"},{"$f":"IF($E34=DataInput!$B33,DataInput!G33,NA())","v":"Non-Coincident"},{"$f":"IF($E34=DataInput!$B33,DataInput!H33,NA())","v":2018},{"$f":"IF($E34=DataInput!$B33,DataInput!I33,NA())","v":"POE10"},{"$f":"IF($E34=DataInput!$B33,DataInput!J33,NA())","v":201.262620715384},{"$f":"IF($E34=DataInput!$B33,DataInput!K33,NA())","v":0.989672080260804},null,null,"QLD Greater Townsville Loop",24,{"$f":"Lists_Selections!H27","v":"QLD Clare"},null,null,false,null,null,{"$error":"#N/A"},{"$error":"#N/A"},{"$error":"#N/A"},{"$error":"#N/A"},{"$error":"#N/A"},{"$error":"#N/A"},{"$error":"#N/A"},{"$error":"#N/A"},{"$error":"#N/A"},{"$error":"#N/A"},null,null,null,null,null,null,null,null,"TempCorrActualPOE10"]
[null,{"$f":"IF(DataInput!B34=$B$8,IF($B$9=$B$10,TRUE,IF(DataInput!E34=$B$9,TRUE,FALSE)))","v":true},null,null,{"$f":"IF(B35=TRUE,DataInput!B34,NA())","v":"QLD"},{"$f":"IF($E35=DataInput!$B34,DataInput!C34,NA())","v":"GreaterTownsville"},{"$f":"IF($E35=DataInput!$B34,DataInput!D34,NA())","v":"Greater Townsville Loop"},{"$f":"IF($E35=DataInput!$B34,DataInput!E34,NA())","v":"Ergon"},{"$f":"IF($E35=DataInput!$B34,DataInput!F34,NA())","v":"Winter"},{"$f":"IF($E35=DataInput!$B34,DataInput!G34,NA())","v":"Non-Coincident"},{"$f":"IF($E35=DataInput!$B34,DataInput!H34,NA())","v":2019},{"$f":"IF($E35=DataInput!$B34,DataInput!I34,NA())","v":"POE10"},{"$f":"IF($E35=DataInput!$B34,DataInput!J34,NA())","v":209.46303982067499},{"$f":"IF($E35=DataInput!$B34,DataInput!K34,NA())","v":0.97640328136025201},null,null,"QLD Greater Townsville Loop",25,{"$f":"Lists_Selections!H28","v":"QLD Collinsville Load"},null,null,false,null,null,{"$error":"#N/A"},{"$f":"IF($V35=TRUE,F35,NA())","v":{"$error":"#N/A"}},{"$f":"IF($V35=TRUE,G35,NA())","v":{"$error":"#N/A"}},{"$f":"IF($V35=TRUE,H35,NA())","v":{"$error":"#N/A"}},{"$f":"IF($V35=TRUE,I35,NA())","v":{"$error":"#N/A"}},{"$f":"IF($V35=TRUE,J35,NA())","v":{"$error":"#N/A"}},{"$f":"IF($V35=TRUE,K35,NA())","v":{"$error":"#N/A"}},{"$f":"IF($V35=TRUE,L35,NA())","v":{"$error":"#N/A"}},{"$f":"IF($V35=TRUE,M35,NA())","v":{"$error":"#N/A"}},{"$f":"IF($V35=TRUE,N35,NA())","v":{"$error":"#N/A"}},null,null,null,null,null,null,null,null,"TempCorrActualPOE50"]
[null,{"$f":"IF(DataInput!B35=$B$8,IF($B$9=$B$10,TRUE,IF(DataInput!E35=$B$9,TRUE,FALSE)))","v":true},null,null,{"$f":"IF(B36=TRUE,DataInput!B35,NA())","v":"QLD"},{"$f":"IF($E36=DataInput!$B35,DataInput!C35,NA())","v":"GreaterTownsville"},{"$f":"IF($E36=DataInput!$B35,DataInput!D35,NA())","v":"Greater Townsville Loop"},{"$f":"IF($E36=DataInput!$B35,DataInput!E35,NA())","v":"Ergon"},{"$f":"IF($E36=DataInput!$B35,DataInput!F35,NA())","v":"Winter"},{"$f":"IF($E36=DataInput!$B35,DataInput!G35,NA())","v":"Non-Coincident"},{"$f":"IF($E36=DataInput!$B35,DataInput!H35,NA())","v":2020},{"$f":"IF($E36=DataInput!$B35,DataInput!I35,NA())","v":"POE10"},{"$f":"IF($E36=DataInput!$B35,DataInput!J35,NA())","v":217.35113477331299},{"$f":"IF($E36=DataInput!$B35,DataInput!K35,NA())","v":0.95032582136902699},null,null,"QLD Greater Townsville Loop",26,{"$f":"Lists_Selections!H29","v":"QLD Columboola"},null,null,false,null,null,{"$error":"#N/A"},{"$error":"#N/A"},{"$error":"#N/A"},{"$error":"#N/A"},{"$error":"#N/A"},{"$error":"#N/A"},{"$error":"#N/A"},{"$error":"#N/A"},{"$error":"#N/A"},{"$error":"#N/A"}]
[null,{"$f":"IF(DataInput!B36=$B$8,IF($B$9=$B$10,TRUE,IF(DataInput!E36=$B$9,TRUE,FALSE)))","v":true},null,null,{"$f":"IF(B37=TRUE,DataInput!B36,NA())","v":"QLD"},{"$f":"IF($E37=DataInput!$B36,DataInput!C36,NA())","v":"GreaterTownsville"},{"$f":"IF($E37=DataInput!$B36,DataInput!D36,NA())","v":"Greater Townsville Loop"},{"$f":"IF($E37=DataInput!$B36,DataInput!E36,NA())","v":"Ergon"},{"$f":"IF($E37=DataInput!$B36,DataInput!F36,NA())","v":"Winter"},{"$f":"IF($E37=DataInput!$B36,DataInput!G36,NA())","v":"Non-Coincident"},{"$f":"IF($E37=DataInput!$B36,DataInput!H36,NA())","v":2021},{"$f":"IF($E37=DataInput!$B36,DataInput!I36,NA())","v":"POE10"},{"$f":"IF($E37=DataInput!$B36,DataInput!J36,NA())","v":216.962478379771},{"$f":"IF($E37=DataInput!$B36,DataInput!K36,NA())","v":0.95076494846763204},null,null,"QLD Greater Townsville Loop",27,{"$f":"Lists_Selections!H30","v":"QLD Dysart"},null,null,false,null,null,{"$error":"#N/A"},{"$error":"#N/A"},{"$error":"#N/A"},{"$error":"#N/A"},{"$error":"#N/A"},{"$error":"#N/A"},{"$error":"#N/A"},{"$error":"#N/A"},{"$error":"#N/A"},{"$error":"#N/A"},null,null,null,null,null,null,null,null,null,null,null,null,null,null,null,null,null,null,null,"This table is pasted as linked picture , into the Report."]
[null,{"$f":"IF(DataInput!B37=$B$8,IF($B$9=$B$10,TRUE,IF(DataInput!E37=$B$9,TRUE,FALSE)))","v":true},null,null,{"$f":"IF(B38=TRUE,DataInput!B37,NA())","v":"QLD"},{"$f":"IF($E38=DataInput!$B37,DataInput!C37,NA())","v":"GreaterTownsville"},{"$f":"IF($E38=DataInput!$B37,DataInput!D37,NA())","v":"Greater Townsville Loop"},{"$f":"IF($E38=DataInput!$B37,DataInput!E37,NA())","v":"Ergon"},{"$f":"IF($E38=DataInput!$B37,DataInput!F37,NA())","v":"Winter"},{"$f":"IF($E38=DataInput!$B37,DataInput!G37,NA())","v":"Non-Coincident"},{"$f":"IF($E38=DataInput!$B37,DataInput!H37,NA())","v":2022},{"$f":"IF($E38=DataInput!$B37,DataInput!I37,NA())","v":"POE10"},{"$f":"IF($E38=DataInput!$B37,DataInput!J37,NA())","v":222.122028314375},{"$f":"IF($E38=DataInput!$B37,DataInput!K37,NA())","v":0.95117336980974998},null,null,"QLD Greater Townsville Loop",28,{"$f":"Lists_Selections!H31","v":"QLD Edmonton"},null,null,false,null,null,{"$error":"#N/A"},{"$error":"#N/A"},{"$error":"#N/A"},{"$error":"#N/A"},{"$error":"#N/A"},{"$error":"#N/A"},{"$error":"#N/A"},{"$error":"#N/A"},{"$error":"#N/A"},{"$error":"#N/A"},null,null,null,null,null,null,null,null,null,null,null,null,null,null,null,null,null,null,null,"SUMMER (MW)",null,null,null,{"$f":"BH13","v":"2015-16"},"2016-17","2017-18","2018-19","2019-20","2020-21","2021-22","2022-23","2023-24","2024-25",{"$f":"BR13","v":"2025-26"},"10-yr growth rate"]
[null,{"$f":"IF(DataInput!B38=$B$8,IF($B$9=$B$10,TRUE,IF(DataInput!E38=$B$9,TRUE,FALSE)))","v":true},null,null,{"$f":"IF(B39=TRUE,DataInput!B38,NA())","v":"QLD"},{"$f":"IF($E39=DataInput!$B38,DataInput!C38,NA())","v":"GreaterTownsville"},{"$f":"IF($E39=DataInput!$B38,DataInput!D38,NA())","v":"Greater Townsville Loop"},{"$f":"IF($E39=DataInput!$B38,DataInput!E38,NA())","v":"Ergon"},{"$f":"IF($E39=DataInput!$B38,DataInput!F38,NA())","v":"Winter"},{"$f":"IF($E39=DataInput!$B38,DataInput!G38,NA())","v":"Non-Coincident"},{"$f":"IF($E39=DataInput!$B38,DataInput!H38,NA())","v":2023},{"$f":"IF($E39=DataInput!$B38,DataInput!I38,NA())","v":"POE10"},{"$f":"IF($E39=DataInput!$B38,DataInput!J38,NA())","v":226.69791375319599},{"$f":"IF($E39=DataInput!$B38,DataInput!K38,NA())","v":0.95146691936588002},null,null,"QLD Greater Townsville Loop",29,{"$f":"Lists_Selections!H32","v":"QLD El Arish"},null,null,false,null,null,{"$error":"#N/A"},{"$error":"#N/A"},{"$error":"#N/A"},{"$error":"#N/A"},{"$error":"#N/A"},{"$error":"#N/A"},{"$error":"#N/A"},{"$error":"#N/A"},{"$error":"#N/A"},{"$error":"#N/A"},null,null,null,null,null,null,null,null,null,null,null,null,null,null,null,null,null,null,null,"Actual",null,null,null,{"$f":"IFERROR(BH17,\"\")","v":89.737499999999997},"","","","","","","",""]
[null,{"$f":"IF(DataInput!B39=$B$8,IF($B$9=$B$10,TRUE,IF(DataInput!E39=$B$9,TRUE,FALSE)))","v":true},null,null,{"$f":"IF(B40=TRUE,DataInput!B39,NA())","v":"QLD"},{"$f":"IF($E40=DataInput!$B39,DataInput!C39,NA())","v":"GreaterTownsville"},{"$f":"IF($E40=DataInput!$B39,DataInput!D39,NA())","v":"Greater Townsville Loop"},{"$f":"IF($E40=DataInput!$B39,DataInput!E39,NA())","v":"Ergon"},{"$f":"IF($E40=DataInput!$B39,DataInput!F39,NA())","v":"Winter"},{"$f":"IF($E40=DataInput!$B39,DataInput!G39,NA())","v":"Non-Coincident"},{"$f":"IF($E40=DataInput!$B39,DataInput!H39,NA())","v":2024},{"$f":"IF($E40=DataInput!$B39,DataInput!I39,NA())","v":"POE10"},{"$f":"IF($E40=DataInput!$B39,DataInput!J39,NA())","v":238.07113021182801},{"$f":"IF($E40=DataInput!$B39,DataInput!K39,NA())","v":0.95183445476927198},null,null,"QLD Greater Townsville Loop",30,{"$f":"Lists_Selections!H33","v":"QLD Gin Gin"},null,null,false,null,null,{"$error":"#N/A"},{"$error":"#N/A"},{"$error":"#N/A"},{"$error":"#N/A"},{"$error":"#N/A"},{"$error":"#N/A"},{"$error":"#N/A"},{"$error":"#N/A"},{"$error":"#N/A"},{"$error":"#N/A"},null,null,null,null,null,null,null,null,null,null,null,null,null,null,null,null,null,null,null,"Temp. corrected actual 10% POE",null,null,null,94.932019181285597,"","","","","","","",""]
[null,{"$f":"IF(DataInput!B40=$B$8,IF($B$9=$B$10,TRUE,IF(DataInput!E40=$B$9,TRUE,FALSE)))","v":true},null,null,{"$f":"IF(B41=TRUE,DataInput!B40,NA())","v":"QLD"},{"$f":"IF($E41=DataInput!$B40,DataInput!C40,NA())","v":"GreaterTownsville"},{"$f":"IF($E41=DataInput!$B40,DataInput!D40,NA())","v":"Greater Townsville Loop"},{"$f":"IF($E41=DataInput!$B40,DataInput!E40,NA())","v":"Ergon"},{"$f":"IF($E41=DataInput!$B40,DataInput!F40,NA())","v":"Winter"},{"$f":"IF($E41=DataInput!$B40,DataInput!G40,NA())","v":"Non-Coincident"},{"$f":"IF($E41=DataInput!$B40,DataInput!H40,NA())","v":2025},{"$f":"IF($E41=DataInput!$B40,DataInput!I40,NA())","v":"POE10"},{"$f":"IF($E41=DataInput!$B40,DataInput!J40,NA())","v":243.74636535618501},{"$f":"IF($E41=DataInput!$B40,DataInput!K40,NA())","v":0.95216694567541305},null,null,"QLD Greater Townsville Loop",31,{"$f":"Lists_Selections!H34","v":"QLD Gladstone South"},null,null,false,null,null,{"$error":"#N/A"},{"$error":"#N/A"},{"$error":"#N/A"},{"$error":"#N/A"},{"$error":"#N/A"},{"$error":"#N/A"},{"$error":"#N/A"},{"$error":"#N/A"},{"$error":"#N/A"},{"$error":"#N/A"},null,null,null,null,null,null,null,null,null,null,null,null,null,null,null,null,null,null,null,"Temp. corrected actual 50% POE",null,null,null,87.717170935759199,"","","","","","","",""]
[null,{"$f":"IF(DataInput!B41=$B$8,IF($B$9=$B$10,TRUE,IF(DataInput!E41=$B$9,TRUE,FALSE)))","v":true},null,null,{"$f":"IF(B42=TRUE,DataInput!B41,NA())","v":"QLD"},{"$f":"IF($E42=DataInput!$B41,DataInput!C41,NA())","v":"GreaterTownsville"},{"$f":"IF($E42=DataInput!$B41,DataInput!D41,NA())","v":"Greater Townsville Loop"},{"$f":"IF($E42=DataInput!$B41,DataInput!E41,NA())","v":"Ergon"},{"$f":"IF($E42=DataInput!$B41,DataInput!F41,NA())","v":"Winter"},{"$f":"IF($E42=DataInput!$B41,DataInput!G41,NA())","v":"Non-Coincident"},{"$f":"IF($E42=DataInput!$B41,DataInput!H41,NA())","v":2016},{"$f":"IF($E42=DataInput!$B41,DataInput!I41,NA())","v":"POE50"},{"$f":"IF($E42=DataInput!$B41,DataInput!J41,NA())","v":191.31332289000301},{"$f":"IF($E42=DataInput!$B41,DataInput!K41,NA())","v":0.96844541973540899},null,null,"QLD Greater Townsville Loop",32,{"$f":"Lists_Selections!H35","v":"QLD Goodna"},null,null,false,null,null,{"$error":"#N/A"},{"$error":"#N/A"},{"$error":"#N/A"},{"$error":"#N/A"},{"$error":"#N/A"},{"$error":"#N/A"},{"$error":"#N/A"},{"$error":"#N/A"},{"$error":"#N/A"},{"$error":"#N/A"},null,null,null,null,null,null,null,null,null,null,null,null,null,null,null,null,null,null,null,"Non co-incident 10% POE",null,null,null,"",100.47702017842001,102.840744933984,105.48448671125,109.000290432067,111.850293520845,114.710175983243,116.545126950887,120.702811753069,{"$f":"IFERROR(BQ20,\"\")","v":124.409322554401},{"$f":"IFERROR(BR20,\"\")","v":126.53505244360301},{"$f":"IFERROR((1+(BP42-BG42)/BG42)^(1/9)-1,\"N/A\")","v":2.5952189177723683E-2}]
[null,{"$f":"IF(DataInput!B42=$B$8,IF($B$9=$B$10,TRUE,IF(DataInput!E42=$B$9,TRUE,FALSE)))","v":true},null,null,{"$f":"IF(B43=TRUE,DataInput!B42,NA())","v":"QLD"},{"$f":"IF($E43=DataInput!$B42,DataInput!C42,NA())","v":"GreaterTownsville"},{"$f":"IF($E43=DataInput!$B42,DataInput!D42,NA())","v":"Greater Townsville Loop"},{"$f":"IF($E43=DataInput!$B42,DataInput!E42,NA())","v":"Ergon"},{"$f":"IF($E43=DataInput!$B42,DataInput!F42,NA())","v":"Winter"},{"$f":"IF($E43=DataInput!$B42,DataInput!G42,NA())","v":"Non-Coincident"},{"$f":"IF($E43=DataInput!$B42,DataInput!H42,NA())","v":2017},{"$f":"IF($E43=DataInput!$B42,DataInput!I42,NA())","v":"POE50"},{"$f":"IF($E43=DataInput!$B42,DataInput!J42,NA())","v":191.50022285898399},{"$f":"IF($E43=DataInput!$B42,DataInput!K42,NA())","v":0.99636650249652703},null,null,"QLD Greater Townsville Loop",33,{"$f":"Lists_Selections!H36","v":"QLD Greater Townsville Loop"},null,null,false,null,null,{"$error":"#N/A"},{"$error":"#N/A"},{"$error":"#N/A"},{"$error":"#N/A"},{"$error":"#N/A"},{"$error":"#N/A"},{"$error":"#N/A"},{"$error":"#N/A"},{"$error":"#N/A"},{"$error":"#N/A"},null,null,null,null,null,null,null,null,null,null,null,null,null,null,null,null,null,null,null,"Non co-incident 50% POE",null,null,null,"",92.889239086416396,94.876518474330993,96.582723979776603,100.019309336988,101.732915953294,104.550905282331,107.68947927211801,110.900269430357,{"$f":"IFERROR(BQ21,\"\")","v":113.409711347035},{"$f":"IFERROR(BR21,\"\")","v":115.392744226761},{"$f":"IFERROR((1+(BP43-BG43)/BG43)^(1/9)-1,\"N/A\")","v":2.4396584566515056E-2}]
[null,{"$f":"IF(DataInput!B43=$B$8,IF($B$9=$B$10,TRUE,IF(DataInput!E43=$B$9,TRUE,FALSE)))","v":true},null,null,{"$f":"IF(B44=TRUE,DataInput!B43,NA())","v":"QLD"},{"$f":"IF($E44=DataInput!$B43,DataInput!C43,NA())","v":"GreaterTownsville"},{"$f":"IF($E44=DataInput!$B43,DataInput!D43,NA())","v":"Greater Townsville Loop"},{"$f":"IF($E44=DataInput!$B43,DataInput!E43,NA())","v":"Ergon"},{"$f":"IF($E44=DataInput!$B43,DataInput!F43,NA())","v":"Winter"},{"$f":"IF($E44=DataInput!$B43,DataInput!G43,NA())","v":"Non-Coincident"},{"$f":"IF($E44=DataInput!$B43,DataInput!H43,NA())","v":2018},{"$f":"IF($E44=DataInput!$B43,DataInput!I43,NA())","v":"POE50"},{"$f":"IF($E44=DataInput!$B43,DataInput!J43,NA())","v":196.334529929192},{"$f":"IF($E44=DataInput!$B43,DataInput!K43,NA())","v":1},null,null,"QLD Greater Townsville Loop",34,{"$f":"Lists_Selections!H37","v":"QLD Ingham"},null,null,false,null,null,{"$error":"#N/A"},{"$error":"#N/A"},{"$error":"#N/A"},{"$error":"#N/A"},{"$error":"#N/A"},{"$error":"#N/A"},{"$error":"#N/A"},{"$error":"#N/A"},{"$error":"#N/A"},{"$error":"#N/A"},null,null,null,null,null,null,null,null,null,null,null,null,null,null,null,null,null,null,null,"WINTER (MW)",null,null,null,2015,2016,2017,2018,2019,2020,2021,2022,2023,2024,2024,"10-yr growth rate"]
[null,{"$f":"IF(DataInput!B44=$B$8,IF($B$9=$B$10,TRUE,IF(DataInput!E44=$B$9,TRUE,FALSE)))","v":true},null,null,{"$f":"IF(B45=TRUE,DataInput!B44,NA())","v":"QLD"},{"$f":"IF($E45=DataInput!$B44,DataInput!C44,NA())","v":"GreaterTownsville"},{"$f":"IF($E45=DataInput!$B44,DataInput!D44,NA())","v":"Greater Townsville Loop"},{"$f":"IF($E45=DataInput!$B44,DataInput!E44,NA())","v":"Ergon"},{"$f":"IF($E45=DataInput!$B44,DataInput!F44,NA())","v":"Winter"},{"$f":"IF($E45=DataInput!$B44,DataInput!G44,NA())","v":"Non-Coincident"},{"$f":"IF($E45=DataInput!$B44,DataInput!H44,NA())","v":2019},{"$f":"IF($E45=DataInput!$B44,DataInput!I44,NA())","v":"POE50"},{"$f":"IF($E45=DataInput!$B44,DataInput!J44,NA())","v":201.44500801430701},{"$f":"IF($E45=DataInput!$B44,DataInput!K44,NA())","v":0.99303236671250095},null,null,"QLD Greater Townsville Loop",35,{"$f":"Lists_Selections!H38","v":"QLD Innisfail"},null,null,false,null,null,{"$error":"#N/A"},{"$error":"#N/A"},{"$error":"#N/A"},{"$error":"#N/A"},{"$error":"#N/A"},{"$error":"#N/A"},{"$error":"#N/A"},{"$error":"#N/A"},{"$error":"#N/A"},{"$error":"#N/A"},null,null,null,null,null,null,null,null,null,null,null,null,null,null,null,null,null,null,null,"Actual",null,null,null,{"$f":"IFERROR(BH24,\"\")","v":75.438293999999999},"","","","","","","",""]
[null,{"$f":"IF(DataInput!B45=$B$8,IF($B$9=$B$10,TRUE,IF(DataInput!E45=$B$9,TRUE,FALSE)))","v":true},null,null,{"$f":"IF(B46=TRUE,DataInput!B45,NA())","v":"QLD"},{"$f":"IF($E46=DataInput!$B45,DataInput!C45,NA())","v":"GreaterTownsville"},{"$f":"IF($E46=DataInput!$B45,DataInput!D45,NA())","v":"Greater Townsville Loop"},{"$f":"IF($E46=DataInput!$B45,DataInput!E45,NA())","v":"Ergon"},{"$f":"IF($E46=DataInput!$B45,DataInput!F45,NA())","v":"Winter"},{"$f":"IF($E46=DataInput!$B45,DataInput!G45,NA())","v":"Non-Coincident"},{"$f":"IF($E46=DataInput!$B45,DataInput!H45,NA())","v":2020},{"$f":"IF($E46=DataInput!$B45,DataInput!I45,NA())","v":"POE50"},{"$f":"IF($E46=DataInput!$B45,DataInput!J45,NA())","v":207.755377686614},{"$f":"IF($E46=DataInput!$B45,DataInput!K45,NA())","v":0.97140067258914797},null,null,"QLD Greater Townsville Loop",36,{"$f":"Lists_Selections!H39","v":"QLD Kamerunga"},null,null,false,null,null,{"$error":"#N/A"},{"$error":"#N/A"},{"$error":"#N/A"},{"$error":"#N/A"},{"$error":"#N/A"},{"$error":"#N/A"},{"$error":"#N/A"},{"$error":"#N/A"},{"$error":"#N/A"},{"$error":"#N/A"},null,null,null,null,null,null,null,null,null,null,null,null,null,null,null,null,null,null,null,"Temp. corrected actual 10% POE",null,null,null,78.450512752025901,"","","","","","","",""]
[null,{"$f":"IF(DataInput!B46=$B$8,IF($B$9=$B$10,TRUE,IF(DataInput!E46=$B$9,TRUE,FALSE)))","v":true},null,null,{"$f":"IF(B47=TRUE,DataInput!B46,NA())","v":"QLD"},{"$f":"IF($E47=DataInput!$B46,DataInput!C46,NA())","v":"GreaterTownsville"},{"$f":"IF($E47=DataInput!$B46,DataInput!D46,NA())","v":"Greater Townsville Loop"},{"$f":"IF($E47=DataInput!$B46,DataInput!E46,NA())","v":"Ergon"},{"$f":"IF($E47=DataInput!$B46,DataInput!F46,NA())","v":"Winter"},{"$f":"IF($E47=DataInput!$B46,DataInput!G46,NA())","v":"Non-Coincident"},{"$f":"IF($E47=DataInput!$B46,DataInput!H46,NA())","v":2021},{"$f":"IF($E47=DataInput!$B46,DataInput!I46,NA())","v":"POE50"},{"$f":"IF($E47=DataInput!$B46,DataInput!J46,NA())","v":209.282518649547},{"$f":"IF($E47=DataInput!$B46,DataInput!K46,NA())","v":0.97182285306389504},null,null,"QLD Greater Townsville Loop",37,{"$f":"Lists_Selections!H40","v":"QLD Kemmis"},null,null,false,null,null,{"$error":"#N/A"},{"$error":"#N/A"},{"$error":"#N/A"},{"$error":"#N/A"},{"$error":"#N/A"},{"$error":"#N/A"},{"$error":"#N/A"},{"$error":"#N/A"},{"$error":"#N/A"},{"$error":"#N/A"},null,null,null,null,null,null,null,null,null,null,null,null,null,null,null,null,null,null,null,"Temp. corrected actual 50% POE",null,null,null,75.925909385764299,"","","","","","","",""]
[null,{"$f":"IF(DataInput!B47=$B$8,IF($B$9=$B$10,TRUE,IF(DataInput!E47=$B$9,TRUE,FALSE)))","v":true},null,null,{"$f":"IF(B48=TRUE,DataInput!B47,NA())","v":"QLD"},{"$f":"IF($E48=DataInput!$B47,DataInput!C47,NA())","v":"GreaterTownsville"},{"$f":"IF($E48=DataInput!$B47,DataInput!D47,NA())","v":"Greater Townsville Loop"},{"$f":"IF($E48=DataInput!$B47,DataInput!E47,NA())","v":"Ergon"},{"$f":"IF($E48=DataInput!$B47,DataInput!F47,NA())","v":"Winter"},{"$f":"IF($E48=DataInput!$B47,DataInput!G47,NA())","v":"Non-Coincident"},{"$f":"IF($E48=DataInput!$B47,DataInput!H47,NA())","v":2022},{"$f":"IF($E48=DataInput!$B47,DataInput!I47,NA())","v":"POE50"},{"$f":"IF($E48=DataInput!$B47,DataInput!J47,NA())","v":214.133981183652},{"$f":"IF($E48=DataInput!$B47,DataInput!K47,NA())","v":0.97220810739998298},null,null,"QLD Greater Townsville Loop",38,{"$f":"Lists_Selections!H41","v":"QLD King Creek"},null,null,false,null,null,{"$error":"#N/A"},{"$error":"#N/A"},{"$error":"#N/A"},{"$error":"#N/A"},{"$error":"#N/A"},{"$error":"#N/A"},{"$error":"#N/A"},{"$error":"#N/A"},{"$error":"#N/A"},{"$error":"#N/A"},null,null,null,null,null,null,null,null,null,null,null,null,null,null,null,null,null,null,null,"Non co-incident 10% POE",null,null,null,"",84.345273616267207,90.548017821661006,97.467728213630195,102.92568660601501,106.550192711221,108.69146905012499,113.31165009825401,117.336962977087,{"$f":"IFERROR(BQ27,\"\")","v":124.61145378862599},{"$f":"IFERROR(BR27,\"\")","v":128.59387438297401},{"$f":"IFERROR((1+(BP48-BG48)/BG48)^(1/9)-1,\"N/A\")","v":4.7975329212539108E-2}]
[null,{"$f":"IF(DataInput!B48=$B$8,IF($B$9=$B$10,TRUE,IF(DataInput!E48=$B$9,TRUE,FALSE)))","v":true},null,null,{"$f":"IF(B49=TRUE,DataInput!B48,NA())","v":"QLD"},{"$f":"IF($E49=DataInput!$B48,DataInput!C48,NA())","v":"GreaterTownsville"},{"$f":"IF($E49=DataInput!$B48,DataInput!D48,NA())","v":"Greater Townsville Loop"},{"$f":"IF($E49=DataInput!$B48,DataInput!E48,NA())","v":"Ergon"},{"$f":"IF($E49=DataInput!$B48,DataInput!F48,NA())","v":"Winter"},{"$f":"IF($E49=DataInput!$B48,DataInput!G48,NA())","v":"Non-Coincident"},{"$f":"IF($E49=DataInput!$B48,DataInput!H48,NA())","v":2023},{"$f":"IF($E49=DataInput!$B48,DataInput!I48,NA())","v":"POE50"},{"$f":"IF($E49=DataInput!$B48,DataInput!J48,NA())","v":218.35808246634099},{"$f":"IF($E49=DataInput!$B48,DataInput!K48,NA())","v":0.97247530694353201},null,null,"QLD Greater Townsville Loop",39,{"$f":"Lists_Selections!H42","v":"QLD Lilyvale"},null,null,false,null,null,{"$error":"#N/A"},{"$error":"#N/A"},{"$error":"#N/A"},{"$error":"#N/A"},{"$error":"#N/A"},{"$error":"#N/A"},{"$error":"#N/A"},{"$error":"#N/A"},{"$error":"#N/A"},{"$error":"#N/A"},null,null,null,null,null,null,null,null,null,null,null,null,null,null,null,null,null,null,null,"Non co-incident 50% POE",null,null,null,"",83.4670191913536,89.567231421217301,95.123575888332198,99.721227300816693,103.158655197871,106.22064018805099,110.687585847554,114.529665159975,{"$f":"IFERROR(BQ28,\"\")","v":120.025475390365},{"$f":"IFERROR(BR28,\"\")","v":123.314454957717},{"$f":"IFERROR((1+(BP49-BG49)/BG49)^(1/9)-1,\"N/A\")","v":4.4319125105417578E-2}]
[null,{"$f":"IF(DataInput!B49=$B$8,IF($B$9=$B$10,TRUE,IF(DataInput!E49=$B$9,TRUE,FALSE)))","v":true},null,null,{"$f":"IF(B50=TRUE,DataInput!B49,NA())","v":"QLD"},{"$f":"IF($E50=DataInput!$B49,DataInput!C49,NA())","v":"GreaterTownsville"},{"$f":"IF($E50=DataInput!$B49,DataInput!D49,NA())","v":"Greater Townsville Loop"},{"$f":"IF($E50=DataInput!$B49,DataInput!E49,NA())","v":"Ergon"},{"$f":"IF($E50=DataInput!$B49,DataInput!F49,NA())","v":"Winter"},{"$f":"IF($E50=DataInput!$B49,DataInput!G49,NA())","v":"Non-Coincident"},{"$f":"IF($E50=DataInput!$B49,DataInput!H49,NA())","v":2024},{"$f":"IF($E50=DataInput!$B49,DataInput!I49,NA())","v":"POE50"},{"$f":"IF($E50=DataInput!$B49,DataInput!J49,NA())","v":226.287020249032},{"$f":"IF($E50=DataInput!$B49,DataInput!K49,NA())","v":0.972821907441898},null,null,"QLD Greater Townsville Loop",40,{"$f":"Lists_Selections!H43","v":"QLD Lilyvale (Barcaldine)"},null,null,false,null,null,{"$error":"#N/A"},{"$error":"#N/A"},{"$error":"#N/A"},{"$error":"#N/A"},{"$error":"#N/A"},{"$error":"#N/A"},{"$error":"#N/A"},{"$error":"#N/A"},{"$error":"#N/A"},{"$error":"#N/A"}]
[null,{"$f":"IF(DataInput!B50=$B$8,IF($B$9=$B$10,TRUE,IF(DataInput!E50=$B$9,TRUE,FALSE)))","v":true},null,null,{"$f":"IF(B51=TRUE,DataInput!B50,NA())","v":"QLD"},{"$f":"IF($E51=DataInput!$B50,DataInput!C50,NA())","v":"GreaterTownsville"},{"$f":"IF($E51=DataInput!$B50,DataInput!D50,NA())","v":"Greater Townsville Loop"},{"$f":"IF($E51=DataInput!$B50,DataInput!E50,NA())","v":"Ergon"},{"$f":"IF($E51=DataInput!$B50,DataInput!F50,NA())","v":"Winter"},{"$f":"IF($E51=DataInput!$B50,DataInput!G50,NA())","v":"Non-Coincident"},{"$f":"IF($E51=DataInput!$B50,DataInput!H50,NA())","v":2025},{"$f":"IF($E51=DataInput!$B50,DataInput!I50,NA())","v":"POE50"},{"$f":"IF($E51=DataInput!$B50,DataInput!J50,NA())","v":230.67324348151601},{"$f":"IF($E51=DataInput!$B50,DataInput!K50,NA())","v":0.973132688627806},null,null,"QLD Greater Townsville Loop",41,{"$f":"Lists_Selections!H44","v":"QLD Loganlea 110"},null,null,false,null,null,{"$error":"#N/A"},{"$error":"#N/A"},{"$error":"#N/A"},{"$error":"#N/A"},{"$error":"#N/A"},{"$error":"#N/A"},{"$error":"#N/A"},{"$error":"#N/A"},{"$error":"#N/A"},{"$error":"#N/A"}]
[null,{"$f":"IF(DataInput!B51=$B$8,IF($B$9=$B$10,TRUE,IF(DataInput!E51=$B$9,TRUE,FALSE)))","v":true},null,null,{"$f":"IF(B52=TRUE,DataInput!B51,NA())","v":"QLD"},{"$f":"IF($E52=DataInput!$B51,DataInput!C51,NA())","v":"QABM"},{"$f":"IF($E52=DataInput!$B51,DataInput!D51,NA())","v":"Abermain 33"},{"$f":"IF($E52=DataInput!$B51,DataInput!E51,NA())","v":"Energex"},{"$f":"IF($E52=DataInput!$B51,DataInput!F51,NA())","v":"Summer"},{"$f":"IF($E52=DataInput!$B51,DataInput!G51,NA())","v":"Non-Coincident"},{"$f":"IF($E52=DataInput!$B51,DataInput!H51,NA())","v":2017},{"$f":"IF($E52=DataInput!$B51,DataInput!I51,NA())","v":"POE10"},{"$f":"IF($E52=DataInput!$B51,DataInput!J51,NA())","v":99.690236589893402},{"$f":"IF($E52=DataInput!$B51,DataInput!K51,NA())","v":0.98599199056558595},null,null,"QLD Abermain 33",42,{"$f":"Lists_Selections!H45","v":"QLD Loganlea 33"},null,null,false,null,null,{"$error":"#N/A"},{"$error":"#N/A"},{"$error":"#N/A"},{"$error":"#N/A"},{"$error":"#N/A"},{"$error":"#N/A"},{"$error":"#N/A"},{"$error":"#N/A"},{"$error":"#N/A"},{"$error":"#N/A"}]
[null,{"$f":"IF(DataInput!B52=$B$8,IF($B$9=$B$10,TRUE,IF(DataInput!E52=$B$9,TRUE,FALSE)))","v":true},null,null,{"$f":"IF(B53=TRUE,DataInput!B52,NA())","v":"QLD"},{"$f":"IF($E53=DataInput!$B52,DataInput!C52,NA())","v":"QABM"},{"$f":"IF($E53=DataInput!$B52,DataInput!D52,NA())","v":"Abermain 33"},{"$f":"IF($E53=DataInput!$B52,DataInput!E52,NA())","v":"Energex"},{"$f":"IF($E53=DataInput!$B52,DataInput!F52,NA())","v":"Summer"},{"$f":"IF($E53=DataInput!$B52,DataInput!G52,NA())","v":"Non-Coincident"},{"$f":"IF($E53=DataInput!$B52,DataInput!H52,NA())","v":2018},{"$f":"IF($E53=DataInput!$B52,DataInput!I52,NA())","v":"POE10"},{"$f":"IF($E53=DataInput!$B52,DataInput!J52,NA())","v":99.874631690393201},{"$f":"IF($E53=DataInput!$B52,DataInput!K52,NA())","v":0.99235292844478495},null,null,"QLD Abermain 33",43,{"$f":"Lists_Selections!H46","v":"QLD Mackay"},null,null,false,null,null,{"$error":"#N/A"},{"$error":"#N/A"},{"$error":"#N/A"},{"$error":"#N/A"},{"$error":"#N/A"},{"$error":"#N/A"},{"$error":"#N/A"},{"$error":"#N/A"},{"$error":"#N/A"},{"$error":"#N/A"}]
[null,{"$f":"IF(DataInput!B53=$B$8,IF($B$9=$B$10,TRUE,IF(DataInput!E53=$B$9,TRUE,FALSE)))","v":true},null,null,{"$f":"IF(B54=TRUE,DataInput!B53,NA())","v":"QLD"},{"$f":"IF($E54=DataInput!$B53,DataInput!C53,NA())","v":"QABM"},{"$f":"IF($E54=DataInput!$B53,DataInput!D53,NA())","v":"Abermain 33"},{"$f":"IF($E54=DataInput!$B53,DataInput!E53,NA())","v":"Energex"},{"$f":"IF($E54=DataInput!$B53,DataInput!F53,NA())","v":"Summer"},{"$f":"IF($E54=DataInput!$B53,DataInput!G53,NA())","v":"Non-Coincident"},{"$f":"IF($E54=DataInput!$B53,DataInput!H53,NA())","v":2019},{"$f":"IF($E54=DataInput!$B53,DataInput!I53,NA())","v":"POE10"},{"$f":"IF($E54=DataInput!$B53,DataInput!J53,NA())","v":101.071946887469},{"$f":"IF($E54=DataInput!$B53,DataInput!K53,NA())","v":0.99334546744548002},null,null,"QLD Abermain 33",44,{"$f":"Lists_Selections!H47","v":"QLD Middle Ridge (Ergon)"},null,null,false,null,null,{"$error":"#N/A"},{"$error":"#N/A"},{"$error":"#N/A"},{"$error":"#N/A"},{"$error":"#N/A"},{"$error":"#N/A"},{"$error":"#N/A"},{"$error":"#N/A"},{"$error":"#N/A"},{"$error":"#N/A"}]
[null,{"$f":"IF(DataInput!B54=$B$8,IF($B$9=$B$10,TRUE,IF(DataInput!E54=$B$9,TRUE,FALSE)))","v":true},null,null,{"$f":"IF(B55=TRUE,DataInput!B54,NA())","v":"QLD"},{"$f":"IF($E55=DataInput!$B54,DataInput!C54,NA())","v":"QABM"},{"$f":"IF($E55=DataInput!$B54,DataInput!D54,NA())","v":"Abermain 33"},{"$f":"IF($E55=DataInput!$B54,DataInput!E54,NA())","v":"Energex"},{"$f":"IF($E55=DataInput!$B54,DataInput!F54,NA())","v":"Summer"},{"$f":"IF($E55=DataInput!$B54,DataInput!G54,NA())","v":"Non-Coincident"},{"$f":"IF($E55=DataInput!$B54,DataInput!H54,NA())","v":2020},{"$f":"IF($E55=DataInput!$B54,DataInput!I54,NA())","v":"POE10"},{"$f":"IF($E55=DataInput!$B54,DataInput!J54,NA())","v":105.73509357922801},{"$f":"IF($E55=DataInput!$B54,DataInput!K54,NA())","v":0.99354916887574096},null,null,"QLD Abermain 33",45,{"$f":"Lists_Selections!H48","v":"QLD Molendinar"},null,null,false,null,null,{"$error":"#N/A"},{"$error":"#N/A"},{"$error":"#N/A"},{"$error":"#N/A"},{"$error":"#N/A"},{"$error":"#N/A"},{"$error":"#N/A"},{"$error":"#N/A"},{"$error":"#N/A"},{"$error":"#N/A"}]
[null,{"$f":"IF(DataInput!B55=$B$8,IF($B$9=$B$10,TRUE,IF(DataInput!E55=$B$9,TRUE,FALSE)))","v":true},null,null,{"$f":"IF(B56=TRUE,DataInput!B55,NA())","v":"QLD"},{"$f":"IF($E56=DataInput!$B55,DataInput!C55,NA())","v":"QABM"},{"$f":"IF($E56=DataInput!$B55,DataInput!D55,NA())","v":"Abermain 33"},{"$f":"IF($E56=DataInput!$B55,DataInput!E55,NA())","v":"Energex"},{"$f":"IF($E56=DataInput!$B55,DataInput!F55,NA())","v":"Summer"},{"$f":"IF($E56=DataInput!$B55,DataInput!G55,NA())","v":"Non-Coincident"},{"$f":"IF($E56=DataInput!$B55,DataInput!H55,NA())","v":2021},{"$f":"IF($E56=DataInput!$B55,DataInput!I55,NA())","v":"POE10"},{"$f":"IF($E56=DataInput!$B55,DataInput!J55,NA())","v":106.302344587882},{"$f":"IF($E56=DataInput!$B55,DataInput!K55,NA())","v":0.98800772557508498},null,null,"QLD Abermain 33",46,{"$f":"Lists_Selections!H49","v":"QLD Moranbah (Mine)"},null,null,false,null,null,{"$error":"#N/A"},{"$error":"#N/A"},{"$error":"#N/A"},{"$error":"#N/A"},{"$error":"#N/A"},{"$error":"#N/A"},{"$error":"#N/A"},{"$error":"#N/A"},{"$error":"#N/A"},{"$error":"#N/A"}]
[null,{"$f":"IF(DataInput!B56=$B$8,IF($B$9=$B$10,TRUE,IF(DataInput!E56=$B$9,TRUE,FALSE)))","v":true},null,null,{"$f":"IF(B57=TRUE,DataInput!B56,NA())","v":"QLD"},{"$f":"IF($E57=DataInput!$B56,DataInput!C56,NA())","v":"QABM"},{"$f":"IF($E57=DataInput!$B56,DataInput!D56,NA())","v":"Abermain 33"},{"$f":"IF($E57=DataInput!$B56,DataInput!E56,NA())","v":"Energex"},{"$f":"IF($E57=DataInput!$B56,DataInput!F56,NA())","v":"Summer"},{"$f":"IF($E57=DataInput!$B56,DataInput!G56,NA())","v":"Non-Coincident"},{"$f":"IF($E57=DataInput!$B56,DataInput!H56,NA())","v":2022},{"$f":"IF($E57=DataInput!$B56,DataInput!I56,NA())","v":"POE10"},{"$f":"IF($E57=DataInput!$B56,DataInput!J56,NA())","v":107.71504114608599},{"$f":"IF($E57=DataInput!$B56,DataInput!K56,NA())","v":0.98811784545161296},null,null,"QLD Abermain 33",47,{"$f":"Lists_Selections!H50","v":"QLD Moranbah (Town)"},null,null,false,null,null,{"$error":"#N/A"},{"$error":"#N/A"},{"$error":"#N/A"},{"$error":"#N/A"},{"$error":"#N/A"},{"$error":"#N/A"},{"$error":"#N/A"},{"$error":"#N/A"},{"$error":"#N/A"},{"$error":"#N/A"}]
[null,{"$f":"IF(DataInput!B57=$B$8,IF($B$9=$B$10,TRUE,IF(DataInput!E57=$B$9,TRUE,FALSE)))","v":true},null,null,{"$f":"IF(B58=TRUE,DataInput!B57,NA())","v":"QLD"},{"$f":"IF($E58=DataInput!$B57,DataInput!C57,NA())","v":"QABM"},{"$f":"IF($E58=DataInput!$B57,DataInput!D57,NA())","v":"Abermain 33"},{"$f":"IF($E58=DataInput!$B57,DataInput!E57,NA())","v":"Energex"},{"$f":"IF($E58=DataInput!$B57,DataInput!F57,NA())","v":"Summer"},{"$f":"IF($E58=DataInput!$B57,DataInput!G57,NA())","v":"Non-Coincident"},{"$f":"IF($E58=DataInput!$B57,DataInput!H57,NA())","v":2023},{"$f":"IF($E58=DataInput!$B57,DataInput!I57,NA())","v":"POE10"},{"$f":"IF($E58=DataInput!$B57,DataInput!J57,NA())","v":108.154844597958},{"$f":"IF($E58=DataInput!$B57,DataInput!K57,NA())","v":0.98811633803149201},null,null,"QLD Abermain 33",48,{"$f":"Lists_Selections!H51","v":"QLD Moranbah Substation"},null,null,false,null,null,{"$error":"#N/A"},{"$error":"#N/A"},{"$error":"#N/A"},{"$error":"#N/A"},{"$error":"#N/A"},{"$error":"#N/A"},{"$error":"#N/A"},{"$error":"#N/A"},{"$error":"#N/A"},{"$error":"#N/A"}]
[null,{"$f":"IF(DataInput!B58=$B$8,IF($B$9=$B$10,TRUE,IF(DataInput!E58=$B$9,TRUE,FALSE)))","v":true},null,null,{"$f":"IF(B59=TRUE,DataInput!B58,NA())","v":"QLD"},{"$f":"IF($E59=DataInput!$B58,DataInput!C58,NA())","v":"QABM"},{"$f":"IF($E59=DataInput!$B58,DataInput!D58,NA())","v":"Abermain 33"},{"$f":"IF($E59=DataInput!$B58,DataInput!E58,NA())","v":"Energex"},{"$f":"IF($E59=DataInput!$B58,DataInput!F58,NA())","v":"Summer"},{"$f":"IF($E59=DataInput!$B58,DataInput!G58,NA())","v":"Non-Coincident"},{"$f":"IF($E59=DataInput!$B58,DataInput!H58,NA())","v":2024},{"$f":"IF($E59=DataInput!$B58,DataInput!I58,NA())","v":"POE10"},{"$f":"IF($E59=DataInput!$B58,DataInput!J58,NA())","v":110.728555074398},{"$f":"IF($E59=DataInput!$B58,DataInput!K58,NA())","v":0.98812258916977702},null,null,"QLD Abermain 33",49,{"$f":"Lists_Selections!H52","v":"QLD Moura"},null,null,false,null,null,{"$error":"#N/A"},{"$error":"#N/A"},{"$error":"#N/A"},{"$error":"#N/A"},{"$error":"#N/A"},{"$error":"#N/A"},{"$error":"#N/A"},{"$error":"#N/A"},{"$error":"#N/A"},{"$error":"#N/A"}]
[null,{"$f":"IF(DataInput!B59=$B$8,IF($B$9=$B$10,TRUE,IF(DataInput!E59=$B$9,TRUE,FALSE)))","v":true},null,null,{"$f":"IF(B60=TRUE,DataInput!B59,NA())","v":"QLD"},{"$f":"IF($E60=DataInput!$B59,DataInput!C59,NA())","v":"QABM"},{"$f":"IF($E60=DataInput!$B59,DataInput!D59,NA())","v":"Abermain 33"},{"$f":"IF($E60=DataInput!$B59,DataInput!E59,NA())","v":"Energex"},{"$f":"IF($E60=DataInput!$B59,DataInput!F59,NA())","v":"Summer"},{"$f":"IF($E60=DataInput!$B59,DataInput!G59,NA())","v":"Non-Coincident"},{"$f":"IF($E60=DataInput!$B59,DataInput!H59,NA())","v":2025},{"$f":"IF($E60=DataInput!$B59,DataInput!I59,NA())","v":"POE10"},{"$f":"IF($E60=DataInput!$B59,DataInput!J59,NA())","v":113.074797571939},{"$f":"IF($E60=DataInput!$B59,DataInput!K59,NA())","v":0.98801012073041905},null,null,"QLD Abermain 33",50,{"$f":"Lists_Selections!H53","v":"QLD Mudgeeraba 110"},null,null,false,null,null,{"$error":"#N/A"},{"$error":"#N/A"},{"$error":"#N/A"},{"$error":"#N/A"},{"$error":"#N/A"},{"$error":"#N/A"},{"$error":"#N/A"},{"$error":"#N/A"},{"$error":"#N/A"},{"$error":"#N/A"}]
[null,{"$f":"IF(DataInput!B60=$B$8,IF($B$9=$B$10,TRUE,IF(DataInput!E60=$B$9,TRUE,FALSE)))","v":true},null,null,{"$f":"IF(B61=TRUE,DataInput!B60,NA())","v":"QLD"},{"$f":"IF($E61=DataInput!$B60,DataInput!C60,NA())","v":"QABM"},{"$f":"IF($E61=DataInput!$B60,DataInput!D60,NA())","v":"Abermain 33"},{"$f":"IF($E61=DataInput!$B60,DataInput!E60,NA())","v":"Energex"},{"$f":"IF($E61=DataInput!$B60,DataInput!F60,NA())","v":"Summer"},{"$f":"IF($E61=DataInput!$B60,DataInput!G60,NA())","v":"Non-Coincident"},{"$f":"IF($E61=DataInput!$B60,DataInput!H60,NA())","v":2026},{"$f":"IF($E61=DataInput!$B60,DataInput!I60,NA())","v":"POE10"},{"$f":"IF($E61=DataInput!$B60,DataInput!J60,NA())","v":113.99180762507299},{"$f":"IF($E61=DataInput!$B60,DataInput!K60,NA())","v":0.98800881826846398},null,null,"QLD Abermain 33",51,{"$f":"Lists_Selections!H54","v":"QLD Mudgeeraba 33"},null,null,false,null,null,{"$error":"#N/A"},{"$error":"#N/A"},{"$error":"#N/A"},{"$error":"#N/A"},{"$error":"#N/A"},{"$error":"#N/A"},{"$error":"#N/A"},{"$error":"#N/A"},{"$error":"#N/A"},{"$error":"#N/A"}]
[null,{"$f":"IF(DataInput!B61=$B$8,IF($B$9=$B$10,TRUE,IF(DataInput!E61=$B$9,TRUE,FALSE)))","v":true},null,null,{"$f":"IF(B62=TRUE,DataInput!B61,NA())","v":"QLD"},{"$f":"IF($E62=DataInput!$B61,DataInput!C61,NA())","v":"QABM"},{"$f":"IF($E62=DataInput!$B61,DataInput!D61,NA())","v":"Abermain 33"},{"$f":"IF($E62=DataInput!$B61,DataInput!E61,NA())","v":"Energex"},{"$f":"IF($E62=DataInput!$B61,DataInput!F61,NA())","v":"Summer"},{"$f":"IF($E62=DataInput!$B61,DataInput!G61,NA())","v":"Non-Coincident"},{"$f":"IF($E62=DataInput!$B61,DataInput!H61,NA())","v":2017},{"$f":"IF($E62=DataInput!$B61,DataInput!I61,NA())","v":"POE50"},{"$f":"IF($E62=DataInput!$B61,DataInput!J61,NA())","v":91.828871704897594},{"$f":"IF($E62=DataInput!$B61,DataInput!K61,NA())","v":1},null,null,"QLD Abermain 33",52,{"$f":"Lists_Selections!H55","v":"QLD Murarrie (Belmont)"},null,null,false,null,null,{"$error":"#N/A"},{"$error":"#N/A"},{"$error":"#N/A"},{"$error":"#N/A"},{"$error":"#N/A"},{"$error":"#N/A"},{"$error":"#N/A"},{"$error":"#N/A"},{"$error":"#N/A"},{"$error":"#N/A"}]
[null,{"$f":"IF(DataInput!B62=$B$8,IF($B$9=$B$10,TRUE,IF(DataInput!E62=$B$9,TRUE,FALSE)))","v":true},null,null,{"$f":"IF(B63=TRUE,DataInput!B62,NA())","v":"QLD"},{"$f":"IF($E63=DataInput!$B62,DataInput!C62,NA())","v":"QABM"},{"$f":"IF($E63=DataInput!$B62,DataInput!D62,NA())","v":"Abermain 33"},{"$f":"IF($E63=DataInput!$B62,DataInput!E62,NA())","v":"Energex"},{"$f":"IF($E63=DataInput!$B62,DataInput!F62,NA())","v":"Summer"},{"$f":"IF($E63=DataInput!$B62,DataInput!G62,NA())","v":"Non-Coincident"},{"$f":"IF($E63=DataInput!$B62,DataInput!H62,NA())","v":2018},{"$f":"IF($E63=DataInput!$B62,DataInput!I62,NA())","v":"POE50"},{"$f":"IF($E63=DataInput!$B62,DataInput!J62,NA())","v":92.050058706118804},{"$f":"IF($E63=DataInput!$B62,DataInput!K62,NA())","v":1},null,null,"QLD Abermain 33",53,{"$f":"Lists_Selections!H56","v":"QLD Nebo"},null,null,false,null,null,{"$error":"#N/A"},{"$error":"#N/A"},{"$error":"#N/A"},{"$error":"#N/A"},{"$error":"#N/A"},{"$error":"#N/A"},{"$error":"#N/A"},{"$error":"#N/A"},{"$error":"#N/A"},{"$error":"#N/A"}]
[null,{"$f":"IF(DataInput!B63=$B$8,IF($B$9=$B$10,TRUE,IF(DataInput!E63=$B$9,TRUE,FALSE)))","v":true},null,null,{"$f":"IF(B64=TRUE,DataInput!B63,NA())","v":"QLD"},{"$f":"IF($E64=DataInput!$B63,DataInput!C63,NA())","v":"QABM"},{"$f":"IF($E64=DataInput!$B63,DataInput!D63,NA())","v":"Abermain 33"},{"$f":"IF($E64=DataInput!$B63,DataInput!E63,NA())","v":"Energex"},{"$f":"IF($E64=DataInput!$B63,DataInput!F63,NA())","v":"Summer"},{"$f":"IF($E64=DataInput!$B63,DataInput!G63,NA())","v":"Non-Coincident"},{"$f":"IF($E64=DataInput!$B63,DataInput!H63,NA())","v":2019},{"$f":"IF($E64=DataInput!$B63,DataInput!I63,NA())","v":"POE50"},{"$f":"IF($E64=DataInput!$B63,DataInput!J63,NA())","v":92.107920500244106},{"$f":"IF($E64=DataInput!$B63,DataInput!K63,NA())","v":1},null,null,"QLD Abermain 33",54,{"$f":"Lists_Selections!H57","v":"QLD Newlands"},null,null,false,null,null,{"$error":"#N/A"},{"$error":"#N/A"},{"$error":"#N/A"},{"$error":"#N/A"},{"$error":"#N/A"},{"$error":"#N/A"},{"$error":"#N/A"},{"$error":"#N/A"},{"$error":"#N/A"},{"$error":"#N/A"}]
[null,{"$f":"IF(DataInput!B64=$B$8,IF($B$9=$B$10,TRUE,IF(DataInput!E64=$B$9,TRUE,FALSE)))","v":true},null,null,{"$f":"IF(B65=TRUE,DataInput!B64,NA())","v":"QLD"},{"$f":"IF($E65=DataInput!$B64,DataInput!C64,NA())","v":"QABM"},{"$f":"IF($E65=DataInput!$B64,DataInput!D64,NA())","v":"Abermain 33"},{"$f":"IF($E65=DataInput!$B64,DataInput!E64,NA())","v":"Energex"},{"$f":"IF($E65=DataInput!$B64,DataInput!F64,NA())","v":"Summer"},{"$f":"IF($E65=DataInput!$B64,DataInput!G64,NA())","v":"Non-Coincident"},{"$f":"IF($E65=DataInput!$B64,DataInput!H64,NA())","v":2020},{"$f":"IF($E65=DataInput!$B64,DataInput!I64,NA())","v":"POE50"},{"$f":"IF($E65=DataInput!$B64,DataInput!J64,NA())","v":97.378613337461502},{"$f":"IF($E65=DataInput!$B64,DataInput!K64,NA())","v":1},null,null,"QLD Abermain 33",55,{"$f":"Lists_Selections!H58","v":"QLD Oakey"},null,null,false,null,null,{"$error":"#N/A"},{"$error":"#N/A"},{"$error":"#N/A"},{"$error":"#N/A"},{"$error":"#N/A"},{"$error":"#N/A"},{"$error":"#N/A"},{"$error":"#N/A"},{"$error":"#N/A"},{"$error":"#N/A"}]
[null,{"$f":"IF(DataInput!B65=$B$8,IF($B$9=$B$10,TRUE,IF(DataInput!E65=$B$9,TRUE,FALSE)))","v":true},null,null,{"$f":"IF(B66=TRUE,DataInput!B65,NA())","v":"QLD"},{"$f":"IF($E66=DataInput!$B65,DataInput!C65,NA())","v":"QABM"},{"$f":"IF($E66=DataInput!$B65,DataInput!D65,NA())","v":"Abermain 33"},{"$f":"IF($E66=DataInput!$B65,DataInput!E65,NA())","v":"Energex"},{"$f":"IF($E66=DataInput!$B65,DataInput!F65,NA())","v":"Summer"},{"$f":"IF($E66=DataInput!$B65,DataInput!G65,NA())","v":"Non-Coincident"},{"$f":"IF($E66=DataInput!$B65,DataInput!H65,NA())","v":2021},{"$f":"IF($E66=DataInput!$B65,DataInput!I65,NA())","v":"POE50"},{"$f":"IF($E66=DataInput!$B65,DataInput!J65,NA())","v":96.5462908071746},{"$f":"IF($E66=DataInput!$B65,DataInput!K65,NA())","v":1},null,null,"QLD Abermain 33",56,{"$f":"Lists_Selections!H59","v":"QLD Palmwoods"},null,null,false,null,null,{"$error":"#N/A"},{"$error":"#N/A"},{"$error":"#N/A"},{"$error":"#N/A"},{"$error":"#N/A"},{"$error":"#N/A"},{"$error":"#N/A"},{"$error":"#N/A"},{"$error":"#N/A"},{"$error":"#N/A"}]
[null,{"$f":"IF(DataInput!B66=$B$8,IF($B$9=$B$10,TRUE,IF(DataInput!E66=$B$9,TRUE,FALSE)))","v":true},null,null,{"$f":"IF(B67=TRUE,DataInput!B66,NA())","v":"QLD"},{"$f":"IF($E67=DataInput!$B66,DataInput!C66,NA())","v":"QABM"},{"$f":"IF($E67=DataInput!$B66,DataInput!D66,NA())","v":"Abermain 33"},{"$f":"IF($E67=DataInput!$B66,DataInput!E66,NA())","v":"Energex"},{"$f":"IF($E67=DataInput!$B66,DataInput!F66,NA())","v":"Summer"},{"$f":"IF($E67=DataInput!$B66,DataInput!G66,NA())","v":"Non-Coincident"},{"$f":"IF($E67=DataInput!$B66,DataInput!H66,NA())","v":2022},{"$f":"IF($E67=DataInput!$B66,DataInput!I66,NA())","v":"POE50"},{"$f":"IF($E67=DataInput!$B66,DataInput!J66,NA())","v":98.019187050761801},{"$f":"IF($E67=DataInput!$B66,DataInput!K66,NA())","v":1},null,null,"QLD Abermain 33",57,{"$f":"Lists_Selections!H60","v":"QLD Pioneer Valley"},null,null,false,null,null,{"$error":"#N/A"},{"$error":"#N/A"},{"$error":"#N/A"},{"$error":"#N/A"},{"$error":"#N/A"},{"$error":"#N/A"},{"$error":"#N/A"},{"$error":"#N/A"},{"$error":"#N/A"},{"$error":"#N/A"}]
[null,{"$f":"IF(DataInput!B67=$B$8,IF($B$9=$B$10,TRUE,IF(DataInput!E67=$B$9,TRUE,FALSE)))","v":true},null,null,{"$f":"IF(B68=TRUE,DataInput!B67,NA())","v":"QLD"},{"$f":"IF($E68=DataInput!$B67,DataInput!C67,NA())","v":"QABM"},{"$f":"IF($E68=DataInput!$B67,DataInput!D67,NA())","v":"Abermain 33"},{"$f":"IF($E68=DataInput!$B67,DataInput!E67,NA())","v":"Energex"},{"$f":"IF($E68=DataInput!$B67,DataInput!F67,NA())","v":"Summer"},{"$f":"IF($E68=DataInput!$B67,DataInput!G67,NA())","v":"Non-Coincident"},{"$f":"IF($E68=DataInput!$B67,DataInput!H67,NA())","v":2023},{"$f":"IF($E68=DataInput!$B67,DataInput!I67,NA())","v":"POE50"},{"$f":"IF($E68=DataInput!$B67,DataInput!J67,NA())","v":99.784629474279797},{"$f":"IF($E68=DataInput!$B67,DataInput!K67,NA())","v":1},null,null,"QLD Abermain 33",58,{"$f":"Lists_Selections!H61","v":"QLD Proserpine"},null,null,false,null,null,{"$error":"#N/A"},{"$error":"#N/A"},{"$error":"#N/A"},{"$error":"#N/A"},{"$error":"#N/A"},{"$error":"#N/A"},{"$error":"#N/A"},{"$error":"#N/A"},{"$error":"#N/A"},{"$error":"#N/A"}]
[null,{"$f":"IF(DataInput!B68=$B$8,IF($B$9=$B$10,TRUE,IF(DataInput!E68=$B$9,TRUE,FALSE)))","v":true},null,null,{"$f":"IF(B69=TRUE,DataInput!B68,NA())","v":"QLD"},{"$f":"IF($E69=DataInput!$B68,DataInput!C68,NA())","v":"QABM"},{"$f":"IF($E69=DataInput!$B68,DataInput!D68,NA())","v":"Abermain 33"},{"$f":"IF($E69=DataInput!$B68,DataInput!E68,NA())","v":"Energex"},{"$f":"IF($E69=DataInput!$B68,DataInput!F68,NA())","v":"Summer"},{"$f":"IF($E69=DataInput!$B68,DataInput!G68,NA())","v":"Non-Coincident"},{"$f":"IF($E69=DataInput!$B68,DataInput!H68,NA())","v":2024},{"$f":"IF($E69=DataInput!$B68,DataInput!I68,NA())","v":"POE50"},{"$f":"IF($E69=DataInput!$B68,DataInput!J68,NA())","v":101.794498838032},{"$f":"IF($E69=DataInput!$B68,DataInput!K68,NA())","v":1},null,null,"QLD Abermain 33",59,{"$f":"Lists_Selections!H62","v":"QLD Redbank Plains"},null,null,false,null,null,{"$error":"#N/A"},{"$error":"#N/A"},{"$error":"#N/A"},{"$error":"#N/A"},{"$error":"#N/A"},{"$error":"#N/A"},{"$error":"#N/A"},{"$error":"#N/A"},{"$error":"#N/A"},{"$error":"#N/A"}]
[null,{"$f":"IF(DataInput!B69=$B$8,IF($B$9=$B$10,TRUE,IF(DataInput!E69=$B$9,TRUE,FALSE)))","v":true},null,null,{"$f":"IF(B70=TRUE,DataInput!B69,NA())","v":"QLD"},{"$f":"IF($E70=DataInput!$B69,DataInput!C69,NA())","v":"QABM"},{"$f":"IF($E70=DataInput!$B69,DataInput!D69,NA())","v":"Abermain 33"},{"$f":"IF($E70=DataInput!$B69,DataInput!E69,NA())","v":"Energex"},{"$f":"IF($E70=DataInput!$B69,DataInput!F69,NA())","v":"Summer"},{"$f":"IF($E70=DataInput!$B69,DataInput!G69,NA())","v":"Non-Coincident"},{"$f":"IF($E70=DataInput!$B69,DataInput!H69,NA())","v":2025},{"$f":"IF($E70=DataInput!$B69,DataInput!I69,NA())","v":"POE50"},{"$f":"IF($E70=DataInput!$B69,DataInput!J69,NA())","v":103.133541011055},{"$f":"IF($E70=DataInput!$B69,DataInput!K69,NA())","v":1},null,null,"QLD Abermain 33",60,{"$f":"Lists_Selections!H63","v":"QLD Richlands"},null,null,false,null,null,{"$error":"#N/A"},{"$error":"#N/A"},{"$error":"#N/A"},{"$error":"#N/A"},{"$error":"#N/A"},{"$error":"#N/A"},{"$error":"#N/A"},{"$error":"#N/A"},{"$error":"#N/A"},{"$error":"#N/A"}]
[null,{"$f":"IF(DataInput!B70=$B$8,IF($B$9=$B$10,TRUE,IF(DataInput!E70=$B$9,TRUE,FALSE)))","v":true},null,null,{"$f":"IF(B71=TRUE,DataInput!B70,NA())","v":"QLD"},{"$f":"IF($E71=DataInput!$B70,DataInput!C70,NA())","v":"QABM"},{"$f":"IF($E71=DataInput!$B70,DataInput!D70,NA())","v":"Abermain 33"},{"$f":"IF($E71=DataInput!$B70,DataInput!E70,NA())","v":"Energex"},{"$f":"IF($E71=DataInput!$B70,DataInput!F70,NA())","v":"Summer"},{"$f":"IF($E71=DataInput!$B70,DataInput!G70,NA())","v":"Non-Coincident"},{"$f":"IF($E71=DataInput!$B70,DataInput!H70,NA())","v":2026},{"$f":"IF($E71=DataInput!$B70,DataInput!I70,NA())","v":"POE50"},{"$f":"IF($E71=DataInput!$B70,DataInput!J70,NA())","v":104.00184630371901},{"$f":"IF($E71=DataInput!$B70,DataInput!K70,NA())","v":1},null,null,"QLD Abermain 33",61,{"$f":"Lists_Selections!H64","v":"QLD Rockhampton Loop"},null,null,false,null,null,{"$error":"#N/A"},{"$error":"#N/A"},{"$error":"#N/A"},{"$error":"#N/A"},{"$error":"#N/A"},{"$error":"#N/A"},{"$error":"#N/A"},{"$error":"#N/A"},{"$error":"#N/A"},{"$error":"#N/A"}]
[null,{"$f":"IF(DataInput!B71=$B$8,IF($B$9=$B$10,TRUE,IF(DataInput!E71=$B$9,TRUE,FALSE)))","v":true},null,null,{"$f":"IF(B72=TRUE,DataInput!B71,NA())","v":"QLD"},{"$f":"IF($E72=DataInput!$B71,DataInput!C71,NA())","v":"QABM"},{"$f":"IF($E72=DataInput!$B71,DataInput!D71,NA())","v":"Abermain 33"},{"$f":"IF($E72=DataInput!$B71,DataInput!E71,NA())","v":"Energex"},{"$f":"IF($E72=DataInput!$B71,DataInput!F71,NA())","v":"Winter"},{"$f":"IF($E72=DataInput!$B71,DataInput!G71,NA())","v":"Non-Coincident"},{"$f":"IF($E72=DataInput!$B71,DataInput!H71,NA())","v":2016},{"$f":"IF($E72=DataInput!$B71,DataInput!I71,NA())","v":"POE10"},{"$f":"IF($E72=DataInput!$B71,DataInput!J71,NA())","v":74.583215094915502},{"$f":"IF($E72=DataInput!$B71,DataInput!K71,NA())","v":1},null,null,"QLD Abermain 33",62,{"$f":"Lists_Selections!H65","v":"QLD Rocklea (Archerfield)"},null,null,false,null,null,{"$error":"#N/A"},{"$error":"#N/A"},{"$error":"#N/A"},{"$error":"#N/A"},{"$error":"#N/A"},{"$error":"#N/A"},{"$error":"#N/A"},{"$error":"#N/A"},{"$error":"#N/A"},{"$error":"#N/A"}]
[null,{"$f":"IF(DataInput!B72=$B$8,IF($B$9=$B$10,TRUE,IF(DataInput!E72=$B$9,TRUE,FALSE)))","v":true},null,null,{"$f":"IF(B73=TRUE,DataInput!B72,NA())","v":"QLD"},{"$f":"IF($E73=DataInput!$B72,DataInput!C72,NA())","v":"QABM"},{"$f":"IF($E73=DataInput!$B72,DataInput!D72,NA())","v":"Abermain 33"},{"$f":"IF($E73=DataInput!$B72,DataInput!E72,NA())","v":"Energex"},{"$f":"IF($E73=DataInput!$B72,DataInput!F72,NA())","v":"Winter"},{"$f":"IF($E73=DataInput!$B72,DataInput!G72,NA())","v":"Non-Coincident"},{"$f":"IF($E73=DataInput!$B72,DataInput!H72,NA())","v":2017},{"$f":"IF($E73=DataInput!$B72,DataInput!I72,NA())","v":"POE10"},{"$f":"IF($E73=DataInput!$B72,DataInput!J72,NA())","v":77.195151331621702},{"$f":"IF($E73=DataInput!$B72,DataInput!K72,NA())","v":1},null,null,"QLD Abermain 33",63,{"$f":"Lists_Selections!H66","v":"QLD Ross"},null,null,false,null,null,{"$error":"#N/A"},{"$error":"#N/A"},{"$error":"#N/A"},{"$error":"#N/A"},{"$error":"#N/A"},{"$error":"#N/A"},{"$error":"#N/A"},{"$error":"#N/A"},{"$error":"#N/A"},{"$error":"#N/A"}]
[null,{"$f":"IF(DataInput!B73=$B$8,IF($B$9=$B$10,TRUE,IF(DataInput!E73=$B$9,TRUE,FALSE)))","v":true},null,null,{"$f":"IF(B74=TRUE,DataInput!B73,NA())","v":"QLD"},{"$f":"IF($E74=DataInput!$B73,DataInput!C73,NA())","v":"QABM"},{"$f":"IF($E74=DataInput!$B73,DataInput!D73,NA())","v":"Abermain 33"},{"$f":"IF($E74=DataInput!$B73,DataInput!E73,NA())","v":"Energex"},{"$f":"IF($E74=DataInput!$B73,DataInput!F73,NA())","v":"Winter"},{"$f":"IF($E74=DataInput!$B73,DataInput!G73,NA())","v":"Non-Coincident"},{"$f":"IF($E74=DataInput!$B73,DataInput!H73,NA())","v":2018},{"$f":"IF($E74=DataInput!$B73,DataInput!I73,NA())","v":"POE10"},{"$f":"IF($E74=DataInput!$B73,DataInput!J73,NA())","v":79.807187943024601},{"$f":"IF($E74=DataInput!$B73,DataInput!K73,NA())","v":1},null,null,"QLD Abermain 33",64,{"$f":"Lists_Selections!H67","v":"QLD Runcorn"},null,null,false,null,null,{"$error":"#N/A"},{"$error":"#N/A"},{"$error":"#N/A"},{"$error":"#N/A"},{"$error":"#N/A"},{"$error":"#N/A"},{"$error":"#N/A"},{"$error":"#N/A"},{"$error":"#N/A"},{"$error":"#N/A"}]
[null,{"$f":"IF(DataInput!B74=$B$8,IF($B$9=$B$10,TRUE,IF(DataInput!E74=$B$9,TRUE,FALSE)))","v":true},null,null,{"$f":"IF(B75=TRUE,DataInput!B74,NA())","v":"QLD"},{"$f":"IF($E75=DataInput!$B74,DataInput!C74,NA())","v":"QABM"},{"$f":"IF($E75=DataInput!$B74,DataInput!D74,NA())","v":"Abermain 33"},{"$f":"IF($E75=DataInput!$B74,DataInput!E74,NA())","v":"Energex"},{"$f":"IF($E75=DataInput!$B74,DataInput!F74,NA())","v":"Winter"},{"$f":"IF($E75=DataInput!$B74,DataInput!G74,NA())","v":"Non-Coincident"},{"$f":"IF($E75=DataInput!$B74,DataInput!H74,NA())","v":2019},{"$f":"IF($E75=DataInput!$B74,DataInput!I74,NA())","v":"POE10"},{"$f":"IF($E75=DataInput!$B74,DataInput!J74,NA())","v":80.312584915642603},{"$f":"IF($E75=DataInput!$B74,DataInput!K74,NA())","v":1},null,null,"QLD Abermain 33",65,{"$f":"Lists_Selections!H68","v":"QLD South Pine"},null,null,false,null,null,{"$error":"#N/A"},{"$error":"#N/A"},{"$error":"#N/A"},{"$error":"#N/A"},{"$error":"#N/A"},{"$error":"#N/A"},{"$error":"#N/A"},{"$error":"#N/A"},{"$error":"#N/A"},{"$error":"#N/A"}]
[null,{"$f":"IF(DataInput!B75=$B$8,IF($B$9=$B$10,TRUE,IF(DataInput!E75=$B$9,TRUE,FALSE)))","v":true},null,null,{"$f":"IF(B76=TRUE,DataInput!B75,NA())","v":"QLD"},{"$f":"IF($E76=DataInput!$B75,DataInput!C75,NA())","v":"QABM"},{"$f":"IF($E76=DataInput!$B75,DataInput!D75,NA())","v":"Abermain 33"},{"$f":"IF($E76=DataInput!$B75,DataInput!E75,NA())","v":"Energex"},{"$f":"IF($E76=DataInput!$B75,DataInput!F75,NA())","v":"Winter"},{"$f":"IF($E76=DataInput!$B75,DataInput!G75,NA())","v":"Non-Coincident"},{"$f":"IF($E76=DataInput!$B75,DataInput!H75,NA())","v":2020},{"$f":"IF($E76=DataInput!$B75,DataInput!I75,NA())","v":"POE10"},{"$f":"IF($E76=DataInput!$B75,DataInput!J75,NA())","v":83.503322915512598},{"$f":"IF($E76=DataInput!$B75,DataInput!K75,NA())","v":1},null,null,{"$f":"IF(OR(ISERROR(E76),ISERROR(G76)),\"  \",E76&\" \"&G76)","v":"QLD Abermain 33"},66,{"$f":"Lists_Selections!H69","v":"QLD Stony Creek"},null,null,{"$f":"IF(ISERROR(G76),FALSE,IF($V$9=G76,TRUE,FALSE))","v":false},null,null,{"$f":"IF($V76=TRUE,E76,NA())","v":{"$error":"#N/A"}},{"$error":"#N/A"},{"$error":"#N/A"},{"$error":"#N/A"},{"$error":"#N/A"},{"$error":"#N/A"},{"$error":"#N/A"},{"$error":"#N/A"},{"$error":"#N/A"},{"$error":"#N/A"}]
[null,{"$f":"IF(DataInput!B76=$B$8,IF($B$9=$B$10,TRUE,IF(DataInput!E76=$B$9,TRUE,FALSE)))","v":true},null,null,{"$f":"IF(B77=TRUE,DataInput!B76,NA())","v":"QLD"},{"$f":"IF($E77=DataInput!$B76,DataInput!C76,NA())","v":"QABM"},{"$f":"IF($E77=DataInput!$B76,DataInput!D76,NA())","v":"Abermain 33"},{"$f":"IF($E77=DataInput!$B76,DataInput!E76,NA())","v":"Energex"},{"$f":"IF($E77=DataInput!$B76,DataInput!F76,NA())","v":"Winter"},{"$f":"IF($E77=DataInput!$B76,DataInput!G76,NA())","v":"Non-Coincident"},{"$f":"IF($E77=DataInput!$B76,DataInput!H76,NA())","v":2021},{"$f":"IF($E77=DataInput!$B76,DataInput!I76,NA())","v":"POE10"},{"$f":"IF($E77=DataInput!$B76,DataInput!J76,NA())","v":82.801605697137404},{"$f":"IF($E77=DataInput!$B76,DataInput!K76,NA())","v":1},null,null,"QLD Abermain 33",67,{"$f":"Lists_Selections!H70","v":"QLD Sumner"},null,null,false,null,null,{"$error":"#N/A"},{"$error":"#N/A"},{"$error":"#N/A"},{"$error":"#N/A"},{"$error":"#N/A"},{"$error":"#N/A"},{"$error":"#N/A"},{"$error":"#N/A"},{"$error":"#N/A"},{"$error":"#N/A"}]
[null,{"$f":"IF(DataInput!B77=$B$8,IF($B$9=$B$10,TRUE,IF(DataInput!E77=$B$9,TRUE,FALSE)))","v":true},null,null,{"$f":"IF(B78=TRUE,DataInput!B77,NA())","v":"QLD"},{"$f":"IF($E78=DataInput!$B77,DataInput!C77,NA())","v":"QABM"},{"$f":"IF($E78=DataInput!$B77,DataInput!D77,NA())","v":"Abermain 33"},{"$f":"IF($E78=DataInput!$B77,DataInput!E77,NA())","v":"Energex"},{"$f":"IF($E78=DataInput!$B77,DataInput!F77,NA())","v":"Winter"},{"$f":"IF($E78=DataInput!$B77,DataInput!G77,NA())","v":"Non-Coincident"},{"$f":"IF($E78=DataInput!$B77,DataInput!H77,NA())","v":2022},{"$f":"IF($E78=DataInput!$B77,DataInput!I77,NA())","v":"POE10"},{"$f":"IF($E78=DataInput!$B77,DataInput!J77,NA())","v":84.232533810243496},{"$f":"IF($E78=DataInput!$B77,DataInput!K77,NA())","v":1},null,null,"QLD Abermain 33",68,{"$f":"Lists_Selections!H71","v":"QLD Tangkam (Dalby)"},null,null,false,null,null,{"$error":"#N/A"},{"$error":"#N/A"},{"$error":"#N/A"},{"$error":"#N/A"},{"$error":"#N/A"},{"$error":"#N/A"},{"$error":"#N/A"},{"$error":"#N/A"},{"$error":"#N/A"},{"$error":"#N/A"}]
[null,{"$f":"IF(DataInput!B78=$B$8,IF($B$9=$B$10,TRUE,IF(DataInput!E78=$B$9,TRUE,FALSE)))","v":true},null,null,{"$f":"IF(B79=TRUE,DataInput!B78,NA())","v":"QLD"},{"$f":"IF($E79=DataInput!$B78,DataInput!C78,NA())","v":"QABM"},{"$f":"IF($E79=DataInput!$B78,DataInput!D78,NA())","v":"Abermain 33"},{"$f":"IF($E79=DataInput!$B78,DataInput!E78,NA())","v":"Energex"},{"$f":"IF($E79=DataInput!$B78,DataInput!F78,NA())","v":"Winter"},{"$f":"IF($E79=DataInput!$B78,DataInput!G78,NA())","v":"Non-Coincident"},{"$f":"IF($E79=DataInput!$B78,DataInput!H78,NA())","v":2023},{"$f":"IF($E79=DataInput!$B78,DataInput!I78,NA())","v":"POE10"},{"$f":"IF($E79=DataInput!$B78,DataInput!J78,NA())","v":85.442659606107497},{"$f":"IF($E79=DataInput!$B78,DataInput!K78,NA())","v":1},null,null,"QLD Abermain 33",69,{"$f":"Lists_Selections!H72","v":"QLD Tarong"},null,null,false,null,null,{"$error":"#N/A"},{"$error":"#N/A"},{"$error":"#N/A"},{"$error":"#N/A"},{"$error":"#N/A"},{"$error":"#N/A"},{"$error":"#N/A"},{"$error":"#N/A"},{"$error":"#N/A"},{"$error":"#N/A"}]
[null,{"$f":"IF(DataInput!B79=$B$8,IF($B$9=$B$10,TRUE,IF(DataInput!E79=$B$9,TRUE,FALSE)))","v":true},null,null,{"$f":"IF(B80=TRUE,DataInput!B79,NA())","v":"QLD"},{"$f":"IF($E80=DataInput!$B79,DataInput!C79,NA())","v":"QABM"},{"$f":"IF($E80=DataInput!$B79,DataInput!D79,NA())","v":"Abermain 33"},{"$f":"IF($E80=DataInput!$B79,DataInput!E79,NA())","v":"Energex"},{"$f":"IF($E80=DataInput!$B79,DataInput!F79,NA())","v":"Winter"},{"$f":"IF($E80=DataInput!$B79,DataInput!G79,NA())","v":"Non-Coincident"},{"$f":"IF($E80=DataInput!$B79,DataInput!H79,NA())","v":2024},{"$f":"IF($E80=DataInput!$B79,DataInput!I79,NA())","v":"POE10"},{"$f":"IF($E80=DataInput!$B79,DataInput!J79,NA())","v":89.223935693111301},{"$f":"IF($E80=DataInput!$B79,DataInput!K79,NA())","v":1},null,null,"QLD Abermain 33",70,{"$f":"Lists_Selections!H73","v":"QLD Teebar Creek"},null,null,false,null,null,{"$error":"#N/A"},{"$error":"#N/A"},{"$error":"#N/A"},{"$error":"#N/A"},{"$error":"#N/A"},{"$error":"#N/A"},{"$error":"#N/A"},{"$error":"#N/A"},{"$error":"#N/A"},{"$error":"#N/A"}]
[null,{"$f":"IF(DataInput!B80=$B$8,IF($B$9=$B$10,TRUE,IF(DataInput!E80=$B$9,TRUE,FALSE)))","v":true},null,null,{"$f":"IF(B81=TRUE,DataInput!B80,NA())","v":"QLD"},{"$f":"IF($E81=DataInput!$B80,DataInput!C80,NA())","v":"QABM"},{"$f":"IF($E81=DataInput!$B80,DataInput!D80,NA())","v":"Abermain 33"},{"$f":"IF($E81=DataInput!$B80,DataInput!E80,NA())","v":"Energex"},{"$f":"IF($E81=DataInput!$B80,DataInput!F80,NA())","v":"Winter"},{"$f":"IF($E81=DataInput!$B80,DataInput!G80,NA())","v":"Non-Coincident"},{"$f":"IF($E81=DataInput!$B80,DataInput!H80,NA())","v":2025},{"$f":"IF($E81=DataInput!$B80,DataInput!I80,NA())","v":"POE10"},{"$f":"IF($E81=DataInput!$B80,DataInput!J80,NA())","v":90.872392675009294},{"$f":"IF($E81=DataInput!$B80,DataInput!K80,NA())","v":1},null,null,"QLD Abermain 33",71,{"$f":"Lists_Selections!H74","v":"QLD Tennyson"},null,null,false,null,null,{"$error":"#N/A"},{"$error":"#N/A"},{"$error":"#N/A"},{"$error":"#N/A"},{"$error":"#N/A"},{"$error":"#N/A"},{"$error":"#N/A"},{"$error":"#N/A"},{"$error":"#N/A"},{"$error":"#N/A"}]
[null,{"$f":"IF(DataInput!B81=$B$8,IF($B$9=$B$10,TRUE,IF(DataInput!E81=$B$9,TRUE,FALSE)))","v":true},null,null,{"$f":"IF(B82=TRUE,DataInput!B81,NA())","v":"QLD"},{"$f":"IF($E82=DataInput!$B81,DataInput!C81,NA())","v":"QABM"},{"$f":"IF($E82=DataInput!$B81,DataInput!D81,NA())","v":"Abermain 33"},{"$f":"IF($E82=DataInput!$B81,DataInput!E81,NA())","v":"Energex"},{"$f":"IF($E82=DataInput!$B81,DataInput!F81,NA())","v":"Winter"},{"$f":"IF($E82=DataInput!$B81,DataInput!G81,NA())","v":"Non-Coincident"},{"$f":"IF($E82=DataInput!$B81,DataInput!H81,NA())","v":2016},{"$f":"IF($E82=DataInput!$B81,DataInput!I81,NA())","v":"POE50"},{"$f":"IF($E82=DataInput!$B81,DataInput!J81,NA())","v":72.845536121411797},{"$f":"IF($E82=DataInput!$B81,DataInput!K81,NA())","v":1},null,null,"QLD Abermain 33",72,{"$f":"Lists_Selections!H75","v":"QLD Tully"},null,null,false,null,null,{"$error":"#N/A"},{"$error":"#N/A"},{"$error":"#N/A"},{"$error":"#N/A"},{"$error":"#N/A"},{"$error":"#N/A"},{"$error":"#N/A"},{"$error":"#N/A"},{"$error":"#N/A"},{"$error":"#N/A"}]
[null,{"$f":"IF(DataInput!B82=$B$8,IF($B$9=$B$10,TRUE,IF(DataInput!E82=$B$9,TRUE,FALSE)))","v":true},null,null,{"$f":"IF(B83=TRUE,DataInput!B82,NA())","v":"QLD"},{"$f":"IF($E83=DataInput!$B82,DataInput!C82,NA())","v":"QABM"},{"$f":"IF($E83=DataInput!$B82,DataInput!D82,NA())","v":"Abermain 33"},{"$f":"IF($E83=DataInput!$B82,DataInput!E82,NA())","v":"Energex"},{"$f":"IF($E83=DataInput!$B82,DataInput!F82,NA())","v":"Winter"},{"$f":"IF($E83=DataInput!$B82,DataInput!G82,NA())","v":"Non-Coincident"},{"$f":"IF($E83=DataInput!$B82,DataInput!H82,NA())","v":2017},{"$f":"IF($E83=DataInput!$B82,DataInput!I82,NA())","v":"POE50"},{"$f":"IF($E83=DataInput!$B82,DataInput!J82,NA())","v":75.346320020213597},{"$f":"IF($E83=DataInput!$B82,DataInput!K82,NA())","v":1},null,null,"QLD Abermain 33",73,{"$f":"Lists_Selections!H76","v":"QLD Turkinje"},null,null,false,null,null,{"$error":"#N/A"},{"$error":"#N/A"},{"$error":"#N/A"},{"$error":"#N/A"},{"$error":"#N/A"},{"$error":"#N/A"},{"$error":"#N/A"},{"$error":"#N/A"},{"$error":"#N/A"},{"$error":"#N/A"}]
[null,{"$f":"IF(DataInput!B83=$B$8,IF($B$9=$B$10,TRUE,IF(DataInput!E83=$B$9,TRUE,FALSE)))","v":true},null,null,{"$f":"IF(B84=TRUE,DataInput!B83,NA())","v":"QLD"},{"$f":"IF($E84=DataInput!$B83,DataInput!C83,NA())","v":"QABM"},{"$f":"IF($E84=DataInput!$B83,DataInput!D83,NA())","v":"Abermain 33"},{"$f":"IF($E84=DataInput!$B83,DataInput!E83,NA())","v":"Energex"},{"$f":"IF($E84=DataInput!$B83,DataInput!F83,NA())","v":"Winter"},{"$f":"IF($E84=DataInput!$B83,DataInput!G83,NA())","v":"Non-Coincident"},{"$f":"IF($E84=DataInput!$B83,DataInput!H83,NA())","v":2018},{"$f":"IF($E84=DataInput!$B83,DataInput!I83,NA())","v":"POE50"},{"$f":"IF($E84=DataInput!$B83,DataInput!J83,NA())","v":76.816203542144706},{"$f":"IF($E84=DataInput!$B83,DataInput!K83,NA())","v":1},null,null,"QLD Abermain 33",74,{"$f":"Lists_Selections!H77","v":"QLD Turkinje (Craiglee)"},null,null,false,null,null,{"$error":"#N/A"},{"$error":"#N/A"},{"$error":"#N/A"},{"$error":"#N/A"},{"$error":"#N/A"},{"$error":"#N/A"},{"$error":"#N/A"},{"$error":"#N/A"},{"$error":"#N/A"},{"$error":"#N/A"}]
[null,{"$f":"IF(DataInput!B84=$B$8,IF($B$9=$B$10,TRUE,IF(DataInput!E84=$B$9,TRUE,FALSE)))","v":true},null,null,{"$f":"IF(B85=TRUE,DataInput!B84,NA())","v":"QLD"},{"$f":"IF($E85=DataInput!$B84,DataInput!C84,NA())","v":"QABM"},{"$f":"IF($E85=DataInput!$B84,DataInput!D84,NA())","v":"Abermain 33"},{"$f":"IF($E85=DataInput!$B84,DataInput!E84,NA())","v":"Energex"},{"$f":"IF($E85=DataInput!$B84,DataInput!F84,NA())","v":"Winter"},{"$f":"IF($E85=DataInput!$B84,DataInput!G84,NA())","v":"Non-Coincident"},{"$f":"IF($E85=DataInput!$B84,DataInput!H84,NA())","v":2019},{"$f":"IF($E85=DataInput!$B84,DataInput!I84,NA())","v":"POE50"},{"$f":"IF($E85=DataInput!$B84,DataInput!J84,NA())","v":76.673585775314095},{"$f":"IF($E85=DataInput!$B84,DataInput!K84,NA())","v":1},null,null,"QLD Abermain 33",75,{"$f":"Lists_Selections!H78","v":"QLD Woolooga (Energex)"},null,null,false,null,null,{"$error":"#N/A"},{"$error":"#N/A"},{"$error":"#N/A"},{"$error":"#N/A"},{"$error":"#N/A"},{"$error":"#N/A"},{"$error":"#N/A"},{"$error":"#N/A"},{"$error":"#N/A"},{"$error":"#N/A"}]
[null,{"$f":"IF(DataInput!B85=$B$8,IF($B$9=$B$10,TRUE,IF(DataInput!E85=$B$9,TRUE,FALSE)))","v":true},null,null,{"$f":"IF(B86=TRUE,DataInput!B85,NA())","v":"QLD"},{"$f":"IF($E86=DataInput!$B85,DataInput!C85,NA())","v":"QABM"},{"$f":"IF($E86=DataInput!$B85,DataInput!D85,NA())","v":"Abermain 33"},{"$f":"IF($E86=DataInput!$B85,DataInput!E85,NA())","v":"Energex"},{"$f":"IF($E86=DataInput!$B85,DataInput!F85,NA())","v":"Winter"},{"$f":"IF($E86=DataInput!$B85,DataInput!G85,NA())","v":"Non-Coincident"},{"$f":"IF($E86=DataInput!$B85,DataInput!H85,NA())","v":2020},{"$f":"IF($E86=DataInput!$B85,DataInput!I85,NA())","v":"POE50"},{"$f":"IF($E86=DataInput!$B85,DataInput!J85,NA())","v":79.7852613617261},{"$f":"IF($E86=DataInput!$B85,DataInput!K85,NA())","v":1},null,null,"QLD Abermain 33",76,{"$f":"Lists_Selections!H79","v":"QLD Woolooga (Ergon)"},null,null,false,null,null,{"$error":"#N/A"},{"$error":"#N/A"},{"$error":"#N/A"},{"$error":"#N/A"},{"$error":"#N/A"},{"$error":"#N/A"},{"$error":"#N/A"},{"$error":"#N/A"},{"$error":"#N/A"},{"$error":"#N/A"}]
[null,{"$f":"IF(DataInput!B86=$B$8,IF($B$9=$B$10,TRUE,IF(DataInput!E86=$B$9,TRUE,FALSE)))","v":true},null,null,{"$f":"IF(B87=TRUE,DataInput!B86,NA())","v":"QLD"},{"$f":"IF($E87=DataInput!$B86,DataInput!C86,NA())","v":"QABM"},{"$f":"IF($E87=DataInput!$B86,DataInput!D86,NA())","v":"Abermain 33"},{"$f":"IF($E87=DataInput!$B86,DataInput!E86,NA())","v":"Energex"},{"$f":"IF($E87=DataInput!$B86,DataInput!F86,NA())","v":"Winter"},{"$f":"IF($E87=DataInput!$B86,DataInput!G86,NA())","v":"Non-Coincident"},{"$f":"IF($E87=DataInput!$B86,DataInput!H86,NA())","v":2021},{"$f":"IF($E87=DataInput!$B86,DataInput!I86,NA())","v":"POE50"},{"$f":"IF($E87=DataInput!$B86,DataInput!J86,NA())","v":79.8565103420745},{"$f":"IF($E87=DataInput!$B86,DataInput!K86,NA())","v":1},null,null,"QLD Abermain 33",77,{"$f":"Lists_Selections!H80","v":"QLD Woree"},null,null,false,null,null,{"$error":"#N/A"},{"$error":"#N/A"},{"$error":"#N/A"},{"$error":"#N/A"},{"$error":"#N/A"},{"$error":"#N/A"},{"$error":"#N/A"},{"$error":"#N/A"},{"$error":"#N/A"},{"$error":"#N/A"}]
[null,{"$f":"IF(DataInput!B87=$B$8,IF($B$9=$B$10,TRUE,IF(DataInput!E87=$B$9,TRUE,FALSE)))","v":true},null,null,{"$f":"IF(B88=TRUE,DataInput!B87,NA())","v":"QLD"},{"$f":"IF($E88=DataInput!$B87,DataInput!C87,NA())","v":"QABM"},{"$f":"IF($E88=DataInput!$B87,DataInput!D87,NA())","v":"Abermain 33"},{"$f":"IF($E88=DataInput!$B87,DataInput!E87,NA())","v":"Energex"},{"$f":"IF($E88=DataInput!$B87,DataInput!F87,NA())","v":"Winter"},{"$f":"IF($E88=DataInput!$B87,DataInput!G87,NA())","v":"Non-Coincident"},{"$f":"IF($E88=DataInput!$B87,DataInput!H87,NA())","v":2022},{"$f":"IF($E88=DataInput!$B87,DataInput!I87,NA())","v":"POE50"},{"$f":"IF($E88=DataInput!$B87,DataInput!J87,NA())","v":81.210176796675597},{"$f":"IF($E88=DataInput!$B87,DataInput!K87,NA())","v":1},null,null,"QLD Abermain 33",78,{"$f":"Lists_Selections!H81","v":"QLD Yarwun - Boat Creek"},null,null,false,null,null,{"$error":"#N/A"},{"$error":"#N/A"},{"$error":"#N/A"},{"$error":"#N/A"},{"$error":"#N/A"},{"$error":"#N/A"},{"$error":"#N/A"},{"$error":"#N/A"},{"$error":"#N/A"},{"$error":"#N/A"}]
[null,{"$f":"IF(DataInput!B88=$B$8,IF($B$9=$B$10,TRUE,IF(DataInput!E88=$B$9,TRUE,FALSE)))","v":true},null,null,{"$f":"IF(B89=TRUE,DataInput!B88,NA())","v":"QLD"},{"$f":"IF($E89=DataInput!$B88,DataInput!C88,NA())","v":"QABM"},{"$f":"IF($E89=DataInput!$B88,DataInput!D88,NA())","v":"Abermain 33"},{"$f":"IF($E89=DataInput!$B88,DataInput!E88,NA())","v":"Energex"},{"$f":"IF($E89=DataInput!$B88,DataInput!F88,NA())","v":"Winter"},{"$f":"IF($E89=DataInput!$B88,DataInput!G88,NA())","v":"Non-Coincident"},{"$f":"IF($E89=DataInput!$B88,DataInput!H88,NA())","v":2023},{"$f":"IF($E89=DataInput!$B88,DataInput!I88,NA())","v":"POE50"},{"$f":"IF($E89=DataInput!$B88,DataInput!J88,NA())","v":82.331854218528505},{"$f":"IF($E89=DataInput!$B88,DataInput!K88,NA())","v":1},null,null,"QLD Abermain 33",79,{"$f":"Lists_Selections!H82","v":" "},null,null,false,null,null,{"$error":"#N/A"},{"$error":"#N/A"},{"$error":"#N/A"},{"$error":"#N/A"},{"$error":"#N/A"},{"$error":"#N/A"},{"$error":"#N/A"},{"$error":"#N/A"},{"$error":"#N/A"},{"$error":"#N/A"}]
[null,{"$f":"IF(DataInput!B89=$B$8,IF($B$9=$B$10,TRUE,IF(DataInput!E89=$B$9,TRUE,FALSE)))","v":true},null,null,{"$f":"IF(B90=TRUE,DataInput!B89,NA())","v":"QLD"},{"$f":"IF($E90=DataInput!$B89,DataInput!C89,NA())","v":"QABM"},{"$f":"IF($E90=DataInput!$B89,DataInput!D89,NA())","v":"Abermain 33"},{"$f":"IF($E90=DataInput!$B89,DataInput!E89,NA())","v":"Energex"},{"$f":"IF($E90=DataInput!$B89,DataInput!F89,NA())","v":"Winter"},{"$f":"IF($E90=DataInput!$B89,DataInput!G89,NA())","v":"Non-Coincident"},{"$f":"IF($E90=DataInput!$B89,DataInput!H89,NA())","v":2024},{"$f":"IF($E90=DataInput!$B89,DataInput!I89,NA())","v":"POE50"},{"$f":"IF($E90=DataInput!$B89,DataInput!J89,NA())","v":84.871828977316497},{"$f":"IF($E90=DataInput!$B89,DataInput!K89,NA())","v":1},null,null,"QLD Abermain 33",80,{"$f":"Lists_Selections!H83","v":" "},null,null,false,null,null,{"$error":"#N/A"},{"$error":"#N/A"},{"$error":"#N/A"},{"$error":"#N/A"},{"$error":"#N/A"},{"$error":"#N/A"},{"$error":"#N/A"},{"$error":"#N/A"},{"$error":"#N/A"},{"$error":"#N/A"}]
[null,{"$f":"IF(DataInput!B90=$B$8,IF($B$9=$B$10,TRUE,IF(DataInput!E90=$B$9,TRUE,FALSE)))","v":true},null,null,{"$f":"IF(B91=TRUE,DataInput!B90,NA())","v":"QLD"},{"$f":"IF($E91=DataInput!$B90,DataInput!C90,NA())","v":"QABM"},{"$f":"IF($E91=DataInput!$B90,DataInput!D90,NA())","v":"Abermain 33"},{"$f":"IF($E91=DataInput!$B90,DataInput!E90,NA())","v":"Energex"},{"$f":"IF($E91=DataInput!$B90,DataInput!F90,NA())","v":"Winter"},{"$f":"IF($E91=DataInput!$B90,DataInput!G90,NA())","v":"Non-Coincident"},{"$f":"IF($E91=DataInput!$B90,DataInput!H90,NA())","v":2025},{"$f":"IF($E91=DataInput!$B90,DataInput!I90,NA())","v":"POE50"},{"$f":"IF($E91=DataInput!$B90,DataInput!J90,NA())","v":86.099135324243207},{"$f":"IF($E91=DataInput!$B90,DataInput!K90,NA())","v":1},null,null,"QLD Abermain 33",81,{"$f":"Lists_Selections!H84","v":" "},null,null,false,null,null,{"$error":"#N/A"},{"$error":"#N/A"},{"$error":"#N/A"},{"$error":"#N/A"},{"$error":"#N/A"},{"$error":"#N/A"},{"$error":"#N/A"},{"$error":"#N/A"},{"$error":"#N/A"},{"$error":"#N/A"}]
[null,{"$f":"IF(DataInput!B91=$B$8,IF($B$9=$B$10,TRUE,IF(DataInput!E91=$B$9,TRUE,FALSE)))","v":true},null,null,{"$f":"IF(B92=TRUE,DataInput!B91,NA())","v":"QLD"},{"$f":"IF($E92=DataInput!$B91,DataInput!C91,NA())","v":"QABRQMRXloop"},{"$f":"IF($E92=DataInput!$B91,DataInput!D91,NA())","v":"Abermain - Middle Ridge Loop"},{"$f":"IF($E92=DataInput!$B91,DataInput!E91,NA())","v":"Energex"},{"$f":"IF($E92=DataInput!$B91,DataInput!F91,NA())","v":"Summer"},{"$f":"IF($E92=DataInput!$B91,DataInput!G91,NA())","v":"Non-Coincident"},{"$f":"IF($E92=DataInput!$B91,DataInput!H91,NA())","v":2017},{"$f":"IF($E92=DataInput!$B91,DataInput!I91,NA())","v":"POE10"},{"$f":"IF($E92=DataInput!$B91,DataInput!J91,NA())","v":100.47702017842001},{"$f":"IF($E92=DataInput!$B91,DataInput!K91,NA())","v":0.93627789661870797},null,null,"QLD Abermain - Middle Ridge Loop",82,{"$f":"Lists_Selections!H85","v":" "},null,null,true,null,null,"QLD","QABRQMRXloop","Abermain - Middle Ridge Loop","Energex","Summer","Non-Coincident",2017,"POE10",100.47702017842001,0.93627789661870797]
[null,{"$f":"IF(DataInput!B92=$B$8,IF($B$9=$B$10,TRUE,IF(DataInput!E92=$B$9,TRUE,FALSE)))","v":true},null,null,{"$f":"IF(B93=TRUE,DataInput!B92,NA())","v":"QLD"},{"$f":"IF($E93=DataInput!$B92,DataInput!C92,NA())","v":"QABRQMRXloop"},{"$f":"IF($E93=DataInput!$B92,DataInput!D92,NA())","v":"Abermain - Middle Ridge Loop"},{"$f":"IF($E93=DataInput!$B92,DataInput!E92,NA())","v":"Energex"},{"$f":"IF($E93=DataInput!$B92,DataInput!F92,NA())","v":"Summer"},{"$f":"IF($E93=DataInput!$B92,DataInput!G92,NA())","v":"Non-Coincident"},{"$f":"IF($E93=DataInput!$B92,DataInput!H92,NA())","v":2018},{"$f":"IF($E93=DataInput!$B92,DataInput!I92,NA())","v":"POE10"},{"$f":"IF($E93=DataInput!$B92,DataInput!J92,NA())","v":102.840744933984},{"$f":"IF($E93=DataInput!$B92,DataInput!K92,NA())","v":0.94231811357284601},null,null,"QLD Abermain - Middle Ridge Loop",83,{"$f":"Lists_Selections!H86","v":" "},null,null,true,null,null,"QLD","QABRQMRXloop","Abermain - Middle Ridge Loop","Energex","Summer","Non-Coincident",2018,"POE10",102.840744933984,0.94231811357284601]
[null,{"$f":"IF(DataInput!B93=$B$8,IF($B$9=$B$10,TRUE,IF(DataInput!E93=$B$9,TRUE,FALSE)))","v":true},null,null,{"$f":"IF(B94=TRUE,DataInput!B93,NA())","v":"QLD"},{"$f":"IF($E94=DataInput!$B93,DataInput!C93,NA())","v":"QABRQMRXloop"},{"$f":"IF($E94=DataInput!$B93,DataInput!D93,NA())","v":"Abermain - Middle Ridge Loop"},{"$f":"IF($E94=DataInput!$B93,DataInput!E93,NA())","v":"Energex"},{"$f":"IF($E94=DataInput!$B93,DataInput!F93,NA())","v":"Summer"},{"$f":"IF($E94=DataInput!$B93,DataInput!G93,NA())","v":"Non-Coincident"},{"$f":"IF($E94=DataInput!$B93,DataInput!H93,NA())","v":2019},{"$f":"IF($E94=DataInput!$B93,DataInput!I93,NA())","v":"POE10"},{"$f":"IF($E94=DataInput!$B93,DataInput!J93,NA())","v":105.48448671125},{"$f":"IF($E94=DataInput!$B93,DataInput!K93,NA())","v":0.94326060837683401},null,null,"QLD Abermain - Middle Ridge Loop",84,{"$f":"Lists_Selections!H87","v":" "},null,null,true,null,null,"QLD","QABRQMRXloop","Abermain - Middle Ridge Loop","Energex","Summer","Non-Coincident",2019,"POE10",105.48448671125,0.94326060837683401]
[null,{"$f":"IF(DataInput!B94=$B$8,IF($B$9=$B$10,TRUE,IF(DataInput!E94=$B$9,TRUE,FALSE)))","v":true},null,null,{"$f":"IF(B95=TRUE,DataInput!B94,NA())","v":"QLD"},{"$f":"IF($E95=DataInput!$B94,DataInput!C94,NA())","v":"QABRQMRXloop"},{"$f":"IF($E95=DataInput!$B94,DataInput!D94,NA())","v":"Abermain - Middle Ridge Loop"},{"$f":"IF($E95=DataInput!$B94,DataInput!E94,NA())","v":"Energex"},{"$f":"IF($E95=DataInput!$B94,DataInput!F94,NA())","v":"Summer"},{"$f":"IF($E95=DataInput!$B94,DataInput!G94,NA())","v":"Non-Coincident"},{"$f":"IF($E95=DataInput!$B94,DataInput!H94,NA())","v":2020},{"$f":"IF($E95=DataInput!$B94,DataInput!I94,NA())","v":"POE10"},{"$f":"IF($E95=DataInput!$B94,DataInput!J94,NA())","v":109.000290432067},{"$f":"IF($E95=DataInput!$B94,DataInput!K94,NA())","v":0.94345403910293302},null,null,"QLD Abermain - Middle Ridge Loop",85,{"$f":"Lists_Selections!H88","v":" "},null,null,true,null,null,"QLD","QABRQMRXloop","Abermain - Middle Ridge Loop","Energex","Summer","Non-Coincident",2020,"POE10",109.000290432067,0.94345403910293302]
[null,{"$f":"IF(DataInput!B95=$B$8,IF($B$9=$B$10,TRUE,IF(DataInput!E95=$B$9,TRUE,FALSE)))","v":true},null,null,{"$f":"IF(B96=TRUE,DataInput!B95,NA())","v":"QLD"},{"$f":"IF($E96=DataInput!$B95,DataInput!C95,NA())","v":"QABRQMRXloop"},{"$f":"IF($E96=DataInput!$B95,DataInput!D95,NA())","v":"Abermain - Middle Ridge Loop"},{"$f":"IF($E96=DataInput!$B95,DataInput!E95,NA())","v":"Energex"},{"$f":"IF($E96=DataInput!$B95,DataInput!F95,NA())","v":"Summer"},{"$f":"IF($E96=DataInput!$B95,DataInput!G95,NA())","v":"Non-Coincident"},{"$f":"IF($E96=DataInput!$B95,DataInput!H95,NA())","v":2021},{"$f":"IF($E96=DataInput!$B95,DataInput!I95,NA())","v":"POE10"},{"$f":"IF($E96=DataInput!$B95,DataInput!J95,NA())","v":111.850293520845},{"$f":"IF($E96=DataInput!$B95,DataInput!K95,NA())","v":0.93819199749669902},null,null,"QLD Abermain - Middle Ridge Loop",86,{"$f":"Lists_Selections!H89","v":" "},null,null,true,null,null,"QLD","QABRQMRXloop","Abermain - Middle Ridge Loop","Energex","Summer","Non-Coincident",2021,"POE10",111.850293520845,0.93819199749669902]
[null,{"$f":"IF(DataInput!B96=$B$8,IF($B$9=$B$10,TRUE,IF(DataInput!E96=$B$9,TRUE,FALSE)))","v":true},null,null,{"$f":"IF(B97=TRUE,DataInput!B96,NA())","v":"QLD"},{"$f":"IF($E97=DataInput!$B96,DataInput!C96,NA())","v":"QABRQMRXloop"},{"$f":"IF($E97=DataInput!$B96,DataInput!D96,NA())","v":"Abermain - Middle Ridge Loop"},{"$f":"IF($E97=DataInput!$B96,DataInput!E96,NA())","v":"Energex"},{"$f":"IF($E97=DataInput!$B96,DataInput!F96,NA())","v":"Summer"},{"$f":"IF($E97=DataInput!$B96,DataInput!G96,NA())","v":"Non-Coincident"},{"$f":"IF($E97=DataInput!$B96,DataInput!H96,NA())","v":2022},{"$f":"IF($E97=DataInput!$B96,DataInput!I96,NA())","v":"POE10"},{"$f":"IF($E97=DataInput!$B96,DataInput!J96,NA())","v":114.710175983243},{"$f":"IF($E97=DataInput!$B96,DataInput!K96,NA())","v":0.93829656508686099},null,null,"QLD Abermain - Middle Ridge Loop",87,{"$f":"Lists_Selections!H90","v":" "},null,null,true,null,null,"QLD","QABRQMRXloop","Abermain - Middle Ridge Loop","Energex","Summer","Non-Coincident",2022,"POE10",114.710175983243,0.93829656508686099]
[null,{"$f":"IF(DataInput!B97=$B$8,IF($B$9=$B$10,TRUE,IF(DataInput!E97=$B$9,TRUE,FALSE)))","v":true},null,null,{"$f":"IF(B98=TRUE,DataInput!B97,NA())","v":"QLD"},{"$f":"IF($E98=DataInput!$B97,DataInput!C97,NA())","v":"QABRQMRXloop"},{"$f":"IF($E98=DataInput!$B97,DataInput!D97,NA())","v":"Abermain - Middle Ridge Loop"},{"$f":"IF($E98=DataInput!$B97,DataInput!E97,NA())","v":"Energex"},{"$f":"IF($E98=DataInput!$B97,DataInput!F97,NA())","v":"Summer"},{"$f":"IF($E98=DataInput!$B97,DataInput!G97,NA())","v":"Non-Coincident"},{"$f":"IF($E98=DataInput!$B97,DataInput!H97,NA())","v":2023},{"$f":"IF($E98=DataInput!$B97,DataInput!I97,NA())","v":"POE10"},{"$f":"IF($E98=DataInput!$B97,DataInput!J97,NA())","v":116.545126950887},{"$f":"IF($E98=DataInput!$B97,DataInput!K97,NA())","v":0.93829513367144002},null,null,"QLD Abermain - Middle Ridge Loop",88,{"$f":"Lists_Selections!H91","v":" "},null,null,true,null,null,"QLD","QABRQMRXloop","Abermain - Middle Ridge Loop","Energex","Summer","Non-Coincident",2023,"POE10",116.545126950887,0.93829513367144002]
[null,{"$f":"IF(DataInput!B98=$B$8,IF($B$9=$B$10,TRUE,IF(DataInput!E98=$B$9,TRUE,FALSE)))","v":true},null,null,{"$f":"IF(B99=TRUE,DataInput!B98,NA())","v":"QLD"},{"$f":"IF($E99=DataInput!$B98,DataInput!C98,NA())","v":"QABRQMRXloop"},{"$f":"IF($E99=DataInput!$B98,DataInput!D98,NA())","v":"Abermain - Middle Ridge Loop"},{"$f":"IF($E99=DataInput!$B98,DataInput!E98,NA())","v":"Energex"},{"$f":"IF($E99=DataInput!$B98,DataInput!F98,NA())","v":"Summer"},{"$f":"IF($E99=DataInput!$B98,DataInput!G98,NA())","v":"Non-Coincident"},{"$f":"IF($E99=DataInput!$B98,DataInput!H98,NA())","v":2024},{"$f":"IF($E99=DataInput!$B98,DataInput!I98,NA())","v":"POE10"},{"$f":"IF($E99=DataInput!$B98,DataInput!J98,NA())","v":120.702811753069},{"$f":"IF($E99=DataInput!$B98,DataInput!K98,NA())","v":0.93830106962493698},null,null,"QLD Abermain - Middle Ridge Loop",89,{"$f":"Lists_Selections!H92","v":" "},null,null,true,null,null,"QLD",{"$f":"IF($V99=TRUE,F99,NA())","v":"QABRQMRXloop"},{"$f":"IF($V99=TRUE,G99,NA())","v":"Abermain - Middle Ridge Loop"},{"$f":"IF($V99=TRUE,H99,NA())","v":"Energex"},{"$f":"IF($V99=TRUE,I99,NA())","v":"Summer"},{"$f":"IF($V99=TRUE,J99,NA())","v":"Non-Coincident"},{"$f":"IF($V99=TRUE,K99,NA())","v":2024},{"$f":"IF($V99=TRUE,L99,NA())","v":"POE10"},{"$f":"IF($V99=TRUE,M99,NA())","v":120.702811753069},{"$f":"IF($V99=TRUE,N99,NA())","v":0.93830106962493698}]
[null,{"$f":"IF(DataInput!B99=$B$8,IF($B$9=$B$10,TRUE,IF(DataInput!E99=$B$9,TRUE,FALSE)))","v":true},null,null,{"$f":"IF(B100=TRUE,DataInput!B99,NA())","v":"QLD"},{"$f":"IF($E100=DataInput!$B99,DataInput!C99,NA())","v":"QABRQMRXloop"},{"$f":"IF($E100=DataInput!$B99,DataInput!D99,NA())","v":"Abermain - Middle Ridge Loop"},{"$f":"IF($E100=DataInput!$B99,DataInput!E99,NA())","v":"Energex"},{"$f":"IF($E100=DataInput!$B99,DataInput!F99,NA())","v":"Summer"},{"$f":"IF($E100=DataInput!$B99,DataInput!G99,NA())","v":"Non-Coincident"},{"$f":"IF($E100=DataInput!$B99,DataInput!H99,NA())","v":2025},{"$f":"IF($E100=DataInput!$B99,DataInput!I99,NA())","v":"POE10"},{"$f":"IF($E100=DataInput!$B99,DataInput!J99,NA())","v":124.409322554401},{"$f":"IF($E100=DataInput!$B99,DataInput!K99,NA())","v":0.93819427188738402},null,null,"QLD Abermain - Middle Ridge Loop",90,{"$f":"Lists_Selections!H93","v":"SCROLL UP"},null,null,true,null,null,"QLD","QABRQMRXloop","Abermain - Middle Ridge Loop","Energex","Summer","Non-Coincident",2025,"POE10",124.409322554401,0.93819427188738402]
[null,{"$f":"IF(DataInput!B100=$B$8,IF($B$9=$B$10,TRUE,IF(DataInput!E100=$B$9,TRUE,FALSE)))","v":true},null,null,{"$f":"IF(B101=TRUE,DataInput!B100,NA())","v":"QLD"},{"$f":"IF($E101=DataInput!$B100,DataInput!C100,NA())","v":"QABRQMRXloop"},{"$f":"IF($E101=DataInput!$B100,DataInput!D100,NA())","v":"Abermain - Middle Ridge Loop"},{"$f":"IF($E101=DataInput!$B100,DataInput!E100,NA())","v":"Energex"},{"$f":"IF($E101=DataInput!$B100,DataInput!F100,NA())","v":"Summer"},{"$f":"IF($E101=DataInput!$B100,DataInput!G100,NA())","v":"Non-Coincident"},{"$f":"IF($E101=DataInput!$B100,DataInput!H100,NA())","v":2026},{"$f":"IF($E101=DataInput!$B100,DataInput!I100,NA())","v":"POE10"},{"$f":"IF($E101=DataInput!$B100,DataInput!J100,NA())","v":126.53505244360301},{"$f":"IF($E101=DataInput!$B100,DataInput!K100,NA())","v":0.938193035096059},null,null,"QLD Abermain - Middle Ridge Loop",91,{"$f":"Lists_Selections!H94","v":""},null,null,true,null,null,"QLD","QABRQMRXloop","Abermain - Middle Ridge Loop","Energex","Summer","Non-Coincident",2026,"POE10",126.53505244360301,0.938193035096059]
[null,{"$f":"IF(DataInput!B101=$B$8,IF($B$9=$B$10,TRUE,IF(DataInput!E101=$B$9,TRUE,FALSE)))","v":true},null,null,{"$f":"IF(B102=TRUE,DataInput!B101,NA())","v":"QLD"},{"$f":"IF($E102=DataInput!$B101,DataInput!C101,NA())","v":"QABRQMRXloop"},{"$f":"IF($E102=DataInput!$B101,DataInput!D101,NA())","v":"Abermain - Middle Ridge Loop"},{"$f":"IF($E102=DataInput!$B101,DataInput!E101,NA())","v":"Energex"},{"$f":"IF($E102=DataInput!$B101,DataInput!F101,NA())","v":"Summer"},{"$f":"IF($E102=DataInput!$B101,DataInput!G101,NA())","v":"Non-Coincident"},{"$f":"IF($E102=DataInput!$B101,DataInput!H101,NA())","v":2017},{"$f":"IF($E102=DataInput!$B101,DataInput!I101,NA())","v":"POE50"},{"$f":"IF($E102=DataInput!$B101,DataInput!J101,NA())","v":92.889239086416396},{"$f":"IF($E102=DataInput!$B101,DataInput!K101,NA())","v":0.95199594972340096},null,null,"QLD Abermain - Middle Ridge Loop",92,{"$f":"Lists_Selections!H95","v":""},null,null,true,null,null,"QLD","QABRQMRXloop","Abermain - Middle Ridge Loop","Energex","Summer","Non-Coincident",2017,"POE50",92.889239086416396,0.95199594972340096]
[null,{"$f":"IF(DataInput!B102=$B$8,IF($B$9=$B$10,TRUE,IF(DataInput!E102=$B$9,TRUE,FALSE)))","v":true},null,null,{"$f":"IF(B103=TRUE,DataInput!B102,NA())","v":"QLD"},{"$f":"IF($E103=DataInput!$B102,DataInput!C102,NA())","v":"QABRQMRXloop"},{"$f":"IF($E103=DataInput!$B102,DataInput!D102,NA())","v":"Abermain - Middle Ridge Loop"},{"$f":"IF($E103=DataInput!$B102,DataInput!E102,NA())","v":"Energex"},{"$f":"IF($E103=DataInput!$B102,DataInput!F102,NA())","v":"Summer"},{"$f":"IF($E103=DataInput!$B102,DataInput!G102,NA())","v":"Non-Coincident"},{"$f":"IF($E103=DataInput!$B102,DataInput!H102,NA())","v":2018},{"$f":"IF($E103=DataInput!$B102,DataInput!I102,NA())","v":"POE50"},{"$f":"IF($E103=DataInput!$B102,DataInput!J102,NA())","v":94.876518474330993},{"$f":"IF($E103=DataInput!$B102,DataInput!K102,NA())","v":0.95539785692513202},null,null,"QLD Abermain - Middle Ridge Loop",93,{"$f":"Lists_Selections!H96","v":""},null,null,true,null,null,"QLD","QABRQMRXloop","Abermain - Middle Ridge Loop","Energex","Summer","Non-Coincident",2018,"POE50",94.876518474330993,0.95539785692513202]
[null,{"$f":"IF(DataInput!B103=$B$8,IF($B$9=$B$10,TRUE,IF(DataInput!E103=$B$9,TRUE,FALSE)))","v":true},null,null,{"$f":"IF(B104=TRUE,DataInput!B103,NA())","v":"QLD"},{"$f":"IF($E104=DataInput!$B103,DataInput!C103,NA())","v":"QABRQMRXloop"},{"$f":"IF($E104=DataInput!$B103,DataInput!D103,NA())","v":"Abermain - Middle Ridge Loop"},{"$f":"IF($E104=DataInput!$B103,DataInput!E103,NA())","v":"Energex"},{"$f":"IF($E104=DataInput!$B103,DataInput!F103,NA())","v":"Summer"},{"$f":"IF($E104=DataInput!$B103,DataInput!G103,NA())","v":"Non-Coincident"},{"$f":"IF($E104=DataInput!$B103,DataInput!H103,NA())","v":2019},{"$f":"IF($E104=DataInput!$B103,DataInput!I103,NA())","v":"POE50"},{"$f":"IF($E104=DataInput!$B103,DataInput!J103,NA())","v":96.582723979776603},{"$f":"IF($E104=DataInput!$B103,DataInput!K103,NA())","v":0.95210856644546005},null,null,"QLD Abermain - Middle Ridge Loop",94,{"$f":"Lists_Selections!H97","v":""},null,null,true,null,null,"QLD","QABRQMRXloop","Abermain - Middle Ridge Loop","Energex","Summer","Non-Coincident",2019,"POE50",96.582723979776603,0.95210856644546005]
[null,{"$f":"IF(DataInput!B104=$B$8,IF($B$9=$B$10,TRUE,IF(DataInput!E104=$B$9,TRUE,FALSE)))","v":true},null,null,{"$f":"IF(B105=TRUE,DataInput!B104,NA())","v":"QLD"},{"$f":"IF($E105=DataInput!$B104,DataInput!C104,NA())","v":"QABRQMRXloop"},{"$f":"IF($E105=DataInput!$B104,DataInput!D104,NA())","v":"Abermain - Middle Ridge Loop"},{"$f":"IF($E105=DataInput!$B104,DataInput!E104,NA())","v":"Energex"},{"$f":"IF($E105=DataInput!$B104,DataInput!F104,NA())","v":"Summer"},{"$f":"IF($E105=DataInput!$B104,DataInput!G104,NA())","v":"Non-Coincident"},{"$f":"IF($E105=DataInput!$B104,DataInput!H104,NA())","v":2020},{"$f":"IF($E105=DataInput!$B104,DataInput!I104,NA())","v":"POE50"},{"$f":"IF($E105=DataInput!$B104,DataInput!J104,NA())","v":100.019309336988},{"$f":"IF($E105=DataInput!$B104,DataInput!K104,NA())","v":0.95815235244004004},null,null,"QLD Abermain - Middle Ridge Loop",95,{"$f":"Lists_Selections!H98","v":""},null,null,true,null,null,"QLD","QABRQMRXloop","Abermain - Middle Ridge Loop","Energex","Summer","Non-Coincident",2020,"POE50",100.019309336988,0.95815235244004004]
[null,{"$f":"IF(DataInput!B105=$B$8,IF($B$9=$B$10,TRUE,IF(DataInput!E105=$B$9,TRUE,FALSE)))","v":true},null,null,{"$f":"IF(B106=TRUE,DataInput!B105,NA())","v":"QLD"},{"$f":"IF($E106=DataInput!$B105,DataInput!C105,NA())","v":"QABRQMRXloop"},{"$f":"IF($E106=DataInput!$B105,DataInput!D105,NA())","v":"Abermain - Middle Ridge Loop"},{"$f":"IF($E106=DataInput!$B105,DataInput!E105,NA())","v":"Energex"},{"$f":"IF($E106=DataInput!$B105,DataInput!F105,NA())","v":"Summer"},{"$f":"IF($E106=DataInput!$B105,DataInput!G105,NA())","v":"Non-Coincident"},{"$f":"IF($E106=DataInput!$B105,DataInput!H105,NA())","v":2021},{"$f":"IF($E106=DataInput!$B105,DataInput!I105,NA())","v":"POE50"},{"$f":"IF($E106=DataInput!$B105,DataInput!J105,NA())","v":101.732915953294},{"$f":"IF($E106=DataInput!$B105,DataInput!K105,NA())","v":0.95422725610603598},null,null,"QLD Abermain - Middle Ridge Loop",96,{"$f":"Lists_Selections!H99","v":""},null,null,true,null,null,"QLD","QABRQMRXloop","Abermain - Middle Ridge Loop","Energex","Summer","Non-Coincident",2021,"POE50",101.732915953294,0.95422725610603598]
[null,{"$f":"IF(DataInput!B106=$B$8,IF($B$9=$B$10,TRUE,IF(DataInput!E106=$B$9,TRUE,FALSE)))","v":true},null,null,{"$f":"IF(B107=TRUE,DataInput!B106,NA())","v":"QLD"},{"$f":"IF($E107=DataInput!$B106,DataInput!C106,NA())","v":"QABRQMRXloop"},{"$f":"IF($E107=DataInput!$B106,DataInput!D106,NA())","v":"Abermain - Middle Ridge Loop"},{"$f":"IF($E107=DataInput!$B106,DataInput!E106,NA())","v":"Energex"},{"$f":"IF($E107=DataInput!$B106,DataInput!F106,NA())","v":"Summer"},{"$f":"IF($E107=DataInput!$B106,DataInput!G106,NA())","v":"Non-Coincident"},{"$f":"IF($E107=DataInput!$B106,DataInput!H106,NA())","v":2022},{"$f":"IF($E107=DataInput!$B106,DataInput!I106,NA())","v":"POE50"},{"$f":"IF($E107=DataInput!$B106,DataInput!J106,NA())","v":104.550905282331},{"$f":"IF($E107=DataInput!$B106,DataInput!K106,NA())","v":0.95437181893475298},null,null,"QLD Abermain - Middle Ridge Loop",97,{"$f":"Lists_Selections!H100","v":""},null,null,true,null,null,"QLD","QABRQMRXloop","Abermain - Middle Ridge Loop","Energex","Summer","Non-Coincident",2022,"POE50",104.550905282331,0.95437181893475298]
[null,{"$f":"IF(DataInput!B107=$B$8,IF($B$9=$B$10,TRUE,IF(DataInput!E107=$B$9,TRUE,FALSE)))","v":true},null,null,{"$f":"IF(B108=TRUE,DataInput!B107,NA())","v":"QLD"},{"$f":"IF($E108=DataInput!$B107,DataInput!C107,NA())","v":"QABRQMRXloop"},{"$f":"IF($E108=DataInput!$B107,DataInput!D107,NA())","v":"Abermain - Middle Ridge Loop"},{"$f":"IF($E108=DataInput!$B107,DataInput!E107,NA())","v":"Energex"},{"$f":"IF($E108=DataInput!$B107,DataInput!F107,NA())","v":"Summer"},{"$f":"IF($E108=DataInput!$B107,DataInput!G107,NA())","v":"Non-Coincident"},{"$f":"IF($E108=DataInput!$B107,DataInput!H107,NA())","v":2023},{"$f":"IF($E108=DataInput!$B107,DataInput!I107,NA())","v":"POE50"},{"$f":"IF($E108=DataInput!$B107,DataInput!J107,NA())","v":107.68947927211801},{"$f":"IF($E108=DataInput!$B107,DataInput!K107,NA())","v":0.95439526786218498},null,null,"QLD Abermain - Middle Ridge Loop",98,{"$f":"Lists_Selections!H101","v":""},null,null,true,null,null,"QLD","QABRQMRXloop","Abermain - Middle Ridge Loop","Energex","Summer","Non-Coincident",2023,"POE50",107.68947927211801,0.95439526786218498]
[null,{"$f":"IF(DataInput!B108=$B$8,IF($B$9=$B$10,TRUE,IF(DataInput!E108=$B$9,TRUE,FALSE)))","v":true},null,null,{"$f":"IF(B109=TRUE,DataInput!B108,NA())","v":"QLD"},{"$f":"IF($E109=DataInput!$B108,DataInput!C108,NA())","v":"QABRQMRXloop"},{"$f":"IF($E109=DataInput!$B108,DataInput!D108,NA())","v":"Abermain - Middle Ridge Loop"},{"$f":"IF($E109=DataInput!$B108,DataInput!E108,NA())","v":"Energex"},{"$f":"IF($E109=DataInput!$B108,DataInput!F108,NA())","v":"Summer"},{"$f":"IF($E109=DataInput!$B108,DataInput!G108,NA())","v":"Non-Coincident"},{"$f":"IF($E109=DataInput!$B108,DataInput!H108,NA())","v":2024},{"$f":"IF($E109=DataInput!$B108,DataInput!I108,NA())","v":"POE50"},{"$f":"IF($E109=DataInput!$B108,DataInput!J108,NA())","v":110.900269430357},{"$f":"IF($E109=DataInput!$B108,DataInput!K108,NA())","v":0.95442824957597605},null,null,"QLD Abermain - Middle Ridge Loop",99,{"$f":"Lists_Selections!H102","v":""},null,null,true,null,null,"QLD","QABRQMRXloop","Abermain - Middle Ridge Loop","Energex","Summer","Non-Coincident",2024,"POE50",110.900269430357,0.95442824957597605]
[null,{"$f":"IF(DataInput!B109=$B$8,IF($B$9=$B$10,TRUE,IF(DataInput!E109=$B$9,TRUE,FALSE)))","v":true},null,null,{"$f":"IF(B110=TRUE,DataInput!B109,NA())","v":"QLD"},{"$f":"IF($E110=DataInput!$B109,DataInput!C109,NA())","v":"QABRQMRXloop"},{"$f":"IF($E110=DataInput!$B109,DataInput!D109,NA())","v":"Abermain - Middle Ridge Loop"},{"$f":"IF($E110=DataInput!$B109,DataInput!E109,NA())","v":"Energex"},{"$f":"IF($E110=DataInput!$B109,DataInput!F109,NA())","v":"Summer"},{"$f":"IF($E110=DataInput!$B109,DataInput!G109,NA())","v":"Non-Coincident"},{"$f":"IF($E110=DataInput!$B109,DataInput!H109,NA())","v":2025},{"$f":"IF($E110=DataInput!$B109,DataInput!I109,NA())","v":"POE50"},{"$f":"IF($E110=DataInput!$B109,DataInput!J109,NA())","v":113.409711347035},{"$f":"IF($E110=DataInput!$B109,DataInput!K109,NA())","v":0.95434928924874396},null,null,"QLD Abermain - Middle Ridge Loop",100,{"$f":"Lists_Selections!H103","v":""},null,null,true,null,null,"QLD","QABRQMRXloop","Abermain - Middle Ridge Loop","Energex","Summer","Non-Coincident",2025,"POE50",113.409711347035,0.95434928924874396]
[null,{"$f":"IF(DataInput!B110=$B$8,IF($B$9=$B$10,TRUE,IF(DataInput!E110=$B$9,TRUE,FALSE)))","v":true},null,null,{"$f":"IF(B111=TRUE,DataInput!B110,NA())","v":"QLD"},{"$f":"IF($E111=DataInput!$B110,DataInput!C110,NA())","v":"QABRQMRXloop"},{"$f":"IF($E111=DataInput!$B110,DataInput!D110,NA())","v":"Abermain - Middle Ridge Loop"},{"$f":"IF($E111=DataInput!$B110,DataInput!E110,NA())","v":"Energex"},{"$f":"IF($E111=DataInput!$B110,DataInput!F110,NA())","v":"Summer"},{"$f":"IF($E111=DataInput!$B110,DataInput!G110,NA())","v":"Non-Coincident"},{"$f":"IF($E111=DataInput!$B110,DataInput!H110,NA())","v":2026},{"$f":"IF($E111=DataInput!$B110,DataInput!I110,NA())","v":"POE50"},{"$f":"IF($E111=DataInput!$B110,DataInput!J110,NA())","v":115.392744226761},{"$f":"IF($E111=DataInput!$B110,DataInput!K110,NA())","v":0.95438380102514497},null,null,"QLD Abermain - Middle Ridge Loop",null,null,null,null,true,null,null,"QLD","QABRQMRXloop","Abermain - Middle Ridge Loop","Energex","Summer","Non-Coincident",2026,"POE50",115.392744226761,0.95438380102514497]
[null,{"$f":"IF(DataInput!B111=$B$8,IF($B$9=$B$10,TRUE,IF(DataInput!E111=$B$9,TRUE,FALSE)))","v":true},null,null,{"$f":"IF(B112=TRUE,DataInput!B111,NA())","v":"QLD"},{"$f":"IF($E112=DataInput!$B111,DataInput!C111,NA())","v":"QABRQMRXloop"},{"$f":"IF($E112=DataInput!$B111,DataInput!D111,NA())","v":"Abermain - Middle Ridge Loop"},{"$f":"IF($E112=DataInput!$B111,DataInput!E111,NA())","v":"Energex"},{"$f":"IF($E112=DataInput!$B111,DataInput!F111,NA())","v":"Winter"},{"$f":"IF($E112=DataInput!$B111,DataInput!G111,NA())","v":"Non-Coincident"},{"$f":"IF($E112=DataInput!$B111,DataInput!H111,NA())","v":2016},{"$f":"IF($E112=DataInput!$B111,DataInput!I111,NA())","v":"POE10"},{"$f":"IF($E112=DataInput!$B111,DataInput!J111,NA())","v":84.345273616267207},{"$f":"IF($E112=DataInput!$B111,DataInput!K111,NA())","v":1},null,null,"QLD Abermain - Middle Ridge Loop",null,null,null,null,true,null,null,"QLD","QABRQMRXloop","Abermain - Middle Ridge Loop","Energex","Winter","Non-Coincident",2016,"POE10",84.345273616267207,1]
[null,{"$f":"IF(DataInput!B112=$B$8,IF($B$9=$B$10,TRUE,IF(DataInput!E112=$B$9,TRUE,FALSE)))","v":true},null,null,{"$f":"IF(B113=TRUE,DataInput!B112,NA())","v":"QLD"},{"$f":"IF($E113=DataInput!$B112,DataInput!C112,NA())","v":"QABRQMRXloop"},{"$f":"IF($E113=DataInput!$B112,DataInput!D112,NA())","v":"Abermain - Middle Ridge Loop"},{"$f":"IF($E113=DataInput!$B112,DataInput!E112,NA())","v":"Energex"},{"$f":"IF($E113=DataInput!$B112,DataInput!F112,NA())","v":"Winter"},{"$f":"IF($E113=DataInput!$B112,DataInput!G112,NA())","v":"Non-Coincident"},{"$f":"IF($E113=DataInput!$B112,DataInput!H112,NA())","v":2017},{"$f":"IF($E113=DataInput!$B112,DataInput!I112,NA())","v":"POE10"},{"$f":"IF($E113=DataInput!$B112,DataInput!J112,NA())","v":90.548017821661006},{"$f":"IF($E113=DataInput!$B112,DataInput!K112,NA())","v":1},null,null,"QLD Abermain - Middle Ridge Loop",null,null,null,null,true,null,null,"QLD","QABRQMRXloop","Abermain - Middle Ridge Loop","Energex","Winter","Non-Coincident",2017,"POE10",90.548017821661006,1]
[null,{"$f":"IF(DataInput!B113=$B$8,IF($B$9=$B$10,TRUE,IF(DataInput!E113=$B$9,TRUE,FALSE)))","v":true},null,null,{"$f":"IF(B114=TRUE,DataInput!B113,NA())","v":"QLD"},{"$f":"IF($E114=DataInput!$B113,DataInput!C113,NA())","v":"QABRQMRXloop"},{"$f":"IF($E114=DataInput!$B113,DataInput!D113,NA())","v":"Abermain - Middle Ridge Loop"},{"$f":"IF($E114=DataInput!$B113,DataInput!E113,NA())","v":"Energex"},{"$f":"IF($E114=DataInput!$B113,DataInput!F113,NA())","v":"Winter"},{"$f":"IF($E114=DataInput!$B113,DataInput!G113,NA())","v":"Non-Coincident"},{"$f":"IF($E114=DataInput!$B113,DataInput!H113,NA())","v":2018},{"$f":"IF($E114=DataInput!$B113,DataInput!I113,NA())","v":"POE10"},{"$f":"IF($E114=DataInput!$B113,DataInput!J113,NA())","v":97.467728213630195},{"$f":"IF($E114=DataInput!$B113,DataInput!K113,NA())","v":1},null,null,"QLD Abermain - Middle Ridge Loop",null,null,null,null,true,null,null,"QLD","QABRQMRXloop","Abermain - Middle Ridge Loop","Energex","Winter","Non-Coincident",2018,"POE10",97.467728213630195,1]
[null,{"$f":"IF(DataInput!B114=$B$8,IF($B$9=$B$10,TRUE,IF(DataInput!E114=$B$9,TRUE,FALSE)))","v":true},null,null,{"$f":"IF(B115=TRUE,DataInput!B114,NA())","v":"QLD"},{"$f":"IF($E115=DataInput!$B114,DataInput!C114,NA())","v":"QABRQMRXloop"},{"$f":"IF($E115=DataInput!$B114,DataInput!D114,NA())","v":"Abermain - Middle Ridge Loop"},{"$f":"IF($E115=DataInput!$B114,DataInput!E114,NA())","v":"Energex"},{"$f":"IF($E115=DataInput!$B114,DataInput!F114,NA())","v":"Winter"},{"$f":"IF($E115=DataInput!$B114,DataInput!G114,NA())","v":"Non-Coincident"},{"$f":"IF($E115=DataInput!$B114,DataInput!H114,NA())","v":2019},{"$f":"IF($E115=DataInput!$B114,DataInput!I114,NA())","v":"POE10"},{"$f":"IF($E115=DataInput!$B114,DataInput!J114,NA())","v":102.92568660601501},{"$f":"IF($E115=DataInput!$B114,DataInput!K114,NA())","v":1},null,null,"QLD Abermain - Middle Ridge Loop",null,null,null,null,true,null,null,"QLD","QABRQMRXloop","Abermain - Middle Ridge Loop","Energex","Winter","Non-Coincident",2019,"POE10",102.92568660601501,1]
[null,{"$f":"IF(DataInput!B115=$B$8,IF($B$9=$B$10,TRUE,IF(DataInput!E115=$B$9,TRUE,FALSE)))","v":true},null,null,{"$f":"IF(B116=TRUE,DataInput!B115,NA())","v":"QLD"},{"$f":"IF($E116=DataInput!$B115,DataInput!C115,NA())","v":"QABRQMRXloop"},{"$f":"IF($E116=DataInput!$B115,DataInput!D115,NA())","v":"Abermain - Middle Ridge Loop"},{"$f":"IF($E116=DataInput!$B115,DataInput!E115,NA())","v":"Energex"},{"$f":"IF($E116=DataInput!$B115,DataInput!F115,NA())","v":"Winter"},{"$f":"IF($E116=DataInput!$B115,DataInput!G115,NA())","v":"Non-Coincident"},{"$f":"IF($E116=DataInput!$B115,DataInput!H115,NA())","v":2020},{"$f":"IF($E116=DataInput!$B115,DataInput!I115,NA())","v":"POE10"},{"$f":"IF($E116=DataInput!$B115,DataInput!J115,NA())","v":106.550192711221},{"$f":"IF($E116=DataInput!$B115,DataInput!K115,NA())","v":1},null,null,"QLD Abermain - Middle Ridge Loop",null,null,null,null,true,null,null,"QLD","QABRQMRXloop","Abermain - Middle Ridge Loop","Energex","Winter","Non-Coincident",2020,"POE10",106.550192711221,1]
[null,{"$f":"IF(DataInput!B116=$B$8,IF($B$9=$B$10,TRUE,IF(DataInput!E116=$B$9,TRUE,FALSE)))","v":true},null,null,{"$f":"IF(B117=TRUE,DataInput!B116,NA())","v":"QLD"},{"$f":"IF($E117=DataInput!$B116,DataInput!C116,NA())","v":"QABRQMRXloop"},{"$f":"IF($E117=DataInput!$B116,DataInput!D116,NA())","v":"Abermain - Middle Ridge Loop"},{"$f":"IF($E117=DataInput!$B116,DataInput!E116,NA())","v":"Energex"},{"$f":"IF($E117=DataInput!$B116,DataInput!F116,NA())","v":"Winter"},{"$f":"IF($E117=DataInput!$B116,DataInput!G116,NA())","v":"Non-Coincident"},{"$f":"IF($E117=DataInput!$B116,DataInput!H116,NA())","v":2021},{"$f":"IF($E117=DataInput!$B116,DataInput!I116,NA())","v":"POE10"},{"$f":"IF($E117=DataInput!$B116,DataInput!J116,NA())","v":108.69146905012499},{"$f":"IF($E117=DataInput!$B116,DataInput!K116,NA())","v":1},null,null,"QLD Abermain - Middle Ridge Loop",null,null,null,null,true,null,null,"QLD","QABRQMRXloop","Abermain - Middle Ridge Loop","Energex","Winter","Non-Coincident",2021,"POE10",108.69146905012499,1]
[null,{"$f":"IF(DataInput!B117=$B$8,IF($B$9=$B$10,TRUE,IF(DataInput!E117=$B$9,TRUE,FALSE)))","v":true},null,null,{"$f":"IF(B118=TRUE,DataInput!B117,NA())","v":"QLD"},{"$f":"IF($E118=DataInput!$B117,DataInput!C117,NA())","v":"QABRQMRXloop"},{"$f":"IF($E118=DataInput!$B117,DataInput!D117,NA())","v":"Abermain - Middle Ridge Loop"},{"$f":"IF($E118=DataInput!$B117,DataInput!E117,NA())","v":"Energex"},{"$f":"IF($E118=DataInput!$B117,DataInput!F117,NA())","v":"Winter"},{"$f":"IF($E118=DataInput!$B117,DataInput!G117,NA())","v":"Non-Coincident"},{"$f":"IF($E118=DataInput!$B117,DataInput!H117,NA())","v":2022},{"$f":"IF($E118=DataInput!$B117,DataInput!I117,NA())","v":"POE10"},{"$f":"IF($E118=DataInput!$B117,DataInput!J117,NA())","v":113.31165009825401},{"$f":"IF($E118=DataInput!$B117,DataInput!K117,NA())","v":1},null,null,"QLD Abermain - Middle Ridge Loop",null,null,null,null,true,null,null,"QLD","QABRQMRXloop","Abermain - Middle Ridge Loop","Energex","Winter","Non-Coincident",2022,"POE10",113.31165009825401,1]
[null,{"$f":"IF(DataInput!B118=$B$8,IF($B$9=$B$10,TRUE,IF(DataInput!E118=$B$9,TRUE,FALSE)))","v":true},null,null,{"$f":"IF(B119=TRUE,DataInput!B118,NA())","v":"QLD"},{"$f":"IF($E119=DataInput!$B118,DataInput!C118,NA())","v":"QABRQMRXloop"},{"$f":"IF($E119=DataInput!$B118,DataInput!D118,NA())","v":"Abermain - Middle Ridge Loop"},{"$f":"IF($E119=DataInput!$B118,DataInput!E118,NA())","v":"Energex"},{"$f":"IF($E119=DataInput!$B118,DataInput!F118,NA())","v":"Winter"},{"$f":"IF($E119=DataInput!$B118,DataInput!G118,NA())","v":"Non-Coincident"},{"$f":"IF($E119=DataInput!$B118,DataInput!H118,NA())","v":2023},{"$f":"IF($E119=DataInput!$B118,DataInput!I118,NA())","v":"POE10"},{"$f":"IF($E119=DataInput!$B118,DataInput!J118,NA())","v":117.336962977087},{"$f":"IF($E119=DataInput!$B118,DataInput!K118,NA())","v":1},null,null,"QLD Abermain - Middle Ridge Loop",null,null,null,null,true,null,null,"QLD","QABRQMRXloop","Abermain - Middle Ridge Loop","Energex","Winter","Non-Coincident",2023,"POE10",117.336962977087,1]
[null,{"$f":"IF(DataInput!B119=$B$8,IF($B$9=$B$10,TRUE,IF(DataInput!E119=$B$9,TRUE,FALSE)))","v":true},null,null,{"$f":"IF(B120=TRUE,DataInput!B119,NA())","v":"QLD"},{"$f":"IF($E120=DataInput!$B119,DataInput!C119,NA())","v":"QABRQMRXloop"},{"$f":"IF($E120=DataInput!$B119,DataInput!D119,NA())","v":"Abermain - Middle Ridge Loop"},{"$f":"IF($E120=DataInput!$B119,DataInput!E119,NA())","v":"Energex"},{"$f":"IF($E120=DataInput!$B119,DataInput!F119,NA())","v":"Winter"},{"$f":"IF($E120=DataInput!$B119,DataInput!G119,NA())","v":"Non-Coincident"},{"$f":"IF($E120=DataInput!$B119,DataInput!H119,NA())","v":2024},{"$f":"IF($E120=DataInput!$B119,DataInput!I119,NA())","v":"POE10"},{"$f":"IF($E120=DataInput!$B119,DataInput!J119,NA())","v":124.61145378862599},{"$f":"IF($E120=DataInput!$B119,DataInput!K119,NA())","v":1},null,null,"QLD Abermain - Middle Ridge Loop",null,null,null,null,true,null,null,"QLD","QABRQMRXloop","Abermain - Middle Ridge Loop","Energex","Winter","Non-Coincident",2024,"POE10",124.61145378862599,1]
[null,{"$f":"IF(DataInput!B120=$B$8,IF($B$9=$B$10,TRUE,IF(DataInput!E120=$B$9,TRUE,FALSE)))","v":true},null,null,{"$f":"IF(B121=TRUE,DataInput!B120,NA())","v":"QLD"},{"$f":"IF($E121=DataInput!$B120,DataInput!C120,NA())","v":"QABRQMRXloop"},{"$f":"IF($E121=DataInput!$B120,DataInput!D120,NA())","v":"Abermain - Middle Ridge Loop"},{"$f":"IF($E121=DataInput!$B120,DataInput!E120,NA())","v":"Energex"},{"$f":"IF($E121=DataInput!$B120,DataInput!F120,NA())","v":"Winter"},{"$f":"IF($E121=DataInput!$B120,DataInput!G120,NA())","v":"Non-Coincident"},{"$f":"IF($E121=DataInput!$B120,DataInput!H120,NA())","v":2025},{"$f":"IF($E121=DataInput!$B120,DataInput!I120,NA())","v":"POE10"},{"$f":"IF($E121=DataInput!$B120,DataInput!J120,NA())","v":128.59387438297401},{"$f":"IF($E121=DataInput!$B120,DataInput!K120,NA())","v":1},null,null,"QLD Abermain - Middle Ridge Loop",null,null,null,null,true,null,null,"QLD","QABRQMRXloop","Abermain - Middle Ridge Loop","Energex","Winter","Non-Coincident",2025,"POE10",128.59387438297401,1]
[null,{"$f":"IF(DataInput!B121=$B$8,IF($B$9=$B$10,TRUE,IF(DataInput!E121=$B$9,TRUE,FALSE)))","v":true},null,null,{"$f":"IF(B122=TRUE,DataInput!B121,NA())","v":"QLD"},{"$f":"IF($E122=DataInput!$B121,DataInput!C121,NA())","v":"QABRQMRXloop"},{"$f":"IF($E122=DataInput!$B121,DataInput!D121,NA())","v":"Abermain - Middle Ridge Loop"},{"$f":"IF($E122=DataInput!$B121,DataInput!E121,NA())","v":"Energex"},{"$f":"IF($E122=DataInput!$B121,DataInput!F121,NA())","v":"Winter"},{"$f":"IF($E122=DataInput!$B121,DataInput!G121,NA())","v":"Non-Coincident"},{"$f":"IF($E122=DataInput!$B121,DataInput!H121,NA())","v":2016},{"$f":"IF($E122=DataInput!$B121,DataInput!I121,NA())","v":"POE50"},{"$f":"IF($E122=DataInput!$B121,DataInput!J121,NA())","v":83.4670191913536},{"$f":"IF($E122=DataInput!$B121,DataInput!K121,NA())","v":1},null,null,"QLD Abermain - Middle Ridge Loop",null,null,null,null,true,null,null,"QLD","QABRQMRXloop","Abermain - Middle Ridge Loop","Energex","Winter","Non-Coincident",2016,"POE50",83.4670191913536,1]
[null,{"$f":"IF(DataInput!B122=$B$8,IF($B$9=$B$10,TRUE,IF(DataInput!E122=$B$9,TRUE,FALSE)))","v":true},null,null,{"$f":"IF(B123=TRUE,DataInput!B122,NA())","v":"QLD"},{"$f":"IF($E123=DataInput!$B122,DataInput!C122,NA())","v":"QABRQMRXloop"},{"$f":"IF($E123=DataInput!$B122,DataInput!D122,NA())","v":"Abermain - Middle Ridge Loop"},{"$f":"IF($E123=DataInput!$B122,DataInput!E122,NA())","v":"Energex"},{"$f":"IF($E123=DataInput!$B122,DataInput!F122,NA())","v":"Winter"},{"$f":"IF($E123=DataInput!$B122,DataInput!G122,NA())","v":"Non-Coincident"},{"$f":"IF($E123=DataInput!$B122,DataInput!H122,NA())","v":2017},{"$f":"IF($E123=DataInput!$B122,DataInput!I122,NA())","v":"POE50"},{"$f":"IF($E123=DataInput!$B122,DataInput!J122,NA())","v":89.567231421217301},{"$f":"IF($E123=DataInput!$B122,DataInput!K122,NA())","v":1},null,null,"QLD Abermain - Middle Ridge Loop",null,null,null,null,true,null,null,"QLD","QABRQMRXloop","Abermain - Middle Ridge Loop","Energex","Winter","Non-Coincident",2017,"POE50",89.567231421217301,1]
[null,{"$f":"IF(DataInput!B123=$B$8,IF($B$9=$B$10,TRUE,IF(DataInput!E123=$B$9,TRUE,FALSE)))","v":true},null,null,{"$f":"IF(B124=TRUE,DataInput!B123,NA())","v":"QLD"},{"$f":"IF($E124=DataInput!$B123,DataInput!C123,NA())","v":"QABRQMRXloop"},{"$f":"IF($E124=DataInput!$B123,DataInput!D123,NA())","v":"Abermain - Middle Ridge Loop"},{"$f":"IF($E124=DataInput!$B123,DataInput!E123,NA())","v":"Energex"},{"$f":"IF($E124=DataInput!$B123,DataInput!F123,NA())","v":"Winter"},{"$f":"IF($E124=DataInput!$B123,DataInput!G123,NA())","v":"Non-Coincident"},{"$f":"IF($E124=DataInput!$B123,DataInput!H123,NA())","v":2018},{"$f":"IF($E124=DataInput!$B123,DataInput!I123,NA())","v":"POE50"},{"$f":"IF($E124=DataInput!$B123,DataInput!J123,NA())","v":95.123575888332198},{"$f":"IF($E124=DataInput!$B123,DataInput!K123,NA())","v":1},null,null,"QLD Abermain - Middle Ridge Loop",null,null,null,null,true,null,null,"QLD","QABRQMRXloop","Abermain - Middle Ridge Loop","Energex","Winter","Non-Coincident",2018,"POE50",95.123575888332198,1]
[null,{"$f":"IF(DataInput!B124=$B$8,IF($B$9=$B$10,TRUE,IF(DataInput!E124=$B$9,TRUE,FALSE)))","v":true},null,null,{"$f":"IF(B125=TRUE,DataInput!B124,NA())","v":"QLD"},{"$f":"IF($E125=DataInput!$B124,DataInput!C124,NA())","v":"QABRQMRXloop"},{"$f":"IF($E125=DataInput!$B124,DataInput!D124,NA())","v":"Abermain - Middle Ridge Loop"},{"$f":"IF($E125=DataInput!$B124,DataInput!E124,NA())","v":"Energex"},{"$f":"IF($E125=DataInput!$B124,DataInput!F124,NA())","v":"Winter"},{"$f":"IF($E125=DataInput!$B124,DataInput!G124,NA())","v":"Non-Coincident"},{"$f":"IF($E125=DataInput!$B124,DataInput!H124,NA())","v":2019},{"$f":"IF($E125=DataInput!$B124,DataInput!I124,NA())","v":"POE50"},{"$f":"IF($E125=DataInput!$B124,DataInput!J124,NA())","v":99.721227300816693},{"$f":"IF($E125=DataInput!$B124,DataInput!K124,NA())","v":1},null,null,"QLD Abermain - Middle Ridge Loop",null,null,null,null,true,null,null,"QLD","QABRQMRXloop","Abermain - Middle Ridge Loop","Energex","Winter","Non-Coincident",2019,"POE50",99.721227300816693,1]
[null,{"$f":"IF(DataInput!B125=$B$8,IF($B$9=$B$10,TRUE,IF(DataInput!E125=$B$9,TRUE,FALSE)))","v":true},null,null,{"$f":"IF(B126=TRUE,DataInput!B125,NA())","v":"QLD"},{"$f":"IF($E126=DataInput!$B125,DataInput!C125,NA())","v":"QABRQMRXloop"},{"$f":"IF($E126=DataInput!$B125,DataInput!D125,NA())","v":"Abermain - Middle Ridge Loop"},{"$f":"IF($E126=DataInput!$B125,DataInput!E125,NA())","v":"Energex"},{"$f":"IF($E126=DataInput!$B125,DataInput!F125,NA())","v":"Winter"},{"$f":"IF($E126=DataInput!$B125,DataInput!G125,NA())","v":"Non-Coincident"},{"$f":"IF($E126=DataInput!$B125,DataInput!H125,NA())","v":2020},{"$f":"IF($E126=DataInput!$B125,DataInput!I125,NA())","v":"POE50"},{"$f":"IF($E126=DataInput!$B125,DataInput!J125,NA())","v":103.158655197871},{"$f":"IF($E126=DataInput!$B125,DataInput!K125,NA())","v":1},null,null,"QLD Abermain - Middle Ridge Loop",null,null,null,null,true,null,null,"QLD","QABRQMRXloop","Abermain - Middle Ridge Loop","Energex","Winter","Non-Coincident",2020,"POE50",103.158655197871,1]
[null,{"$f":"IF(DataInput!B126=$B$8,IF($B$9=$B$10,TRUE,IF(DataInput!E126=$B$9,TRUE,FALSE)))","v":true},null,null,{"$f":"IF(B127=TRUE,DataInput!B126,NA())","v":"QLD"},{"$f":"IF($E127=DataInput!$B126,DataInput!C126,NA())","v":"QABRQMRXloop"},{"$f":"IF($E127=DataInput!$B126,DataInput!D126,NA())","v":"Abermain - Middle Ridge Loop"},{"$f":"IF($E127=DataInput!$B126,DataInput!E126,NA())","v":"Energex"},{"$f":"IF($E127=DataInput!$B126,DataInput!F126,NA())","v":"Winter"},{"$f":"IF($E127=DataInput!$B126,DataInput!G126,NA())","v":"Non-Coincident"},{"$f":"IF($E127=DataInput!$B126,DataInput!H126,NA())","v":2021},{"$f":"IF($E127=DataInput!$B126,DataInput!I126,NA())","v":"POE50"},{"$f":"IF($E127=DataInput!$B126,DataInput!J126,NA())","v":106.22064018805099},{"$f":"IF($E127=DataInput!$B126,DataInput!K126,NA())","v":1},null,null,"QLD Abermain - Middle Ridge Loop",null,null,null,null,true,null,null,"QLD","QABRQMRXloop","Abermain - Middle Ridge Loop","Energex","Winter","Non-Coincident",2021,"POE50",106.22064018805099,1]
[null,{"$f":"IF(DataInput!B127=$B$8,IF($B$9=$B$10,TRUE,IF(DataInput!E127=$B$9,TRUE,FALSE)))","v":true},null,null,{"$f":"IF(B128=TRUE,DataInput!B127,NA())","v":"QLD"},{"$f":"IF($E128=DataInput!$B127,DataInput!C127,NA())","v":"QABRQMRXloop"},{"$f":"IF($E128=DataInput!$B127,DataInput!D127,NA())","v":"Abermain - Middle Ridge Loop"},{"$f":"IF($E128=DataInput!$B127,DataInput!E127,NA())","v":"Energex"},{"$f":"IF($E128=DataInput!$B127,DataInput!F127,NA())","v":"Winter"},{"$f":"IF($E128=DataInput!$B127,DataInput!G127,NA())","v":"Non-Coincident"},{"$f":"IF($E128=DataInput!$B127,DataInput!H127,NA())","v":2022},{"$f":"IF($E128=DataInput!$B127,DataInput!I127,NA())","v":"POE50"},{"$f":"IF($E128=DataInput!$B127,DataInput!J127,NA())","v":110.687585847554},{"$f":"IF($E128=DataInput!$B127,DataInput!K127,NA())","v":1},null,null,"QLD Abermain - Middle Ridge Loop",null,null,null,null,true,null,null,"QLD","QABRQMRXloop","Abermain - Middle Ridge Loop","Energex","Winter","Non-Coincident",2022,"POE50",110.687585847554,1]
[null,{"$f":"IF(DataInput!B128=$B$8,IF($B$9=$B$10,TRUE,IF(DataInput!E128=$B$9,TRUE,FALSE)))","v":true},null,null,{"$f":"IF(B129=TRUE,DataInput!B128,NA())","v":"QLD"},{"$f":"IF($E129=DataInput!$B128,DataInput!C128,NA())","v":"QABRQMRXloop"},{"$f":"IF($E129=DataInput!$B128,DataInput!D128,NA())","v":"Abermain - Middle Ridge Loop"},{"$f":"IF($E129=DataInput!$B128,DataInput!E128,NA())","v":"Energex"},{"$f":"IF($E129=DataInput!$B128,DataInput!F128,NA())","v":"Winter"},{"$f":"IF($E129=DataInput!$B128,DataInput!G128,NA())","v":"Non-Coincident"},{"$f":"IF($E129=DataInput!$B128,DataInput!H128,NA())","v":2023},{"$f":"IF($E129=DataInput!$B128,DataInput!I128,NA())","v":"POE50"},{"$f":"IF($E129=DataInput!$B128,DataInput!J128,NA())","v":114.529665159975},{"$f":"IF($E129=DataInput!$B128,DataInput!K128,NA())","v":1},null,null,"QLD Abermain - Middle Ridge Loop",null,null,null,null,true,null,null,"QLD","QABRQMRXloop","Abermain - Middle Ridge Loop","Energex","Winter","Non-Coincident",2023,"POE50",114.529665159975,1]
[null,{"$f":"IF(DataInput!B129=$B$8,IF($B$9=$B$10,TRUE,IF(DataInput!E129=$B$9,TRUE,FALSE)))","v":true},null,null,{"$f":"IF(B130=TRUE,DataInput!B129,NA())","v":"QLD"},{"$f":"IF($E130=DataInput!$B129,DataInput!C129,NA())","v":"QABRQMRXloop"},{"$f":"IF($E130=DataInput!$B129,DataInput!D129,NA())","v":"Abermain - Middle Ridge Loop"},{"$f":"IF($E130=DataInput!$B129,DataInput!E129,NA())","v":"Energex"},{"$f":"IF($E130=DataInput!$B129,DataInput!F129,NA())","v":"Winter"},{"$f":"IF($E130=DataInput!$B129,DataInput!G129,NA())","v":"Non-Coincident"},{"$f":"IF($E130=DataInput!$B129,DataInput!H129,NA())","v":2024},{"$f":"IF($E130=DataInput!$B129,DataInput!I129,NA())","v":"POE50"},{"$f":"IF($E130=DataInput!$B129,DataInput!J129,NA())","v":120.025475390365},{"$f":"IF($E130=DataInput!$B129,DataInput!K129,NA())","v":1},null,null,"QLD Abermain - Middle Ridge Loop",null,null,null,null,true,null,null,"QLD","QABRQMRXloop","Abermain - Middle Ridge Loop","Energex","Winter","Non-Coincident",2024,"POE50",120.025475390365,1]
[null,{"$f":"IF(DataInput!B130=$B$8,IF($B$9=$B$10,TRUE,IF(DataInput!E130=$B$9,TRUE,FALSE)))","v":true},null,null,{"$f":"IF(B131=TRUE,DataInput!B130,NA())","v":"QLD"},{"$f":"IF($E131=DataInput!$B130,DataInput!C130,NA())","v":"QABRQMRXloop"},{"$f":"IF($E131=DataInput!$B130,DataInput!D130,NA())","v":"Abermain - Middle Ridge Loop"},{"$f":"IF($E131=DataInput!$B130,DataInput!E130,NA())","v":"Energex"},{"$f":"IF($E131=DataInput!$B130,DataInput!F130,NA())","v":"Winter"},{"$f":"IF($E131=DataInput!$B130,DataInput!G130,NA())","v":"Non-Coincident"},{"$f":"IF($E131=DataInput!$B130,DataInput!H130,NA())","v":2025},{"$f":"IF($E131=DataInput!$B130,DataInput!I130,NA())","v":"POE50"},{"$f":"IF($E131=DataInput!$B130,DataInput!J130,NA())","v":123.314454957717},{"$f":"IF($E131=DataInput!$B130,DataInput!K130,NA())","v":1},null,null,"QLD Abermain - Middle Ridge Loop",null,null,null,null,true,null,null,"QLD","QABRQMRXloop","Abermain - Middle Ridge Loop","Energex","Winter","Non-Coincident",2025,"POE50",123.314454957717,1]
[null,{"$f":"IF(DataInput!B131=$B$8,IF($B$9=$B$10,TRUE,IF(DataInput!E131=$B$9,TRUE,FALSE)))","v":true},null,null,{"$f":"IF(B132=TRUE,DataInput!B131,NA())","v":"QLD"},{"$f":"IF($E132=DataInput!$B131,DataInput!C131,NA())","v":"QAGW"},{"$f":"IF($E132=DataInput!$B131,DataInput!D131,NA())","v":"Ashgrove West 33"},{"$f":"IF($E132=DataInput!$B131,DataInput!E131,NA())","v":"Energex"},{"$f":"IF($E132=DataInput!$B131,DataInput!F131,NA())","v":"Summer"},{"$f":"IF($E132=DataInput!$B131,DataInput!G131,NA())","v":"Non-Coincident"},{"$f":"IF($E132=DataInput!$B131,DataInput!H131,NA())","v":2017},{"$f":"IF($E132=DataInput!$B131,DataInput!I131,NA())","v":"POE10"},{"$f":"IF($E132=DataInput!$B131,DataInput!J131,NA())","v":79.133351092195198},{"$f":"IF($E132=DataInput!$B131,DataInput!K131,NA())","v":0.97634141106888905},null,null,"QLD Ashgrove West 33",null,null,null,null,false,null,null,{"$error":"#N/A"},{"$error":"#N/A"},{"$error":"#N/A"},{"$error":"#N/A"},{"$error":"#N/A"},{"$error":"#N/A"},{"$error":"#N/A"},{"$error":"#N/A"},{"$error":"#N/A"},{"$error":"#N/A"}]
[null,{"$f":"IF(DataInput!B132=$B$8,IF($B$9=$B$10,TRUE,IF(DataInput!E132=$B$9,TRUE,FALSE)))","v":true},null,null,{"$f":"IF(B133=TRUE,DataInput!B132,NA())","v":"QLD"},{"$f":"IF($E133=DataInput!$B132,DataInput!C132,NA())","v":"QAGW"},{"$f":"IF($E133=DataInput!$B132,DataInput!D132,NA())","v":"Ashgrove West 33"},{"$f":"IF($E133=DataInput!$B132,DataInput!E132,NA())","v":"Energex"},{"$f":"IF($E133=DataInput!$B132,DataInput!F132,NA())","v":"Summer"},{"$f":"IF($E133=DataInput!$B132,DataInput!G132,NA())","v":"Non-Coincident"},{"$f":"IF($E133=DataInput!$B132,DataInput!H132,NA())","v":2018},{"$f":"IF($E133=DataInput!$B132,DataInput!I132,NA())","v":"POE10"},{"$f":"IF($E133=DataInput!$B132,DataInput!J132,NA())","v":79.260088817995793},{"$f":"IF($E133=DataInput!$B132,DataInput!K132,NA())","v":0.982640090088721},null,null,"QLD Ashgrove West 33",null,null,null,null,false,null,null,{"$error":"#N/A"},{"$error":"#N/A"},{"$error":"#N/A"},{"$error":"#N/A"},{"$error":"#N/A"},{"$error":"#N/A"},{"$error":"#N/A"},{"$error":"#N/A"},{"$error":"#N/A"},{"$error":"#N/A"}]
[null,{"$f":"IF(DataInput!B133=$B$8,IF($B$9=$B$10,TRUE,IF(DataInput!E133=$B$9,TRUE,FALSE)))","v":true},null,null,{"$f":"IF(B134=TRUE,DataInput!B133,NA())","v":"QLD"},{"$f":"IF($E134=DataInput!$B133,DataInput!C133,NA())","v":"QAGW"},{"$f":"IF($E134=DataInput!$B133,DataInput!D133,NA())","v":"Ashgrove West 33"},{"$f":"IF($E134=DataInput!$B133,DataInput!E133,NA())","v":"Energex"},{"$f":"IF($E134=DataInput!$B133,DataInput!F133,NA())","v":"Summer"},{"$f":"IF($E134=DataInput!$B133,DataInput!G133,NA())","v":"Non-Coincident"},{"$f":"IF($E134=DataInput!$B133,DataInput!H133,NA())","v":2019},{"$f":"IF($E134=DataInput!$B133,DataInput!I133,NA())","v":"POE10"},{"$f":"IF($E134=DataInput!$B133,DataInput!J133,NA())","v":79.591867381582503},{"$f":"IF($E134=DataInput!$B133,DataInput!K133,NA())","v":0.98362291442984295},null,null,"QLD Ashgrove West 33",null,null,null,null,false,null,null,{"$error":"#N/A"},{"$error":"#N/A"},{"$error":"#N/A"},{"$error":"#N/A"},{"$error":"#N/A"},{"$error":"#N/A"},{"$error":"#N/A"},{"$error":"#N/A"},{"$error":"#N/A"},{"$error":"#N/A"}]
[null,{"$f":"IF(DataInput!B134=$B$8,IF($B$9=$B$10,TRUE,IF(DataInput!E134=$B$9,TRUE,FALSE)))","v":true},null,null,{"$f":"IF(B135=TRUE,DataInput!B134,NA())","v":"QLD"},{"$f":"IF($E135=DataInput!$B134,DataInput!C134,NA())","v":"QAGW"},{"$f":"IF($E135=DataInput!$B134,DataInput!D134,NA())","v":"Ashgrove West 33"},{"$f":"IF($E135=DataInput!$B134,DataInput!E134,NA())","v":"Energex"},{"$f":"IF($E135=DataInput!$B134,DataInput!F134,NA())","v":"Summer"},{"$f":"IF($E135=DataInput!$B134,DataInput!G134,NA())","v":"Non-Coincident"},{"$f":"IF($E135=DataInput!$B134,DataInput!H134,NA())","v":2020},{"$f":"IF($E135=DataInput!$B134,DataInput!I134,NA())","v":"POE10"},{"$f":"IF($E135=DataInput!$B134,DataInput!J134,NA())","v":80.553567608167299},{"$f":"IF($E135=DataInput!$B134,DataInput!K134,NA())","v":0.983824622094572},null,null,"QLD Ashgrove West 33",null,null,null,null,false,null,null,{"$error":"#N/A"},{"$error":"#N/A"},{"$error":"#N/A"},{"$error":"#N/A"},{"$error":"#N/A"},{"$error":"#N/A"},{"$error":"#N/A"},{"$error":"#N/A"},{"$error":"#N/A"},{"$error":"#N/A"}]
[null,{"$f":"IF(DataInput!B135=$B$8,IF($B$9=$B$10,TRUE,IF(DataInput!E135=$B$9,TRUE,FALSE)))","v":true},null,null,{"$f":"IF(B136=TRUE,DataInput!B135,NA())","v":"QLD"},{"$f":"IF($E136=DataInput!$B135,DataInput!C135,NA())","v":"QAGW"},{"$f":"IF($E136=DataInput!$B135,DataInput!D135,NA())","v":"Ashgrove West 33"},{"$f":"IF($E136=DataInput!$B135,DataInput!E135,NA())","v":"Energex"},{"$f":"IF($E136=DataInput!$B135,DataInput!F135,NA())","v":"Summer"},{"$f":"IF($E136=DataInput!$B135,DataInput!G135,NA())","v":"Non-Coincident"},{"$f":"IF($E136=DataInput!$B135,DataInput!H135,NA())","v":2021},{"$f":"IF($E136=DataInput!$B135,DataInput!I135,NA())","v":"POE10"},{"$f":"IF($E136=DataInput!$B135,DataInput!J135,NA())","v":80.993479484299996},{"$f":"IF($E136=DataInput!$B135,DataInput!K135,NA())","v":0.97833741669808805},null,null,"QLD Ashgrove West 33",null,null,null,null,false,null,null,{"$error":"#N/A"},{"$error":"#N/A"},{"$error":"#N/A"},{"$error":"#N/A"},{"$error":"#N/A"},{"$error":"#N/A"},{"$error":"#N/A"},{"$error":"#N/A"},{"$error":"#N/A"},{"$error":"#N/A"}]
[null,{"$f":"IF(DataInput!B136=$B$8,IF($B$9=$B$10,TRUE,IF(DataInput!E136=$B$9,TRUE,FALSE)))","v":true},null,null,{"$f":"IF(B137=TRUE,DataInput!B136,NA())","v":"QLD"},{"$f":"IF($E137=DataInput!$B136,DataInput!C136,NA())","v":"QAGW"},{"$f":"IF($E137=DataInput!$B136,DataInput!D136,NA())","v":"Ashgrove West 33"},{"$f":"IF($E137=DataInput!$B136,DataInput!E136,NA())","v":"Energex"},{"$f":"IF($E137=DataInput!$B136,DataInput!F136,NA())","v":"Summer"},{"$f":"IF($E137=DataInput!$B136,DataInput!G136,NA())","v":"Non-Coincident"},{"$f":"IF($E137=DataInput!$B136,DataInput!H136,NA())","v":2022},{"$f":"IF($E137=DataInput!$B136,DataInput!I136,NA())","v":"POE10"},{"$f":"IF($E137=DataInput!$B136,DataInput!J136,NA())","v":81.422121976146599},{"$f":"IF($E137=DataInput!$B136,DataInput!K136,NA())","v":0.97844645875589997},null,null,"QLD Ashgrove West 33",null,null,null,null,false,null,null,{"$error":"#N/A"},{"$error":"#N/A"},{"$error":"#N/A"},{"$error":"#N/A"},{"$error":"#N/A"},{"$error":"#N/A"},{"$error":"#N/A"},{"$error":"#N/A"},{"$error":"#N/A"},{"$error":"#N/A"}]
[null,{"$f":"IF(DataInput!B137=$B$8,IF($B$9=$B$10,TRUE,IF(DataInput!E137=$B$9,TRUE,FALSE)))","v":true},null,null,{"$f":"IF(B138=TRUE,DataInput!B137,NA())","v":"QLD"},{"$f":"IF($E138=DataInput!$B137,DataInput!C137,NA())","v":"QAGW"},{"$f":"IF($E138=DataInput!$B137,DataInput!D137,NA())","v":"Ashgrove West 33"},{"$f":"IF($E138=DataInput!$B137,DataInput!E137,NA())","v":"Energex"},{"$f":"IF($E138=DataInput!$B137,DataInput!F137,NA())","v":"Summer"},{"$f":"IF($E138=DataInput!$B137,DataInput!G137,NA())","v":"Non-Coincident"},{"$f":"IF($E138=DataInput!$B137,DataInput!H137,NA())","v":2023},{"$f":"IF($E138=DataInput!$B137,DataInput!I137,NA())","v":"POE10"},{"$f":"IF($E138=DataInput!$B137,DataInput!J137,NA())","v":81.119867956438497},{"$f":"IF($E138=DataInput!$B137,DataInput!K137,NA())","v":0.97844496608993303},null,null,"QLD Ashgrove West 33",null,null,null,null,false,null,null,{"$error":"#N/A"},{"$error":"#N/A"},{"$error":"#N/A"},{"$error":"#N/A"},{"$error":"#N/A"},{"$error":"#N/A"},{"$error":"#N/A"},{"$error":"#N/A"},{"$error":"#N/A"},{"$error":"#N/A"}]
[null,{"$f":"IF(DataInput!B138=$B$8,IF($B$9=$B$10,TRUE,IF(DataInput!E138=$B$9,TRUE,FALSE)))","v":true},null,null,{"$f":"IF(B139=TRUE,DataInput!B138,NA())","v":"QLD"},{"$f":"IF($E139=DataInput!$B138,DataInput!C138,NA())","v":"QAGW"},{"$f":"IF($E139=DataInput!$B138,DataInput!D138,NA())","v":"Ashgrove West 33"},{"$f":"IF($E139=DataInput!$B138,DataInput!E138,NA())","v":"Energex"},{"$f":"IF($E139=DataInput!$B138,DataInput!F138,NA())","v":"Summer"},{"$f":"IF($E139=DataInput!$B138,DataInput!G138,NA())","v":"Non-Coincident"},{"$f":"IF($E139=DataInput!$B138,DataInput!H138,NA())","v":2024},{"$f":"IF($E139=DataInput!$B138,DataInput!I138,NA())","v":"POE10"},{"$f":"IF($E139=DataInput!$B138,DataInput!J138,NA())","v":82.414189938277801},{"$f":"IF($E139=DataInput!$B138,DataInput!K138,NA())","v":0.97845115604404198},null,null,"QLD Ashgrove West 33",null,null,null,null,false,null,null,{"$error":"#N/A"},{"$error":"#N/A"},{"$error":"#N/A"},{"$error":"#N/A"},{"$error":"#N/A"},{"$error":"#N/A"},{"$error":"#N/A"},{"$error":"#N/A"},{"$error":"#N/A"},{"$error":"#N/A"}]
[null,{"$f":"IF(DataInput!B139=$B$8,IF($B$9=$B$10,TRUE,IF(DataInput!E139=$B$9,TRUE,FALSE)))","v":true},null,null,{"$f":"IF(B140=TRUE,DataInput!B139,NA())","v":"QLD"},{"$f":"IF($E140=DataInput!$B139,DataInput!C139,NA())","v":"QAGW"},{"$f":"IF($E140=DataInput!$B139,DataInput!D139,NA())","v":"Ashgrove West 33"},{"$f":"IF($E140=DataInput!$B139,DataInput!E139,NA())","v":"Energex"},{"$f":"IF($E140=DataInput!$B139,DataInput!F139,NA())","v":"Summer"},{"$f":"IF($E140=DataInput!$B139,DataInput!G139,NA())","v":"Non-Coincident"},{"$f":"IF($E140=DataInput!$B139,DataInput!H139,NA())","v":2025},{"$f":"IF($E140=DataInput!$B139,DataInput!I139,NA())","v":"POE10"},{"$f":"IF($E140=DataInput!$B139,DataInput!J139,NA())","v":83.356978051309994},{"$f":"IF($E140=DataInput!$B139,DataInput!K139,NA())","v":0.97833978841039604},null,null,{"$f":"IF(OR(ISERROR(E140),ISERROR(G140)),\"  \",E140&\" \"&G140)","v":"QLD Ashgrove West 33"},null,null,null,null,{"$f":"IF(ISERROR(G140),FALSE,IF($V$9=G140,TRUE,FALSE))","v":false},null,null,{"$f":"IF($V140=TRUE,E140,NA())","v":{"$error":"#N/A"}},{"$error":"#N/A"},{"$error":"#N/A"},{"$error":"#N/A"},{"$error":"#N/A"},{"$error":"#N/A"},{"$error":"#N/A"},{"$error":"#N/A"},{"$error":"#N/A"},{"$error":"#N/A"}]
[null,{"$f":"IF(DataInput!B140=$B$8,IF($B$9=$B$10,TRUE,IF(DataInput!E140=$B$9,TRUE,FALSE)))","v":true},null,null,{"$f":"IF(B141=TRUE,DataInput!B140,NA())","v":"QLD"},{"$f":"IF($E141=DataInput!$B140,DataInput!C140,NA())","v":"QAGW"},{"$f":"IF($E141=DataInput!$B140,DataInput!D140,NA())","v":"Ashgrove West 33"},{"$f":"IF($E141=DataInput!$B140,DataInput!E140,NA())","v":"Energex"},{"$f":"IF($E141=DataInput!$B140,DataInput!F140,NA())","v":"Summer"},{"$f":"IF($E141=DataInput!$B140,DataInput!G140,NA())","v":"Non-Coincident"},{"$f":"IF($E141=DataInput!$B140,DataInput!H140,NA())","v":2026},{"$f":"IF($E141=DataInput!$B140,DataInput!I140,NA())","v":"POE10"},{"$f":"IF($E141=DataInput!$B140,DataInput!J140,NA())","v":83.224590783904901},{"$f":"IF($E141=DataInput!$B140,DataInput!K140,NA())","v":0.978338498696528},null,null,"QLD Ashgrove West 33",null,null,null,null,false,null,null,{"$error":"#N/A"},{"$error":"#N/A"},{"$error":"#N/A"},{"$error":"#N/A"},{"$error":"#N/A"},{"$error":"#N/A"},{"$error":"#N/A"},{"$error":"#N/A"},{"$error":"#N/A"},{"$error":"#N/A"}]
[null,{"$f":"IF(DataInput!B141=$B$8,IF($B$9=$B$10,TRUE,IF(DataInput!E141=$B$9,TRUE,FALSE)))","v":true},null,null,{"$f":"IF(B142=TRUE,DataInput!B141,NA())","v":"QLD"},{"$f":"IF($E142=DataInput!$B141,DataInput!C141,NA())","v":"QAGW"},{"$f":"IF($E142=DataInput!$B141,DataInput!D141,NA())","v":"Ashgrove West 33"},{"$f":"IF($E142=DataInput!$B141,DataInput!E141,NA())","v":"Energex"},{"$f":"IF($E142=DataInput!$B141,DataInput!F141,NA())","v":"Summer"},{"$f":"IF($E142=DataInput!$B141,DataInput!G141,NA())","v":"Non-Coincident"},{"$f":"IF($E142=DataInput!$B141,DataInput!H141,NA())","v":2017},{"$f":"IF($E142=DataInput!$B141,DataInput!I141,NA())","v":"POE50"},{"$f":"IF($E142=DataInput!$B141,DataInput!J141,NA())","v":71.4325046677872},{"$f":"IF($E142=DataInput!$B141,DataInput!K141,NA())","v":0.99273204274236204},null,null,"QLD Ashgrove West 33",null,null,null,null,false,null,null,{"$error":"#N/A"},{"$error":"#N/A"},{"$error":"#N/A"},{"$error":"#N/A"},{"$error":"#N/A"},{"$error":"#N/A"},{"$error":"#N/A"},{"$error":"#N/A"},{"$error":"#N/A"},{"$error":"#N/A"}]
[null,{"$f":"IF(DataInput!B142=$B$8,IF($B$9=$B$10,TRUE,IF(DataInput!E142=$B$9,TRUE,FALSE)))","v":true},null,null,{"$f":"IF(B143=TRUE,DataInput!B142,NA())","v":"QLD"},{"$f":"IF($E143=DataInput!$B142,DataInput!C142,NA())","v":"QAGW"},{"$f":"IF($E143=DataInput!$B142,DataInput!D142,NA())","v":"Ashgrove West 33"},{"$f":"IF($E143=DataInput!$B142,DataInput!E142,NA())","v":"Energex"},{"$f":"IF($E143=DataInput!$B142,DataInput!F142,NA())","v":"Summer"},{"$f":"IF($E143=DataInput!$B142,DataInput!G142,NA())","v":"Non-Coincident"},{"$f":"IF($E143=DataInput!$B142,DataInput!H142,NA())","v":2018},{"$f":"IF($E143=DataInput!$B142,DataInput!I142,NA())","v":"POE50"},{"$f":"IF($E143=DataInput!$B142,DataInput!J142,NA())","v":71.333110516709297},{"$f":"IF($E143=DataInput!$B142,DataInput!K142,NA())","v":0.99627951821909699},null,null,"QLD Ashgrove West 33",null,null,null,null,false,null,null,{"$error":"#N/A"},{"$error":"#N/A"},{"$error":"#N/A"},{"$error":"#N/A"},{"$error":"#N/A"},{"$error":"#N/A"},{"$error":"#N/A"},{"$error":"#N/A"},{"$error":"#N/A"},{"$error":"#N/A"}]
[null,{"$f":"IF(DataInput!B143=$B$8,IF($B$9=$B$10,TRUE,IF(DataInput!E143=$B$9,TRUE,FALSE)))","v":true},null,null,{"$f":"IF(B144=TRUE,DataInput!B143,NA())","v":"QLD"},{"$f":"IF($E144=DataInput!$B143,DataInput!C143,NA())","v":"QAGW"},{"$f":"IF($E144=DataInput!$B143,DataInput!D143,NA())","v":"Ashgrove West 33"},{"$f":"IF($E144=DataInput!$B143,DataInput!E143,NA())","v":"Energex"},{"$f":"IF($E144=DataInput!$B143,DataInput!F143,NA())","v":"Summer"},{"$f":"IF($E144=DataInput!$B143,DataInput!G143,NA())","v":"Non-Coincident"},{"$f":"IF($E144=DataInput!$B143,DataInput!H143,NA())","v":2019},{"$f":"IF($E144=DataInput!$B143,DataInput!I143,NA())","v":"POE50"},{"$f":"IF($E144=DataInput!$B143,DataInput!J143,NA())","v":71.024264510653197},{"$f":"IF($E144=DataInput!$B143,DataInput!K143,NA())","v":0.99284947835600101},null,null,"QLD Ashgrove West 33",null,null,null,null,false,null,null,{"$error":"#N/A"},{"$error":"#N/A"},{"$error":"#N/A"},{"$error":"#N/A"},{"$error":"#N/A"},{"$error":"#N/A"},{"$error":"#N/A"},{"$error":"#N/A"},{"$error":"#N/A"},{"$error":"#N/A"}]
[null,{"$f":"IF(DataInput!B144=$B$8,IF($B$9=$B$10,TRUE,IF(DataInput!E144=$B$9,TRUE,FALSE)))","v":true},null,null,{"$f":"IF(B145=TRUE,DataInput!B144,NA())","v":"QLD"},{"$f":"IF($E145=DataInput!$B144,DataInput!C144,NA())","v":"QAGW"},{"$f":"IF($E145=DataInput!$B144,DataInput!D144,NA())","v":"Ashgrove West 33"},{"$f":"IF($E145=DataInput!$B144,DataInput!E144,NA())","v":"Energex"},{"$f":"IF($E145=DataInput!$B144,DataInput!F144,NA())","v":"Summer"},{"$f":"IF($E145=DataInput!$B144,DataInput!G144,NA())","v":"Non-Coincident"},{"$f":"IF($E145=DataInput!$B144,DataInput!H144,NA())","v":2020},{"$f":"IF($E145=DataInput!$B144,DataInput!I144,NA())","v":"POE50"},{"$f":"IF($E145=DataInput!$B144,DataInput!J144,NA())","v":71.9667850315262},{"$f":"IF($E145=DataInput!$B144,DataInput!K144,NA())","v":0.99915187913621395},null,null,"QLD Ashgrove West 33",null,null,null,null,false,null,null,{"$error":"#N/A"},{"$error":"#N/A"},{"$error":"#N/A"},{"$error":"#N/A"},{"$error":"#N/A"},{"$error":"#N/A"},{"$error":"#N/A"},{"$error":"#N/A"},{"$error":"#N/A"},{"$error":"#N/A"}]
[null,{"$f":"IF(DataInput!B145=$B$8,IF($B$9=$B$10,TRUE,IF(DataInput!E145=$B$9,TRUE,FALSE)))","v":true},null,null,{"$f":"IF(B146=TRUE,DataInput!B145,NA())","v":"QLD"},{"$f":"IF($E146=DataInput!$B145,DataInput!C145,NA())","v":"QAGW"},{"$f":"IF($E146=DataInput!$B145,DataInput!D145,NA())","v":"Ashgrove West 33"},{"$f":"IF($E146=DataInput!$B145,DataInput!E145,NA())","v":"Energex"},{"$f":"IF($E146=DataInput!$B145,DataInput!F145,NA())","v":"Summer"},{"$f":"IF($E146=DataInput!$B145,DataInput!G145,NA())","v":"Non-Coincident"},{"$f":"IF($E146=DataInput!$B145,DataInput!H145,NA())","v":2021},{"$f":"IF($E146=DataInput!$B145,DataInput!I145,NA())","v":"POE50"},{"$f":"IF($E146=DataInput!$B145,DataInput!J145,NA())","v":71.649032823308602},{"$f":"IF($E146=DataInput!$B145,DataInput!K145,NA())","v":0.99505882716183502},null,null,"QLD Ashgrove West 33",null,null,null,null,false,null,null,{"$error":"#N/A"},{"$error":"#N/A"},{"$error":"#N/A"},{"$error":"#N/A"},{"$error":"#N/A"},{"$error":"#N/A"},{"$error":"#N/A"},{"$error":"#N/A"},{"$error":"#N/A"},{"$error":"#N/A"}]
[null,{"$f":"IF(DataInput!B146=$B$8,IF($B$9=$B$10,TRUE,IF(DataInput!E146=$B$9,TRUE,FALSE)))","v":true},null,null,{"$f":"IF(B147=TRUE,DataInput!B146,NA())","v":"QLD"},{"$f":"IF($E147=DataInput!$B146,DataInput!C146,NA())","v":"QAGW"},{"$f":"IF($E147=DataInput!$B146,DataInput!D146,NA())","v":"Ashgrove West 33"},{"$f":"IF($E147=DataInput!$B146,DataInput!E146,NA())","v":"Energex"},{"$f":"IF($E147=DataInput!$B146,DataInput!F146,NA())","v":"Summer"},{"$f":"IF($E147=DataInput!$B146,DataInput!G146,NA())","v":"Non-Coincident"},{"$f":"IF($E147=DataInput!$B146,DataInput!H146,NA())","v":2022},{"$f":"IF($E147=DataInput!$B146,DataInput!I146,NA())","v":"POE50"},{"$f":"IF($E147=DataInput!$B146,DataInput!J146,NA())","v":72.099254286597201},{"$f":"IF($E147=DataInput!$B146,DataInput!K146,NA())","v":0.99520957586228798},null,null,"QLD Ashgrove West 33",null,null,null,null,false,null,null,{"$error":"#N/A"},{"$error":"#N/A"},{"$error":"#N/A"},{"$error":"#N/A"},{"$error":"#N/A"},{"$error":"#N/A"},{"$error":"#N/A"},{"$error":"#N/A"},{"$error":"#N/A"},{"$error":"#N/A"}]
[null,{"$f":"IF(DataInput!B147=$B$8,IF($B$9=$B$10,TRUE,IF(DataInput!E147=$B$9,TRUE,FALSE)))","v":true},null,null,{"$f":"IF(B148=TRUE,DataInput!B147,NA())","v":"QLD"},{"$f":"IF($E148=DataInput!$B147,DataInput!C147,NA())","v":"QAGW"},{"$f":"IF($E148=DataInput!$B147,DataInput!D147,NA())","v":"Ashgrove West 33"},{"$f":"IF($E148=DataInput!$B147,DataInput!E147,NA())","v":"Energex"},{"$f":"IF($E148=DataInput!$B147,DataInput!F147,NA())","v":"Summer"},{"$f":"IF($E148=DataInput!$B147,DataInput!G147,NA())","v":"Non-Coincident"},{"$f":"IF($E148=DataInput!$B147,DataInput!H147,NA())","v":2023},{"$f":"IF($E148=DataInput!$B147,DataInput!I147,NA())","v":"POE50"},{"$f":"IF($E148=DataInput!$B147,DataInput!J147,NA())","v":72.740818541474198},{"$f":"IF($E148=DataInput!$B147,DataInput!K147,NA())","v":0.99523402817391404},null,null,"QLD Ashgrove West 33",null,null,null,null,false,null,null,{"$error":"#N/A"},{"$error":"#N/A"},{"$error":"#N/A"},{"$error":"#N/A"},{"$error":"#N/A"},{"$error":"#N/A"},{"$error":"#N/A"},{"$error":"#N/A"},{"$error":"#N/A"},{"$error":"#N/A"}]
[null,{"$f":"IF(DataInput!B148=$B$8,IF($B$9=$B$10,TRUE,IF(DataInput!E148=$B$9,TRUE,FALSE)))","v":true},null,null,{"$f":"IF(B149=TRUE,DataInput!B148,NA())","v":"QLD"},{"$f":"IF($E149=DataInput!$B148,DataInput!C148,NA())","v":"QAGW"},{"$f":"IF($E149=DataInput!$B148,DataInput!D148,NA())","v":"Ashgrove West 33"},{"$f":"IF($E149=DataInput!$B148,DataInput!E148,NA())","v":"Energex"},{"$f":"IF($E149=DataInput!$B148,DataInput!F148,NA())","v":"Summer"},{"$f":"IF($E149=DataInput!$B148,DataInput!G148,NA())","v":"Non-Coincident"},{"$f":"IF($E149=DataInput!$B148,DataInput!H148,NA())","v":2024},{"$f":"IF($E149=DataInput!$B148,DataInput!I148,NA())","v":"POE50"},{"$f":"IF($E149=DataInput!$B148,DataInput!J148,NA())","v":73.397589290147906},{"$f":"IF($E149=DataInput!$B148,DataInput!K148,NA())","v":0.99526842118169301},null,null,"QLD Ashgrove West 33",null,null,null,null,false,null,null,{"$error":"#N/A"},{"$error":"#N/A"},{"$error":"#N/A"},{"$error":"#N/A"},{"$error":"#N/A"},{"$error":"#N/A"},{"$error":"#N/A"},{"$error":"#N/A"},{"$error":"#N/A"},{"$error":"#N/A"}]
[null,{"$f":"IF(DataInput!B149=$B$8,IF($B$9=$B$10,TRUE,IF(DataInput!E149=$B$9,TRUE,FALSE)))","v":true},null,null,{"$f":"IF(B150=TRUE,DataInput!B149,NA())","v":"QLD"},{"$f":"IF($E150=DataInput!$B149,DataInput!C149,NA())","v":"QAGW"},{"$f":"IF($E150=DataInput!$B149,DataInput!D149,NA())","v":"Ashgrove West 33"},{"$f":"IF($E150=DataInput!$B149,DataInput!E149,NA())","v":"Energex"},{"$f":"IF($E150=DataInput!$B149,DataInput!F149,NA())","v":"Summer"},{"$f":"IF($E150=DataInput!$B149,DataInput!G149,NA())","v":"Non-Coincident"},{"$f":"IF($E150=DataInput!$B149,DataInput!H149,NA())","v":2025},{"$f":"IF($E150=DataInput!$B149,DataInput!I149,NA())","v":"POE50"},{"$f":"IF($E150=DataInput!$B149,DataInput!J149,NA())","v":73.566642123323305},{"$f":"IF($E150=DataInput!$B149,DataInput!K149,NA())","v":0.99518608212660498},null,null,"QLD Ashgrove West 33",null,null,null,null,false,null,null,{"$error":"#N/A"},{"$error":"#N/A"},{"$error":"#N/A"},{"$error":"#N/A"},{"$error":"#N/A"},{"$error":"#N/A"},{"$error":"#N/A"},{"$error":"#N/A"},{"$error":"#N/A"},{"$error":"#N/A"}]
[null,{"$f":"IF(DataInput!B150=$B$8,IF($B$9=$B$10,TRUE,IF(DataInput!E150=$B$9,TRUE,FALSE)))","v":true},null,null,{"$f":"IF(B151=TRUE,DataInput!B150,NA())","v":"QLD"},{"$f":"IF($E151=DataInput!$B150,DataInput!C150,NA())","v":"QAGW"},{"$f":"IF($E151=DataInput!$B150,DataInput!D150,NA())","v":"Ashgrove West 33"},{"$f":"IF($E151=DataInput!$B150,DataInput!E150,NA())","v":"Energex"},{"$f":"IF($E151=DataInput!$B150,DataInput!F150,NA())","v":"Summer"},{"$f":"IF($E151=DataInput!$B150,DataInput!G150,NA())","v":"Non-Coincident"},{"$f":"IF($E151=DataInput!$B150,DataInput!H150,NA())","v":2026},{"$f":"IF($E151=DataInput!$B150,DataInput!I150,NA())","v":"POE50"},{"$f":"IF($E151=DataInput!$B150,DataInput!J150,NA())","v":73.387654668952706},{"$f":"IF($E151=DataInput!$B150,DataInput!K150,NA())","v":0.99522207066867296},null,null,"QLD Ashgrove West 33",null,null,null,null,false,null,null,{"$error":"#N/A"},{"$error":"#N/A"},{"$error":"#N/A"},{"$error":"#N/A"},{"$error":"#N/A"},{"$error":"#N/A"},{"$error":"#N/A"},{"$error":"#N/A"},{"$error":"#N/A"},{"$error":"#N/A"}]
[null,{"$f":"IF(DataInput!B151=$B$8,IF($B$9=$B$10,TRUE,IF(DataInput!E151=$B$9,TRUE,FALSE)))","v":true},null,null,{"$f":"IF(B152=TRUE,DataInput!B151,NA())","v":"QLD"},{"$f":"IF($E152=DataInput!$B151,DataInput!C151,NA())","v":"QAGW"},{"$f":"IF($E152=DataInput!$B151,DataInput!D151,NA())","v":"Ashgrove West 33"},{"$f":"IF($E152=DataInput!$B151,DataInput!E151,NA())","v":"Energex"},{"$f":"IF($E152=DataInput!$B151,DataInput!F151,NA())","v":"Winter"},{"$f":"IF($E152=DataInput!$B151,DataInput!G151,NA())","v":"Non-Coincident"},{"$f":"IF($E152=DataInput!$B151,DataInput!H151,NA())","v":2016},{"$f":"IF($E152=DataInput!$B151,DataInput!I151,NA())","v":"POE10"},{"$f":"IF($E152=DataInput!$B151,DataInput!J151,NA())","v":60.598883154433601},{"$f":"IF($E152=DataInput!$B151,DataInput!K151,NA())","v":1},null,null,"QLD Ashgrove West 33",null,null,null,null,false,null,null,{"$error":"#N/A"},{"$error":"#N/A"},{"$error":"#N/A"},{"$error":"#N/A"},{"$error":"#N/A"},{"$error":"#N/A"},{"$error":"#N/A"},{"$error":"#N/A"},{"$error":"#N/A"},{"$error":"#N/A"}]
[null,{"$f":"IF(DataInput!B152=$B$8,IF($B$9=$B$10,TRUE,IF(DataInput!E152=$B$9,TRUE,FALSE)))","v":true},null,null,{"$f":"IF(B153=TRUE,DataInput!B152,NA())","v":"QLD"},{"$f":"IF($E153=DataInput!$B152,DataInput!C152,NA())","v":"QAGW"},{"$f":"IF($E153=DataInput!$B152,DataInput!D152,NA())","v":"Ashgrove West 33"},{"$f":"IF($E153=DataInput!$B152,DataInput!E152,NA())","v":"Energex"},{"$f":"IF($E153=DataInput!$B152,DataInput!F152,NA())","v":"Winter"},{"$f":"IF($E153=DataInput!$B152,DataInput!G152,NA())","v":"Non-Coincident"},{"$f":"IF($E153=DataInput!$B152,DataInput!H152,NA())","v":2017},{"$f":"IF($E153=DataInput!$B152,DataInput!I152,NA())","v":"POE10"},{"$f":"IF($E153=DataInput!$B152,DataInput!J152,NA())","v":60.762726653807199},{"$f":"IF($E153=DataInput!$B152,DataInput!K152,NA())","v":1},null,null,"QLD Ashgrove West 33",null,null,null,null,false,null,null,{"$error":"#N/A"},{"$error":"#N/A"},{"$error":"#N/A"},{"$error":"#N/A"},{"$error":"#N/A"},{"$error":"#N/A"},{"$error":"#N/A"},{"$error":"#N/A"},{"$error":"#N/A"},{"$error":"#N/A"}]
[null,{"$f":"IF(DataInput!B153=$B$8,IF($B$9=$B$10,TRUE,IF(DataInput!E153=$B$9,TRUE,FALSE)))","v":true},null,null,{"$f":"IF(B154=TRUE,DataInput!B153,NA())","v":"QLD"},{"$f":"IF($E154=DataInput!$B153,DataInput!C153,NA())","v":"QAGW"},{"$f":"IF($E154=DataInput!$B153,DataInput!D153,NA())","v":"Ashgrove West 33"},{"$f":"IF($E154=DataInput!$B153,DataInput!E153,NA())","v":"Energex"},{"$f":"IF($E154=DataInput!$B153,DataInput!F153,NA())","v":"Winter"},{"$f":"IF($E154=DataInput!$B153,DataInput!G153,NA())","v":"Non-Coincident"},{"$f":"IF($E154=DataInput!$B153,DataInput!H153,NA())","v":2018},{"$f":"IF($E154=DataInput!$B153,DataInput!I153,NA())","v":"POE10"},{"$f":"IF($E154=DataInput!$B153,DataInput!J153,NA())","v":61.575428814605701},{"$f":"IF($E154=DataInput!$B153,DataInput!K153,NA())","v":1},null,null,"QLD Ashgrove West 33",null,null,null,null,false,null,null,{"$error":"#N/A"},{"$error":"#N/A"},{"$error":"#N/A"},{"$error":"#N/A"},{"$error":"#N/A"},{"$error":"#N/A"},{"$error":"#N/A"},{"$error":"#N/A"},{"$error":"#N/A"},{"$error":"#N/A"}]
[null,{"$f":"IF(DataInput!B154=$B$8,IF($B$9=$B$10,TRUE,IF(DataInput!E154=$B$9,TRUE,FALSE)))","v":true},null,null,{"$f":"IF(B155=TRUE,DataInput!B154,NA())","v":"QLD"},{"$f":"IF($E155=DataInput!$B154,DataInput!C154,NA())","v":"QAGW"},{"$f":"IF($E155=DataInput!$B154,DataInput!D154,NA())","v":"Ashgrove West 33"},{"$f":"IF($E155=DataInput!$B154,DataInput!E154,NA())","v":"Energex"},{"$f":"IF($E155=DataInput!$B154,DataInput!F154,NA())","v":"Winter"},{"$f":"IF($E155=DataInput!$B154,DataInput!G154,NA())","v":"Non-Coincident"},{"$f":"IF($E155=DataInput!$B154,DataInput!H154,NA())","v":2019},{"$f":"IF($E155=DataInput!$B154,DataInput!I154,NA())","v":"POE10"},{"$f":"IF($E155=DataInput!$B154,DataInput!J154,NA())","v":61.324916877469001},{"$f":"IF($E155=DataInput!$B154,DataInput!K154,NA())","v":1},null,null,"QLD Ashgrove West 33",null,null,null,null,false,null,null,{"$error":"#N/A"},{"$error":"#N/A"},{"$error":"#N/A"},{"$error":"#N/A"},{"$error":"#N/A"},{"$error":"#N/A"},{"$error":"#N/A"},{"$error":"#N/A"},{"$error":"#N/A"},{"$error":"#N/A"}]
[null,{"$f":"IF(DataInput!B155=$B$8,IF($B$9=$B$10,TRUE,IF(DataInput!E155=$B$9,TRUE,FALSE)))","v":true},null,null,{"$f":"IF(B156=TRUE,DataInput!B155,NA())","v":"QLD"},{"$f":"IF($E156=DataInput!$B155,DataInput!C155,NA())","v":"QAGW"},{"$f":"IF($E156=DataInput!$B155,DataInput!D155,NA())","v":"Ashgrove West 33"},{"$f":"IF($E156=DataInput!$B155,DataInput!E155,NA())","v":"Energex"},{"$f":"IF($E156=DataInput!$B155,DataInput!F155,NA())","v":"Winter"},{"$f":"IF($E156=DataInput!$B155,DataInput!G155,NA())","v":"Non-Coincident"},{"$f":"IF($E156=DataInput!$B155,DataInput!H155,NA())","v":2020},{"$f":"IF($E156=DataInput!$B155,DataInput!I155,NA())","v":"POE10"},{"$f":"IF($E156=DataInput!$B155,DataInput!J155,NA())","v":60.005592725119399},{"$f":"IF($E156=DataInput!$B155,DataInput!K155,NA())","v":1},null,null,"QLD Ashgrove West 33",null,null,null,null,false,null,null,{"$error":"#N/A"},{"$error":"#N/A"},{"$error":"#N/A"},{"$error":"#N/A"},{"$error":"#N/A"},{"$error":"#N/A"},{"$error":"#N/A"},{"$error":"#N/A"},{"$error":"#N/A"},{"$error":"#N/A"}]
[null,{"$f":"IF(DataInput!B156=$B$8,IF($B$9=$B$10,TRUE,IF(DataInput!E156=$B$9,TRUE,FALSE)))","v":true},null,null,{"$f":"IF(B157=TRUE,DataInput!B156,NA())","v":"QLD"},{"$f":"IF($E157=DataInput!$B156,DataInput!C156,NA())","v":"QAGW"},{"$f":"IF($E157=DataInput!$B156,DataInput!D156,NA())","v":"Ashgrove West 33"},{"$f":"IF($E157=DataInput!$B156,DataInput!E156,NA())","v":"Energex"},{"$f":"IF($E157=DataInput!$B156,DataInput!F156,NA())","v":"Winter"},{"$f":"IF($E157=DataInput!$B156,DataInput!G156,NA())","v":"Non-Coincident"},{"$f":"IF($E157=DataInput!$B156,DataInput!H156,NA())","v":2021},{"$f":"IF($E157=DataInput!$B156,DataInput!I156,NA())","v":"POE10"},{"$f":"IF($E157=DataInput!$B156,DataInput!J156,NA())","v":58.001115156622099},{"$f":"IF($E157=DataInput!$B156,DataInput!K156,NA())","v":1},null,null,"QLD Ashgrove West 33",null,null,null,null,false,null,null,{"$error":"#N/A"},{"$error":"#N/A"},{"$error":"#N/A"},{"$error":"#N/A"},{"$error":"#N/A"},{"$error":"#N/A"},{"$error":"#N/A"},{"$error":"#N/A"},{"$error":"#N/A"},{"$error":"#N/A"}]
[null,{"$f":"IF(DataInput!B157=$B$8,IF($B$9=$B$10,TRUE,IF(DataInput!E157=$B$9,TRUE,FALSE)))","v":true},null,null,{"$f":"IF(B158=TRUE,DataInput!B157,NA())","v":"QLD"},{"$f":"IF($E158=DataInput!$B157,DataInput!C157,NA())","v":"QAGW"},{"$f":"IF($E158=DataInput!$B157,DataInput!D157,NA())","v":"Ashgrove West 33"},{"$f":"IF($E158=DataInput!$B157,DataInput!E157,NA())","v":"Energex"},{"$f":"IF($E158=DataInput!$B157,DataInput!F157,NA())","v":"Winter"},{"$f":"IF($E158=DataInput!$B157,DataInput!G157,NA())","v":"Non-Coincident"},{"$f":"IF($E158=DataInput!$B157,DataInput!H157,NA())","v":2022},{"$f":"IF($E158=DataInput!$B157,DataInput!I157,NA())","v":"POE10"},{"$f":"IF($E158=DataInput!$B157,DataInput!J157,NA())","v":57.448527591912899},{"$f":"IF($E158=DataInput!$B157,DataInput!K157,NA())","v":1},null,null,"QLD Ashgrove West 33",null,null,null,null,false,null,null,{"$error":"#N/A"},{"$error":"#N/A"},{"$error":"#N/A"},{"$error":"#N/A"},{"$error":"#N/A"},{"$error":"#N/A"},{"$error":"#N/A"},{"$error":"#N/A"},{"$error":"#N/A"},{"$error":"#N/A"}]
[null,{"$f":"IF(DataInput!B158=$B$8,IF($B$9=$B$10,TRUE,IF(DataInput!E158=$B$9,TRUE,FALSE)))","v":true},null,null,{"$f":"IF(B159=TRUE,DataInput!B158,NA())","v":"QLD"},{"$f":"IF($E159=DataInput!$B158,DataInput!C158,NA())","v":"QAGW"},{"$f":"IF($E159=DataInput!$B158,DataInput!D158,NA())","v":"Ashgrove West 33"},{"$f":"IF($E159=DataInput!$B158,DataInput!E158,NA())","v":"Energex"},{"$f":"IF($E159=DataInput!$B158,DataInput!F158,NA())","v":"Winter"},{"$f":"IF($E159=DataInput!$B158,DataInput!G158,NA())","v":"Non-Coincident"},{"$f":"IF($E159=DataInput!$B158,DataInput!H158,NA())","v":2023},{"$f":"IF($E159=DataInput!$B158,DataInput!I158,NA())","v":"POE10"},{"$f":"IF($E159=DataInput!$B158,DataInput!J158,NA())","v":56.678108594211601},{"$f":"IF($E159=DataInput!$B158,DataInput!K158,NA())","v":1},null,null,"QLD Ashgrove West 33",null,null,null,null,false,null,null,{"$error":"#N/A"},{"$error":"#N/A"},{"$error":"#N/A"},{"$error":"#N/A"},{"$error":"#N/A"},{"$error":"#N/A"},{"$error":"#N/A"},{"$error":"#N/A"},{"$error":"#N/A"},{"$error":"#N/A"}]
[null,{"$f":"IF(DataInput!B159=$B$8,IF($B$9=$B$10,TRUE,IF(DataInput!E159=$B$9,TRUE,FALSE)))","v":true},null,null,{"$f":"IF(B160=TRUE,DataInput!B159,NA())","v":"QLD"},{"$f":"IF($E160=DataInput!$B159,DataInput!C159,NA())","v":"QAGW"},{"$f":"IF($E160=DataInput!$B159,DataInput!D159,NA())","v":"Ashgrove West 33"},{"$f":"IF($E160=DataInput!$B159,DataInput!E159,NA())","v":"Energex"},{"$f":"IF($E160=DataInput!$B159,DataInput!F159,NA())","v":"Winter"},{"$f":"IF($E160=DataInput!$B159,DataInput!G159,NA())","v":"Non-Coincident"},{"$f":"IF($E160=DataInput!$B159,DataInput!H159,NA())","v":2024},{"$f":"IF($E160=DataInput!$B159,DataInput!I159,NA())","v":"POE10"},{"$f":"IF($E160=DataInput!$B159,DataInput!J159,NA())","v":57.512212351440702},{"$f":"IF($E160=DataInput!$B159,DataInput!K159,NA())","v":1},null,null,"QLD Ashgrove West 33",null,null,null,null,false,null,null,{"$error":"#N/A"},{"$error":"#N/A"},{"$error":"#N/A"},{"$error":"#N/A"},{"$error":"#N/A"},{"$error":"#N/A"},{"$error":"#N/A"},{"$error":"#N/A"},{"$error":"#N/A"},{"$error":"#N/A"}]
[null,{"$f":"IF(DataInput!B160=$B$8,IF($B$9=$B$10,TRUE,IF(DataInput!E160=$B$9,TRUE,FALSE)))","v":true},null,null,{"$f":"IF(B161=TRUE,DataInput!B160,NA())","v":"QLD"},{"$f":"IF($E161=DataInput!$B160,DataInput!C160,NA())","v":"QAGW"},{"$f":"IF($E161=DataInput!$B160,DataInput!D160,NA())","v":"Ashgrove West 33"},{"$f":"IF($E161=DataInput!$B160,DataInput!E160,NA())","v":"Energex"},{"$f":"IF($E161=DataInput!$B160,DataInput!F160,NA())","v":"Winter"},{"$f":"IF($E161=DataInput!$B160,DataInput!G160,NA())","v":"Non-Coincident"},{"$f":"IF($E161=DataInput!$B160,DataInput!H160,NA())","v":2025},{"$f":"IF($E161=DataInput!$B160,DataInput!I160,NA())","v":"POE10"},{"$f":"IF($E161=DataInput!$B160,DataInput!J160,NA())","v":56.873242870692202},{"$f":"IF($E161=DataInput!$B160,DataInput!K160,NA())","v":1},null,null,"QLD Ashgrove West 33",null,null,null,null,false,null,null,{"$error":"#N/A"},{"$error":"#N/A"},{"$error":"#N/A"},{"$error":"#N/A"},{"$error":"#N/A"},{"$error":"#N/A"},{"$error":"#N/A"},{"$error":"#N/A"},{"$error":"#N/A"},{"$error":"#N/A"}]
[null,{"$f":"IF(DataInput!B161=$B$8,IF($B$9=$B$10,TRUE,IF(DataInput!E161=$B$9,TRUE,FALSE)))","v":true},null,null,{"$f":"IF(B162=TRUE,DataInput!B161,NA())","v":"QLD"},{"$f":"IF($E162=DataInput!$B161,DataInput!C161,NA())","v":"QAGW"},{"$f":"IF($E162=DataInput!$B161,DataInput!D161,NA())","v":"Ashgrove West 33"},{"$f":"IF($E162=DataInput!$B161,DataInput!E161,NA())","v":"Energex"},{"$f":"IF($E162=DataInput!$B161,DataInput!F161,NA())","v":"Winter"},{"$f":"IF($E162=DataInput!$B161,DataInput!G161,NA())","v":"Non-Coincident"},{"$f":"IF($E162=DataInput!$B161,DataInput!H161,NA())","v":2016},{"$f":"IF($E162=DataInput!$B161,DataInput!I161,NA())","v":"POE50"},{"$f":"IF($E162=DataInput!$B161,DataInput!J161,NA())","v":58.295611231677803},{"$f":"IF($E162=DataInput!$B161,DataInput!K161,NA())","v":1},null,null,"QLD Ashgrove West 33",null,null,null,null,false,null,null,{"$error":"#N/A"},{"$error":"#N/A"},{"$error":"#N/A"},{"$error":"#N/A"},{"$error":"#N/A"},{"$error":"#N/A"},{"$error":"#N/A"},{"$error":"#N/A"},{"$error":"#N/A"},{"$error":"#N/A"}]
[null,{"$f":"IF(DataInput!B162=$B$8,IF($B$9=$B$10,TRUE,IF(DataInput!E162=$B$9,TRUE,FALSE)))","v":true},null,null,{"$f":"IF(B163=TRUE,DataInput!B162,NA())","v":"QLD"},{"$f":"IF($E163=DataInput!$B162,DataInput!C162,NA())","v":"QAGW"},{"$f":"IF($E163=DataInput!$B162,DataInput!D162,NA())","v":"Ashgrove West 33"},{"$f":"IF($E163=DataInput!$B162,DataInput!E162,NA())","v":"Energex"},{"$f":"IF($E163=DataInput!$B162,DataInput!F162,NA())","v":"Winter"},{"$f":"IF($E163=DataInput!$B162,DataInput!G162,NA())","v":"Non-Coincident"},{"$f":"IF($E163=DataInput!$B162,DataInput!H162,NA())","v":2017},{"$f":"IF($E163=DataInput!$B162,DataInput!I162,NA())","v":"POE50"},{"$f":"IF($E163=DataInput!$B162,DataInput!J162,NA())","v":58.386937271763898},{"$f":"IF($E163=DataInput!$B162,DataInput!K162,NA())","v":1},null,null,"QLD Ashgrove West 33",null,null,null,null,false,null,null,{"$error":"#N/A"},{"$f":"IF($V163=TRUE,F163,NA())","v":{"$error":"#N/A"}},{"$f":"IF($V163=TRUE,G163,NA())","v":{"$error":"#N/A"}},{"$f":"IF($V163=TRUE,H163,NA())","v":{"$error":"#N/A"}},{"$f":"IF($V163=TRUE,I163,NA())","v":{"$error":"#N/A"}},{"$f":"IF($V163=TRUE,J163,NA())","v":{"$error":"#N/A"}},{"$f":"IF($V163=TRUE,K163,NA())","v":{"$error":"#N/A"}},{"$f":"IF($V163=TRUE,L163,NA())","v":{"$error":"#N/A"}},{"$f":"IF($V163=TRUE,M163,NA())","v":{"$error":"#N/A"}},{"$f":"IF($V163=TRUE,N163,NA())","v":{"$error":"#N/A"}}]
[null,{"$f":"IF(DataInput!B163=$B$8,IF($B$9=$B$10,TRUE,IF(DataInput!E163=$B$9,TRUE,FALSE)))","v":true},null,null,{"$f":"IF(B164=TRUE,DataInput!B163,NA())","v":"QLD"},{"$f":"IF($E164=DataInput!$B163,DataInput!C163,NA())","v":"QAGW"},{"$f":"IF($E164=DataInput!$B163,DataInput!D163,NA())","v":"Ashgrove West 33"},{"$f":"IF($E164=DataInput!$B163,DataInput!E163,NA())","v":"Energex"},{"$f":"IF($E164=DataInput!$B163,DataInput!F163,NA())","v":"Winter"},{"$f":"IF($E164=DataInput!$B163,DataInput!G163,NA())","v":"Non-Coincident"},{"$f":"IF($E164=DataInput!$B163,DataInput!H163,NA())","v":2018},{"$f":"IF($E164=DataInput!$B163,DataInput!I163,NA())","v":"POE50"},{"$f":"IF($E164=DataInput!$B163,DataInput!J163,NA())","v":58.349425781122903},{"$f":"IF($E164=DataInput!$B163,DataInput!K163,NA())","v":1},null,null,"QLD Ashgrove West 33",null,null,null,null,false,null,null,{"$error":"#N/A"},{"$error":"#N/A"},{"$error":"#N/A"},{"$error":"#N/A"},{"$error":"#N/A"},{"$error":"#N/A"},{"$error":"#N/A"},{"$error":"#N/A"},{"$error":"#N/A"},{"$error":"#N/A"}]
[null,{"$f":"IF(DataInput!B164=$B$8,IF($B$9=$B$10,TRUE,IF(DataInput!E164=$B$9,TRUE,FALSE)))","v":true},null,null,{"$f":"IF(B165=TRUE,DataInput!B164,NA())","v":"QLD"},{"$f":"IF($E165=DataInput!$B164,DataInput!C164,NA())","v":"QAGW"},{"$f":"IF($E165=DataInput!$B164,DataInput!D164,NA())","v":"Ashgrove West 33"},{"$f":"IF($E165=DataInput!$B164,DataInput!E164,NA())","v":"Energex"},{"$f":"IF($E165=DataInput!$B164,DataInput!F164,NA())","v":"Winter"},{"$f":"IF($E165=DataInput!$B164,DataInput!G164,NA())","v":"Non-Coincident"},{"$f":"IF($E165=DataInput!$B164,DataInput!H164,NA())","v":2019},{"$f":"IF($E165=DataInput!$B164,DataInput!I164,NA())","v":"POE50"},{"$f":"IF($E165=DataInput!$B164,DataInput!J164,NA())","v":57.663984933559803},{"$f":"IF($E165=DataInput!$B164,DataInput!K164,NA())","v":1},null,null,"QLD Ashgrove West 33",null,null,null,null,false,null,null,{"$error":"#N/A"},{"$error":"#N/A"},{"$error":"#N/A"},{"$error":"#N/A"},{"$error":"#N/A"},{"$error":"#N/A"},{"$error":"#N/A"},{"$error":"#N/A"},{"$error":"#N/A"},{"$error":"#N/A"}]
[null,{"$f":"IF(DataInput!B165=$B$8,IF($B$9=$B$10,TRUE,IF(DataInput!E165=$B$9,TRUE,FALSE)))","v":true},null,null,{"$f":"IF(B166=TRUE,DataInput!B165,NA())","v":"QLD"},{"$f":"IF($E166=DataInput!$B165,DataInput!C165,NA())","v":"QAGW"},{"$f":"IF($E166=DataInput!$B165,DataInput!D165,NA())","v":"Ashgrove West 33"},{"$f":"IF($E166=DataInput!$B165,DataInput!E165,NA())","v":"Energex"},{"$f":"IF($E166=DataInput!$B165,DataInput!F165,NA())","v":"Winter"},{"$f":"IF($E166=DataInput!$B165,DataInput!G165,NA())","v":"Non-Coincident"},{"$f":"IF($E166=DataInput!$B165,DataInput!H165,NA())","v":2020},{"$f":"IF($E166=DataInput!$B165,DataInput!I165,NA())","v":"POE50"},{"$f":"IF($E166=DataInput!$B165,DataInput!J165,NA())","v":56.358447093297698},{"$f":"IF($E166=DataInput!$B165,DataInput!K165,NA())","v":1},null,null,"QLD Ashgrove West 33",null,null,null,null,false,null,null,{"$error":"#N/A"},{"$error":"#N/A"},{"$error":"#N/A"},{"$error":"#N/A"},{"$error":"#N/A"},{"$error":"#N/A"},{"$error":"#N/A"},{"$error":"#N/A"},{"$error":"#N/A"},{"$error":"#N/A"}]
[null,{"$f":"IF(DataInput!B166=$B$8,IF($B$9=$B$10,TRUE,IF(DataInput!E166=$B$9,TRUE,FALSE)))","v":true},null,null,{"$f":"IF(B167=TRUE,DataInput!B166,NA())","v":"QLD"},{"$f":"IF($E167=DataInput!$B166,DataInput!C166,NA())","v":"QAGW"},{"$f":"IF($E167=DataInput!$B166,DataInput!D166,NA())","v":"Ashgrove West 33"},{"$f":"IF($E167=DataInput!$B166,DataInput!E166,NA())","v":"Energex"},{"$f":"IF($E167=DataInput!$B166,DataInput!F166,NA())","v":"Winter"},{"$f":"IF($E167=DataInput!$B166,DataInput!G166,NA())","v":"Non-Coincident"},{"$f":"IF($E167=DataInput!$B166,DataInput!H166,NA())","v":2021},{"$f":"IF($E167=DataInput!$B166,DataInput!I166,NA())","v":"POE50"},{"$f":"IF($E167=DataInput!$B166,DataInput!J166,NA())","v":54.965353795000603},{"$f":"IF($E167=DataInput!$B166,DataInput!K166,NA())","v":1},null,null,"QLD Ashgrove West 33",null,null,null,null,false,null,null,{"$error":"#N/A"},{"$error":"#N/A"},{"$error":"#N/A"},{"$error":"#N/A"},{"$error":"#N/A"},{"$error":"#N/A"},{"$error":"#N/A"},{"$error":"#N/A"},{"$error":"#N/A"},{"$error":"#N/A"}]
[null,{"$f":"IF(DataInput!B167=$B$8,IF($B$9=$B$10,TRUE,IF(DataInput!E167=$B$9,TRUE,FALSE)))","v":true},null,null,{"$f":"IF(B168=TRUE,DataInput!B167,NA())","v":"QLD"},{"$f":"IF($E168=DataInput!$B167,DataInput!C167,NA())","v":"QAGW"},{"$f":"IF($E168=DataInput!$B167,DataInput!D167,NA())","v":"Ashgrove West 33"},{"$f":"IF($E168=DataInput!$B167,DataInput!E167,NA())","v":"Energex"},{"$f":"IF($E168=DataInput!$B167,DataInput!F167,NA())","v":"Winter"},{"$f":"IF($E168=DataInput!$B167,DataInput!G167,NA())","v":"Non-Coincident"},{"$f":"IF($E168=DataInput!$B167,DataInput!H167,NA())","v":2022},{"$f":"IF($E168=DataInput!$B167,DataInput!I167,NA())","v":"POE50"},{"$f":"IF($E168=DataInput!$B167,DataInput!J167,NA())","v":54.3974463946059},{"$f":"IF($E168=DataInput!$B167,DataInput!K167,NA())","v":1},null,null,"QLD Ashgrove West 33",null,null,null,null,false,null,null,{"$error":"#N/A"},{"$error":"#N/A"},{"$error":"#N/A"},{"$error":"#N/A"},{"$error":"#N/A"},{"$error":"#N/A"},{"$error":"#N/A"},{"$error":"#N/A"},{"$error":"#N/A"},{"$error":"#N/A"}]
[null,{"$f":"IF(DataInput!B168=$B$8,IF($B$9=$B$10,TRUE,IF(DataInput!E168=$B$9,TRUE,FALSE)))","v":true},null,null,{"$f":"IF(B169=TRUE,DataInput!B168,NA())","v":"QLD"},{"$f":"IF($E169=DataInput!$B168,DataInput!C168,NA())","v":"QAGW"},{"$f":"IF($E169=DataInput!$B168,DataInput!D168,NA())","v":"Ashgrove West 33"},{"$f":"IF($E169=DataInput!$B168,DataInput!E168,NA())","v":"Energex"},{"$f":"IF($E169=DataInput!$B168,DataInput!F168,NA())","v":"Winter"},{"$f":"IF($E169=DataInput!$B168,DataInput!G168,NA())","v":"Non-Coincident"},{"$f":"IF($E169=DataInput!$B168,DataInput!H168,NA())","v":2023},{"$f":"IF($E169=DataInput!$B168,DataInput!I168,NA())","v":"POE50"},{"$f":"IF($E169=DataInput!$B168,DataInput!J168,NA())","v":53.607274413324397},{"$f":"IF($E169=DataInput!$B168,DataInput!K168,NA())","v":1},null,null,"QLD Ashgrove West 33",null,null,null,null,false,null,null,{"$error":"#N/A"},{"$error":"#N/A"},{"$error":"#N/A"},{"$error":"#N/A"},{"$error":"#N/A"},{"$error":"#N/A"},{"$error":"#N/A"},{"$error":"#N/A"},{"$error":"#N/A"},{"$error":"#N/A"}]
[null,{"$f":"IF(DataInput!B169=$B$8,IF($B$9=$B$10,TRUE,IF(DataInput!E169=$B$9,TRUE,FALSE)))","v":true},null,null,{"$f":"IF(B170=TRUE,DataInput!B169,NA())","v":"QLD"},{"$f":"IF($E170=DataInput!$B169,DataInput!C169,NA())","v":"QAGW"},{"$f":"IF($E170=DataInput!$B169,DataInput!D169,NA())","v":"Ashgrove West 33"},{"$f":"IF($E170=DataInput!$B169,DataInput!E169,NA())","v":"Energex"},{"$f":"IF($E170=DataInput!$B169,DataInput!F169,NA())","v":"Winter"},{"$f":"IF($E170=DataInput!$B169,DataInput!G169,NA())","v":"Non-Coincident"},{"$f":"IF($E170=DataInput!$B169,DataInput!H169,NA())","v":2024},{"$f":"IF($E170=DataInput!$B169,DataInput!I169,NA())","v":"POE50"},{"$f":"IF($E170=DataInput!$B169,DataInput!J169,NA())","v":53.661889395928597},{"$f":"IF($E170=DataInput!$B169,DataInput!K169,NA())","v":1},null,null,"QLD Ashgrove West 33",null,null,null,null,false,null,null,{"$error":"#N/A"},{"$error":"#N/A"},{"$error":"#N/A"},{"$error":"#N/A"},{"$error":"#N/A"},{"$error":"#N/A"},{"$error":"#N/A"},{"$error":"#N/A"},{"$error":"#N/A"},{"$error":"#N/A"}]
[null,{"$f":"IF(DataInput!B170=$B$8,IF($B$9=$B$10,TRUE,IF(DataInput!E170=$B$9,TRUE,FALSE)))","v":true},null,null,{"$f":"IF(B171=TRUE,DataInput!B170,NA())","v":"QLD"},{"$f":"IF($E171=DataInput!$B170,DataInput!C170,NA())","v":"QAGW"},{"$f":"IF($E171=DataInput!$B170,DataInput!D170,NA())","v":"Ashgrove West 33"},{"$f":"IF($E171=DataInput!$B170,DataInput!E170,NA())","v":"Energex"},{"$f":"IF($E171=DataInput!$B170,DataInput!F170,NA())","v":"Winter"},{"$f":"IF($E171=DataInput!$B170,DataInput!G170,NA())","v":"Non-Coincident"},{"$f":"IF($E171=DataInput!$B170,DataInput!H170,NA())","v":2025},{"$f":"IF($E171=DataInput!$B170,DataInput!I170,NA())","v":"POE50"},{"$f":"IF($E171=DataInput!$B170,DataInput!J170,NA())","v":52.817004608854901},{"$f":"IF($E171=DataInput!$B170,DataInput!K170,NA())","v":1},null,null,"QLD Ashgrove West 33",null,null,null,null,false,null,null,{"$error":"#N/A"},{"$error":"#N/A"},{"$error":"#N/A"},{"$error":"#N/A"},{"$error":"#N/A"},{"$error":"#N/A"},{"$error":"#N/A"},{"$error":"#N/A"},{"$error":"#N/A"},{"$error":"#N/A"}]
[null,{"$f":"IF(DataInput!B171=$B$8,IF($B$9=$B$10,TRUE,IF(DataInput!E171=$B$9,TRUE,FALSE)))","v":true},null,null,{"$f":"IF(B172=TRUE,DataInput!B171,NA())","v":"QLD"},{"$f":"IF($E172=DataInput!$B171,DataInput!C171,NA())","v":"QALC"},{"$f":"IF($E172=DataInput!$B171,DataInput!D171,NA())","v":"Alligator Creek 33"},{"$f":"IF($E172=DataInput!$B171,DataInput!E171,NA())","v":"Ergon"},{"$f":"IF($E172=DataInput!$B171,DataInput!F171,NA())","v":"Summer"},{"$f":"IF($E172=DataInput!$B171,DataInput!G171,NA())","v":"Non-Coincident"},{"$f":"IF($E172=DataInput!$B171,DataInput!H171,NA())","v":2017},{"$f":"IF($E172=DataInput!$B171,DataInput!I171,NA())","v":"POE10"},{"$f":"IF($E172=DataInput!$B171,DataInput!J171,NA())","v":35.5794128780297},{"$f":"IF($E172=DataInput!$B171,DataInput!K171,NA())","v":0.53171787092652401},null,null,"QLD Alligator Creek 33",null,null,null,null,false,null,null,{"$error":"#N/A"},{"$error":"#N/A"},{"$error":"#N/A"},{"$error":"#N/A"},{"$error":"#N/A"},{"$error":"#N/A"},{"$error":"#N/A"},{"$error":"#N/A"},{"$error":"#N/A"},{"$error":"#N/A"}]
[null,{"$f":"IF(DataInput!B172=$B$8,IF($B$9=$B$10,TRUE,IF(DataInput!E172=$B$9,TRUE,FALSE)))","v":true},null,null,{"$f":"IF(B173=TRUE,DataInput!B172,NA())","v":"QLD"},{"$f":"IF($E173=DataInput!$B172,DataInput!C172,NA())","v":"QALC"},{"$f":"IF($E173=DataInput!$B172,DataInput!D172,NA())","v":"Alligator Creek 33"},{"$f":"IF($E173=DataInput!$B172,DataInput!E172,NA())","v":"Ergon"},{"$f":"IF($E173=DataInput!$B172,DataInput!F172,NA())","v":"Summer"},{"$f":"IF($E173=DataInput!$B172,DataInput!G172,NA())","v":"Non-Coincident"},{"$f":"IF($E173=DataInput!$B172,DataInput!H172,NA())","v":2018},{"$f":"IF($E173=DataInput!$B172,DataInput!I172,NA())","v":"POE10"},{"$f":"IF($E173=DataInput!$B172,DataInput!J172,NA())","v":35.646312139738299},{"$f":"IF($E173=DataInput!$B172,DataInput!K172,NA())","v":0.53514814660683996},null,null,"QLD Alligator Creek 33",null,null,null,null,false,null,null,{"$error":"#N/A"},{"$error":"#N/A"},{"$error":"#N/A"},{"$error":"#N/A"},{"$error":"#N/A"},{"$error":"#N/A"},{"$error":"#N/A"},{"$error":"#N/A"},{"$error":"#N/A"},{"$error":"#N/A"}]
[null,{"$f":"IF(DataInput!B173=$B$8,IF($B$9=$B$10,TRUE,IF(DataInput!E173=$B$9,TRUE,FALSE)))","v":true},null,null,{"$f":"IF(B174=TRUE,DataInput!B173,NA())","v":"QLD"},{"$f":"IF($E174=DataInput!$B173,DataInput!C173,NA())","v":"QALC"},{"$f":"IF($E174=DataInput!$B173,DataInput!D173,NA())","v":"Alligator Creek 33"},{"$f":"IF($E174=DataInput!$B173,DataInput!E173,NA())","v":"Ergon"},{"$f":"IF($E174=DataInput!$B173,DataInput!F173,NA())","v":"Summer"},{"$f":"IF($E174=DataInput!$B173,DataInput!G173,NA())","v":"Non-Coincident"},{"$f":"IF($E174=DataInput!$B173,DataInput!H173,NA())","v":2019},{"$f":"IF($E174=DataInput!$B173,DataInput!I173,NA())","v":"POE10"},{"$f":"IF($E174=DataInput!$B173,DataInput!J173,NA())","v":35.805489065475399},{"$f":"IF($E174=DataInput!$B173,DataInput!K173,NA())","v":0.53568339509700102},null,null,"QLD Alligator Creek 33",null,null,null,null,false,null,null,{"$error":"#N/A"},{"$error":"#N/A"},{"$error":"#N/A"},{"$error":"#N/A"},{"$error":"#N/A"},{"$error":"#N/A"},{"$error":"#N/A"},{"$error":"#N/A"},{"$error":"#N/A"},{"$error":"#N/A"}]
[null,{"$f":"IF(DataInput!B174=$B$8,IF($B$9=$B$10,TRUE,IF(DataInput!E174=$B$9,TRUE,FALSE)))","v":true},null,null,{"$f":"IF(B175=TRUE,DataInput!B174,NA())","v":"QLD"},{"$f":"IF($E175=DataInput!$B174,DataInput!C174,NA())","v":"QALC"},{"$f":"IF($E175=DataInput!$B174,DataInput!D174,NA())","v":"Alligator Creek 33"},{"$f":"IF($E175=DataInput!$B174,DataInput!E174,NA())","v":"Ergon"},{"$f":"IF($E175=DataInput!$B174,DataInput!F174,NA())","v":"Summer"},{"$f":"IF($E175=DataInput!$B174,DataInput!G174,NA())","v":"Non-Coincident"},{"$f":"IF($E175=DataInput!$B174,DataInput!H174,NA())","v":2020},{"$f":"IF($E175=DataInput!$B174,DataInput!I174,NA())","v":"POE10"},{"$f":"IF($E175=DataInput!$B174,DataInput!J174,NA())","v":36.248212391510798},{"$f":"IF($E175=DataInput!$B174,DataInput!K174,NA())","v":0.53579324557432695},null,null,"QLD Alligator Creek 33",null,null,null,null,false,null,null,{"$error":"#N/A"},{"$error":"#N/A"},{"$error":"#N/A"},{"$error":"#N/A"},{"$error":"#N/A"},{"$error":"#N/A"},{"$error":"#N/A"},{"$error":"#N/A"},{"$error":"#N/A"},{"$error":"#N/A"}]
[null,{"$f":"IF(DataInput!B175=$B$8,IF($B$9=$B$10,TRUE,IF(DataInput!E175=$B$9,TRUE,FALSE)))","v":true},null,null,{"$f":"IF(B176=TRUE,DataInput!B175,NA())","v":"QLD"},{"$f":"IF($E176=DataInput!$B175,DataInput!C175,NA())","v":"QALC"},{"$f":"IF($E176=DataInput!$B175,DataInput!D175,NA())","v":"Alligator Creek 33"},{"$f":"IF($E176=DataInput!$B175,DataInput!E175,NA())","v":"Ergon"},{"$f":"IF($E176=DataInput!$B175,DataInput!F175,NA())","v":"Summer"},{"$f":"IF($E176=DataInput!$B175,DataInput!G175,NA())","v":"Non-Coincident"},{"$f":"IF($E176=DataInput!$B175,DataInput!H175,NA())","v":2021},{"$f":"IF($E176=DataInput!$B175,DataInput!I175,NA())","v":"POE10"},{"$f":"IF($E176=DataInput!$B175,DataInput!J175,NA())","v":36.456317946836101},{"$f":"IF($E176=DataInput!$B175,DataInput!K175,NA())","v":0.53280490037286599},null,null,"QLD Alligator Creek 33",null,null,null,null,false,null,null,{"$error":"#N/A"},{"$error":"#N/A"},{"$error":"#N/A"},{"$error":"#N/A"},{"$error":"#N/A"},{"$error":"#N/A"},{"$error":"#N/A"},{"$error":"#N/A"},{"$error":"#N/A"},{"$error":"#N/A"}]
[null,{"$f":"IF(DataInput!B176=$B$8,IF($B$9=$B$10,TRUE,IF(DataInput!E176=$B$9,TRUE,FALSE)))","v":true},null,null,{"$f":"IF(B177=TRUE,DataInput!B176,NA())","v":"QLD"},{"$f":"IF($E177=DataInput!$B176,DataInput!C176,NA())","v":"QALC"},{"$f":"IF($E177=DataInput!$B176,DataInput!D176,NA())","v":"Alligator Creek 33"},{"$f":"IF($E177=DataInput!$B176,DataInput!E176,NA())","v":"Ergon"},{"$f":"IF($E177=DataInput!$B176,DataInput!F176,NA())","v":"Summer"},{"$f":"IF($E177=DataInput!$B176,DataInput!G176,NA())","v":"Non-Coincident"},{"$f":"IF($E177=DataInput!$B176,DataInput!H176,NA())","v":2022},{"$f":"IF($E177=DataInput!$B176,DataInput!I176,NA())","v":"POE10"},{"$f":"IF($E177=DataInput!$B176,DataInput!J176,NA())","v":36.659465523972102},{"$f":"IF($E177=DataInput!$B176,DataInput!K176,NA())","v":0.53286428493871996},null,null,"QLD Alligator Creek 33",null,null,null,null,false,null,null,{"$error":"#N/A"},{"$error":"#N/A"},{"$error":"#N/A"},{"$error":"#N/A"},{"$error":"#N/A"},{"$error":"#N/A"},{"$error":"#N/A"},{"$error":"#N/A"},{"$error":"#N/A"},{"$error":"#N/A"}]
[null,{"$f":"IF(DataInput!B177=$B$8,IF($B$9=$B$10,TRUE,IF(DataInput!E177=$B$9,TRUE,FALSE)))","v":true},null,null,{"$f":"IF(B178=TRUE,DataInput!B177,NA())","v":"QLD"},{"$f":"IF($E178=DataInput!$B177,DataInput!C177,NA())","v":"QALC"},{"$f":"IF($E178=DataInput!$B177,DataInput!D177,NA())","v":"Alligator Creek 33"},{"$f":"IF($E178=DataInput!$B177,DataInput!E177,NA())","v":"Ergon"},{"$f":"IF($E178=DataInput!$B177,DataInput!F177,NA())","v":"Summer"},{"$f":"IF($E178=DataInput!$B177,DataInput!G177,NA())","v":"Non-Coincident"},{"$f":"IF($E178=DataInput!$B177,DataInput!H177,NA())","v":2023},{"$f":"IF($E178=DataInput!$B177,DataInput!I177,NA())","v":"POE10"},{"$f":"IF($E178=DataInput!$B177,DataInput!J177,NA())","v":36.533556047543598},{"$f":"IF($E178=DataInput!$B177,DataInput!K177,NA())","v":0.53286347202925899},null,null,"QLD Alligator Creek 33",null,null,null,null,false,null,null,{"$error":"#N/A"},{"$error":"#N/A"},{"$error":"#N/A"},{"$error":"#N/A"},{"$error":"#N/A"},{"$error":"#N/A"},{"$error":"#N/A"},{"$error":"#N/A"},{"$error":"#N/A"},{"$error":"#N/A"}]
[null,{"$f":"IF(DataInput!B178=$B$8,IF($B$9=$B$10,TRUE,IF(DataInput!E178=$B$9,TRUE,FALSE)))","v":true},null,null,{"$f":"IF(B179=TRUE,DataInput!B178,NA())","v":"QLD"},{"$f":"IF($E179=DataInput!$B178,DataInput!C178,NA())","v":"QALC"},{"$f":"IF($E179=DataInput!$B178,DataInput!D178,NA())","v":"Alligator Creek 33"},{"$f":"IF($E179=DataInput!$B178,DataInput!E178,NA())","v":"Ergon"},{"$f":"IF($E179=DataInput!$B178,DataInput!F178,NA())","v":"Summer"},{"$f":"IF($E179=DataInput!$B178,DataInput!G178,NA())","v":"Non-Coincident"},{"$f":"IF($E179=DataInput!$B178,DataInput!H178,NA())","v":2024},{"$f":"IF($E179=DataInput!$B178,DataInput!I178,NA())","v":"POE10"},{"$f":"IF($E179=DataInput!$B178,DataInput!J178,NA())","v":37.126818882491001},{"$f":"IF($E179=DataInput!$B178,DataInput!K178,NA())","v":0.53286684309309196},null,null,"QLD Alligator Creek 33",null,null,null,null,false,null,null,{"$error":"#N/A"},{"$f":"IF($V179=TRUE,F179,NA())","v":{"$error":"#N/A"}},{"$f":"IF($V179=TRUE,G179,NA())","v":{"$error":"#N/A"}},{"$f":"IF($V179=TRUE,H179,NA())","v":{"$error":"#N/A"}},{"$f":"IF($V179=TRUE,I179,NA())","v":{"$error":"#N/A"}},{"$f":"IF($V179=TRUE,J179,NA())","v":{"$error":"#N/A"}},{"$f":"IF($V179=TRUE,K179,NA())","v":{"$error":"#N/A"}},{"$f":"IF($V179=TRUE,L179,NA())","v":{"$error":"#N/A"}},{"$f":"IF($V179=TRUE,M179,NA())","v":{"$error":"#N/A"}},{"$f":"IF($V179=TRUE,N179,NA())","v":{"$error":"#N/A"}}]
[null,{"$f":"IF(DataInput!B179=$B$8,IF($B$9=$B$10,TRUE,IF(DataInput!E179=$B$9,TRUE,FALSE)))","v":true},null,null,{"$f":"IF(B180=TRUE,DataInput!B179,NA())","v":"QLD"},{"$f":"IF($E180=DataInput!$B179,DataInput!C179,NA())","v":"QALC"},{"$f":"IF($E180=DataInput!$B179,DataInput!D179,NA())","v":"Alligator Creek 33"},{"$f":"IF($E180=DataInput!$B179,DataInput!E179,NA())","v":"Ergon"},{"$f":"IF($E180=DataInput!$B179,DataInput!F179,NA())","v":"Summer"},{"$f":"IF($E180=DataInput!$B179,DataInput!G179,NA())","v":"Non-Coincident"},{"$f":"IF($E180=DataInput!$B179,DataInput!H179,NA())","v":2025},{"$f":"IF($E180=DataInput!$B179,DataInput!I179,NA())","v":"POE10"},{"$f":"IF($E180=DataInput!$B179,DataInput!J179,NA())","v":37.562005667584799},{"$f":"IF($E180=DataInput!$B179,DataInput!K179,NA())","v":0.53280619201307},null,null,"QLD Alligator Creek 33",null,null,null,null,false,null,null,{"$error":"#N/A"},{"$error":"#N/A"},{"$error":"#N/A"},{"$error":"#N/A"},{"$error":"#N/A"},{"$error":"#N/A"},{"$error":"#N/A"},{"$error":"#N/A"},{"$error":"#N/A"},{"$error":"#N/A"}]
[null,{"$f":"IF(DataInput!B180=$B$8,IF($B$9=$B$10,TRUE,IF(DataInput!E180=$B$9,TRUE,FALSE)))","v":true},null,null,{"$f":"IF(B181=TRUE,DataInput!B180,NA())","v":"QLD"},{"$f":"IF($E181=DataInput!$B180,DataInput!C180,NA())","v":"QALC"},{"$f":"IF($E181=DataInput!$B180,DataInput!D180,NA())","v":"Alligator Creek 33"},{"$f":"IF($E181=DataInput!$B180,DataInput!E180,NA())","v":"Ergon"},{"$f":"IF($E181=DataInput!$B180,DataInput!F180,NA())","v":"Summer"},{"$f":"IF($E181=DataInput!$B180,DataInput!G180,NA())","v":"Non-Coincident"},{"$f":"IF($E181=DataInput!$B180,DataInput!H180,NA())","v":2026},{"$f":"IF($E181=DataInput!$B180,DataInput!I180,NA())","v":"POE10"},{"$f":"IF($E181=DataInput!$B180,DataInput!J180,NA())","v":37.512808612066003},{"$f":"IF($E181=DataInput!$B180,DataInput!K180,NA())","v":0.53280548963180796},null,null,"QLD Alligator Creek 33",null,null,null,null,false,null,null,{"$error":"#N/A"},{"$error":"#N/A"},{"$error":"#N/A"},{"$error":"#N/A"},{"$error":"#N/A"},{"$error":"#N/A"},{"$error":"#N/A"},{"$error":"#N/A"},{"$error":"#N/A"},{"$error":"#N/A"}]
[null,{"$f":"IF(DataInput!B181=$B$8,IF($B$9=$B$10,TRUE,IF(DataInput!E181=$B$9,TRUE,FALSE)))","v":true},null,null,{"$f":"IF(B182=TRUE,DataInput!B181,NA())","v":"QLD"},{"$f":"IF($E182=DataInput!$B181,DataInput!C181,NA())","v":"QALC"},{"$f":"IF($E182=DataInput!$B181,DataInput!D181,NA())","v":"Alligator Creek 33"},{"$f":"IF($E182=DataInput!$B181,DataInput!E181,NA())","v":"Ergon"},{"$f":"IF($E182=DataInput!$B181,DataInput!F181,NA())","v":"Summer"},{"$f":"IF($E182=DataInput!$B181,DataInput!G181,NA())","v":"Non-Coincident"},{"$f":"IF($E182=DataInput!$B181,DataInput!H181,NA())","v":2017},{"$f":"IF($E182=DataInput!$B181,DataInput!I181,NA())","v":"POE50"},{"$f":"IF($E182=DataInput!$B181,DataInput!J181,NA())","v":32.319184345464897},{"$f":"IF($E182=DataInput!$B181,DataInput!K181,NA())","v":0.540644248193487},null,null,"QLD Alligator Creek 33",null,null,null,null,false,null,null,{"$error":"#N/A"},{"$error":"#N/A"},{"$error":"#N/A"},{"$error":"#N/A"},{"$error":"#N/A"},{"$error":"#N/A"},{"$error":"#N/A"},{"$error":"#N/A"},{"$error":"#N/A"},{"$error":"#N/A"}]
[null,{"$f":"IF(DataInput!B182=$B$8,IF($B$9=$B$10,TRUE,IF(DataInput!E182=$B$9,TRUE,FALSE)))","v":true},null,null,{"$f":"IF(B183=TRUE,DataInput!B182,NA())","v":"QLD"},{"$f":"IF($E183=DataInput!$B182,DataInput!C182,NA())","v":"QALC"},{"$f":"IF($E183=DataInput!$B182,DataInput!D182,NA())","v":"Alligator Creek 33"},{"$f":"IF($E183=DataInput!$B182,DataInput!E182,NA())","v":"Ergon"},{"$f":"IF($E183=DataInput!$B182,DataInput!F182,NA())","v":"Summer"},{"$f":"IF($E183=DataInput!$B182,DataInput!G182,NA())","v":"Non-Coincident"},{"$f":"IF($E183=DataInput!$B182,DataInput!H182,NA())","v":2018},{"$f":"IF($E183=DataInput!$B182,DataInput!I182,NA())","v":"POE50"},{"$f":"IF($E183=DataInput!$B182,DataInput!J182,NA())","v":32.347713014788503},{"$f":"IF($E183=DataInput!$B182,DataInput!K182,NA())","v":0.54257621183475901},null,null,"QLD Alligator Creek 33",null,null,null,null,false,null,null,{"$error":"#N/A"},{"$error":"#N/A"},{"$error":"#N/A"},{"$error":"#N/A"},{"$error":"#N/A"},{"$error":"#N/A"},{"$error":"#N/A"},{"$error":"#N/A"},{"$error":"#N/A"},{"$error":"#N/A"}]
[null,{"$f":"IF(DataInput!B183=$B$8,IF($B$9=$B$10,TRUE,IF(DataInput!E183=$B$9,TRUE,FALSE)))","v":true},null,null,{"$f":"IF(B184=TRUE,DataInput!B183,NA())","v":"QLD"},{"$f":"IF($E184=DataInput!$B183,DataInput!C183,NA())","v":"QALC"},{"$f":"IF($E184=DataInput!$B183,DataInput!D183,NA())","v":"Alligator Creek 33"},{"$f":"IF($E184=DataInput!$B183,DataInput!E183,NA())","v":"Ergon"},{"$f":"IF($E184=DataInput!$B183,DataInput!F183,NA())","v":"Summer"},{"$f":"IF($E184=DataInput!$B183,DataInput!G183,NA())","v":"Non-Coincident"},{"$f":"IF($E184=DataInput!$B183,DataInput!H183,NA())","v":2019},{"$f":"IF($E184=DataInput!$B183,DataInput!I183,NA())","v":"POE50"},{"$f":"IF($E184=DataInput!$B183,DataInput!J183,NA())","v":32.281174145954601},{"$f":"IF($E184=DataInput!$B183,DataInput!K183,NA())","v":0.540708203909948},null,null,"QLD Alligator Creek 33",null,null,null,null,false,null,null,{"$error":"#N/A"},{"$error":"#N/A"},{"$error":"#N/A"},{"$error":"#N/A"},{"$error":"#N/A"},{"$error":"#N/A"},{"$error":"#N/A"},{"$error":"#N/A"},{"$error":"#N/A"},{"$error":"#N/A"}]
[null,{"$f":"IF(DataInput!B184=$B$8,IF($B$9=$B$10,TRUE,IF(DataInput!E184=$B$9,TRUE,FALSE)))","v":true},null,null,{"$f":"IF(B185=TRUE,DataInput!B184,NA())","v":"QLD"},{"$f":"IF($E185=DataInput!$B184,DataInput!C184,NA())","v":"QALC"},{"$f":"IF($E185=DataInput!$B184,DataInput!D184,NA())","v":"Alligator Creek 33"},{"$f":"IF($E185=DataInput!$B184,DataInput!E184,NA())","v":"Ergon"},{"$f":"IF($E185=DataInput!$B184,DataInput!F184,NA())","v":"Summer"},{"$f":"IF($E185=DataInput!$B184,DataInput!G184,NA())","v":"Non-Coincident"},{"$f":"IF($E185=DataInput!$B184,DataInput!H184,NA())","v":2020},{"$f":"IF($E185=DataInput!$B184,DataInput!I184,NA())","v":"POE50"},{"$f":"IF($E185=DataInput!$B184,DataInput!J184,NA())","v":32.7843894688219},{"$f":"IF($E185=DataInput!$B184,DataInput!K184,NA())","v":0.54414050646988099},null,null,"QLD Alligator Creek 33",null,null,null,null,false,null,null,{"$error":"#N/A"},{"$error":"#N/A"},{"$error":"#N/A"},{"$error":"#N/A"},{"$error":"#N/A"},{"$error":"#N/A"},{"$error":"#N/A"},{"$error":"#N/A"},{"$error":"#N/A"},{"$error":"#N/A"}]
[null,{"$f":"IF(DataInput!B185=$B$8,IF($B$9=$B$10,TRUE,IF(DataInput!E185=$B$9,TRUE,FALSE)))","v":true},null,null,{"$f":"IF(B186=TRUE,DataInput!B185,NA())","v":"QLD"},{"$f":"IF($E186=DataInput!$B185,DataInput!C185,NA())","v":"QALC"},{"$f":"IF($E186=DataInput!$B185,DataInput!D185,NA())","v":"Alligator Creek 33"},{"$f":"IF($E186=DataInput!$B185,DataInput!E185,NA())","v":"Ergon"},{"$f":"IF($E186=DataInput!$B185,DataInput!F185,NA())","v":"Summer"},{"$f":"IF($E186=DataInput!$B185,DataInput!G185,NA())","v":"Non-Coincident"},{"$f":"IF($E186=DataInput!$B185,DataInput!H185,NA())","v":2021},{"$f":"IF($E186=DataInput!$B185,DataInput!I185,NA())","v":"POE50"},{"$f":"IF($E186=DataInput!$B185,DataInput!J185,NA())","v":32.714480235759503},{"$f":"IF($E186=DataInput!$B185,DataInput!K185,NA())","v":0.54191142056126795},null,null,"QLD Alligator Creek 33",null,null,null,null,false,null,null,{"$error":"#N/A"},{"$error":"#N/A"},{"$error":"#N/A"},{"$error":"#N/A"},{"$error":"#N/A"},{"$error":"#N/A"},{"$error":"#N/A"},{"$error":"#N/A"},{"$error":"#N/A"},{"$error":"#N/A"}]
[null,{"$f":"IF(DataInput!B186=$B$8,IF($B$9=$B$10,TRUE,IF(DataInput!E186=$B$9,TRUE,FALSE)))","v":true},null,null,{"$f":"IF(B187=TRUE,DataInput!B186,NA())","v":"QLD"},{"$f":"IF($E187=DataInput!$B186,DataInput!C186,NA())","v":"QALC"},{"$f":"IF($E187=DataInput!$B186,DataInput!D186,NA())","v":"Alligator Creek 33"},{"$f":"IF($E187=DataInput!$B186,DataInput!E186,NA())","v":"Ergon"},{"$f":"IF($E187=DataInput!$B186,DataInput!F186,NA())","v":"Summer"},{"$f":"IF($E187=DataInput!$B186,DataInput!G186,NA())","v":"Non-Coincident"},{"$f":"IF($E187=DataInput!$B186,DataInput!H186,NA())","v":2022},{"$f":"IF($E187=DataInput!$B186,DataInput!I186,NA())","v":"POE50"},{"$f":"IF($E187=DataInput!$B186,DataInput!J186,NA())","v":32.9957073133709},{"$f":"IF($E187=DataInput!$B186,DataInput!K186,NA())","v":0.541993518664597},null,null,"QLD Alligator Creek 33",null,null,null,null,false,null,null,{"$error":"#N/A"},{"$error":"#N/A"},{"$error":"#N/A"},{"$error":"#N/A"},{"$error":"#N/A"},{"$error":"#N/A"},{"$error":"#N/A"},{"$error":"#N/A"},{"$error":"#N/A"},{"$error":"#N/A"}]
[null,{"$f":"IF(DataInput!B187=$B$8,IF($B$9=$B$10,TRUE,IF(DataInput!E187=$B$9,TRUE,FALSE)))","v":true},null,null,{"$f":"IF(B188=TRUE,DataInput!B187,NA())","v":"QLD"},{"$f":"IF($E188=DataInput!$B187,DataInput!C187,NA())","v":"QALC"},{"$f":"IF($E188=DataInput!$B187,DataInput!D187,NA())","v":"Alligator Creek 33"},{"$f":"IF($E188=DataInput!$B187,DataInput!E187,NA())","v":"Ergon"},{"$f":"IF($E188=DataInput!$B187,DataInput!F187,NA())","v":"Summer"},{"$f":"IF($E188=DataInput!$B187,DataInput!G187,NA())","v":"Non-Coincident"},{"$f":"IF($E188=DataInput!$B187,DataInput!H187,NA())","v":2023},{"$f":"IF($E188=DataInput!$B187,DataInput!I187,NA())","v":"POE50"},{"$f":"IF($E188=DataInput!$B187,DataInput!J187,NA())","v":33.365998408576097},{"$f":"IF($E188=DataInput!$B187,DataInput!K187,NA())","v":0.54200683545207495},null,null,"QLD Alligator Creek 33",null,null,null,null,false,null,null,{"$error":"#N/A"},{"$error":"#N/A"},{"$error":"#N/A"},{"$error":"#N/A"},{"$error":"#N/A"},{"$error":"#N/A"},{"$error":"#N/A"},{"$error":"#N/A"},{"$error":"#N/A"},{"$error":"#N/A"}]
[null,{"$f":"IF(DataInput!B188=$B$8,IF($B$9=$B$10,TRUE,IF(DataInput!E188=$B$9,TRUE,FALSE)))","v":true},null,null,{"$f":"IF(B189=TRUE,DataInput!B188,NA())","v":"QLD"},{"$f":"IF($E189=DataInput!$B188,DataInput!C188,NA())","v":"QALC"},{"$f":"IF($E189=DataInput!$B188,DataInput!D188,NA())","v":"Alligator Creek 33"},{"$f":"IF($E189=DataInput!$B188,DataInput!E188,NA())","v":"Ergon"},{"$f":"IF($E189=DataInput!$B188,DataInput!F188,NA())","v":"Summer"},{"$f":"IF($E189=DataInput!$B188,DataInput!G188,NA())","v":"Non-Coincident"},{"$f":"IF($E189=DataInput!$B188,DataInput!H188,NA())","v":2024},{"$f":"IF($E189=DataInput!$B188,DataInput!I188,NA())","v":"POE50"},{"$f":"IF($E189=DataInput!$B188,DataInput!J188,NA())","v":33.744990693953},{"$f":"IF($E189=DataInput!$B188,DataInput!K188,NA())","v":0.54202556596648699},null,null,"QLD Alligator Creek 33",null,null,null,null,false,null,null,{"$error":"#N/A"},{"$error":"#N/A"},{"$error":"#N/A"},{"$error":"#N/A"},{"$error":"#N/A"},{"$error":"#N/A"},{"$error":"#N/A"},{"$error":"#N/A"},{"$error":"#N/A"},{"$error":"#N/A"}]
[null,{"$f":"IF(DataInput!B189=$B$8,IF($B$9=$B$10,TRUE,IF(DataInput!E189=$B$9,TRUE,FALSE)))","v":true},null,null,{"$f":"IF(B190=TRUE,DataInput!B189,NA())","v":"QLD"},{"$f":"IF($E190=DataInput!$B189,DataInput!C189,NA())","v":"QALC"},{"$f":"IF($E190=DataInput!$B189,DataInput!D189,NA())","v":"Alligator Creek 33"},{"$f":"IF($E190=DataInput!$B189,DataInput!E189,NA())","v":"Ergon"},{"$f":"IF($E190=DataInput!$B189,DataInput!F189,NA())","v":"Summer"},{"$f":"IF($E190=DataInput!$B189,DataInput!G189,NA())","v":"Non-Coincident"},{"$f":"IF($E190=DataInput!$B189,DataInput!H189,NA())","v":2025},{"$f":"IF($E190=DataInput!$B189,DataInput!I189,NA())","v":"POE50"},{"$f":"IF($E190=DataInput!$B189,DataInput!J189,NA())","v":33.900986905517101},{"$f":"IF($E190=DataInput!$B189,DataInput!K189,NA())","v":0.54198072391987395},null,null,"QLD Alligator Creek 33",null,null,null,null,false,null,null,{"$error":"#N/A"},{"$error":"#N/A"},{"$error":"#N/A"},{"$error":"#N/A"},{"$error":"#N/A"},{"$error":"#N/A"},{"$error":"#N/A"},{"$error":"#N/A"},{"$error":"#N/A"},{"$error":"#N/A"}]
[null,{"$f":"IF(DataInput!B190=$B$8,IF($B$9=$B$10,TRUE,IF(DataInput!E190=$B$9,TRUE,FALSE)))","v":true},null,null,{"$f":"IF(B191=TRUE,DataInput!B190,NA())","v":"QLD"},{"$f":"IF($E191=DataInput!$B190,DataInput!C190,NA())","v":"QALC"},{"$f":"IF($E191=DataInput!$B190,DataInput!D190,NA())","v":"Alligator Creek 33"},{"$f":"IF($E191=DataInput!$B190,DataInput!E190,NA())","v":"Ergon"},{"$f":"IF($E191=DataInput!$B190,DataInput!F190,NA())","v":"Summer"},{"$f":"IF($E191=DataInput!$B190,DataInput!G190,NA())","v":"Non-Coincident"},{"$f":"IF($E191=DataInput!$B190,DataInput!H190,NA())","v":2026},{"$f":"IF($E191=DataInput!$B190,DataInput!I190,NA())","v":"POE50"},{"$f":"IF($E191=DataInput!$B190,DataInput!J190,NA())","v":33.896950828111798},{"$f":"IF($E191=DataInput!$B190,DataInput!K190,NA())","v":0.54200032336608095},null,null,"QLD Alligator Creek 33",null,null,null,null,false,null,null,{"$error":"#N/A"},{"$error":"#N/A"},{"$error":"#N/A"},{"$error":"#N/A"},{"$error":"#N/A"},{"$error":"#N/A"},{"$error":"#N/A"},{"$error":"#N/A"},{"$error":"#N/A"},{"$error":"#N/A"}]
[null,{"$f":"IF(DataInput!B191=$B$8,IF($B$9=$B$10,TRUE,IF(DataInput!E191=$B$9,TRUE,FALSE)))","v":true},null,null,{"$f":"IF(B192=TRUE,DataInput!B191,NA())","v":"QLD"},{"$f":"IF($E192=DataInput!$B191,DataInput!C191,NA())","v":"QALC"},{"$f":"IF($E192=DataInput!$B191,DataInput!D191,NA())","v":"Alligator Creek 33"},{"$f":"IF($E192=DataInput!$B191,DataInput!E191,NA())","v":"Ergon"},{"$f":"IF($E192=DataInput!$B191,DataInput!F191,NA())","v":"Winter"},{"$f":"IF($E192=DataInput!$B191,DataInput!G191,NA())","v":"Non-Coincident"},{"$f":"IF($E192=DataInput!$B191,DataInput!H191,NA())","v":2016},{"$f":"IF($E192=DataInput!$B191,DataInput!I191,NA())","v":"POE10"},{"$f":"IF($E192=DataInput!$B191,DataInput!J191,NA())","v":21.6431443465572},{"$f":"IF($E192=DataInput!$B191,DataInput!K191,NA())","v":0.610162658910122},null,null,"QLD Alligator Creek 33",null,null,null,null,false,null,null,{"$error":"#N/A"},{"$error":"#N/A"},{"$error":"#N/A"},{"$error":"#N/A"},{"$error":"#N/A"},{"$error":"#N/A"},{"$error":"#N/A"},{"$error":"#N/A"},{"$error":"#N/A"},{"$error":"#N/A"}]
[null,{"$f":"IF(DataInput!B192=$B$8,IF($B$9=$B$10,TRUE,IF(DataInput!E192=$B$9,TRUE,FALSE)))","v":true},null,null,{"$f":"IF(B193=TRUE,DataInput!B192,NA())","v":"QLD"},{"$f":"IF($E193=DataInput!$B192,DataInput!C192,NA())","v":"QALC"},{"$f":"IF($E193=DataInput!$B192,DataInput!D192,NA())","v":"Alligator Creek 33"},{"$f":"IF($E193=DataInput!$B192,DataInput!E192,NA())","v":"Ergon"},{"$f":"IF($E193=DataInput!$B192,DataInput!F192,NA())","v":"Winter"},{"$f":"IF($E193=DataInput!$B192,DataInput!G192,NA())","v":"Non-Coincident"},{"$f":"IF($E193=DataInput!$B192,DataInput!H192,NA())","v":2017},{"$f":"IF($E193=DataInput!$B192,DataInput!I192,NA())","v":"POE10"},{"$f":"IF($E193=DataInput!$B192,DataInput!J192,NA())","v":21.850011000477199},{"$f":"IF($E193=DataInput!$B192,DataInput!K192,NA())","v":0.628170118530338},null,null,"QLD Alligator Creek 33",null,null,null,null,false,null,null,{"$error":"#N/A"},{"$error":"#N/A"},{"$error":"#N/A"},{"$error":"#N/A"},{"$error":"#N/A"},{"$error":"#N/A"},{"$error":"#N/A"},{"$error":"#N/A"},{"$error":"#N/A"},{"$error":"#N/A"}]
[null,{"$f":"IF(DataInput!B193=$B$8,IF($B$9=$B$10,TRUE,IF(DataInput!E193=$B$9,TRUE,FALSE)))","v":true},null,null,{"$f":"IF(B194=TRUE,DataInput!B193,NA())","v":"QLD"},{"$f":"IF($E194=DataInput!$B193,DataInput!C193,NA())","v":"QALC"},{"$f":"IF($E194=DataInput!$B193,DataInput!D193,NA())","v":"Alligator Creek 33"},{"$f":"IF($E194=DataInput!$B193,DataInput!E193,NA())","v":"Ergon"},{"$f":"IF($E194=DataInput!$B193,DataInput!F193,NA())","v":"Winter"},{"$f":"IF($E194=DataInput!$B193,DataInput!G193,NA())","v":"Non-Coincident"},{"$f":"IF($E194=DataInput!$B193,DataInput!H193,NA())","v":2018},{"$f":"IF($E194=DataInput!$B193,DataInput!I193,NA())","v":"POE10"},{"$f":"IF($E194=DataInput!$B193,DataInput!J193,NA())","v":22.607293274230301},{"$f":"IF($E194=DataInput!$B193,DataInput!K193,NA())","v":0.63739625215235096},null,null,"QLD Alligator Creek 33",null,null,null,null,false,null,null,{"$error":"#N/A"},{"$error":"#N/A"},{"$error":"#N/A"},{"$error":"#N/A"},{"$error":"#N/A"},{"$error":"#N/A"},{"$error":"#N/A"},{"$error":"#N/A"},{"$error":"#N/A"},{"$error":"#N/A"}]
[null,{"$f":"IF(DataInput!B194=$B$8,IF($B$9=$B$10,TRUE,IF(DataInput!E194=$B$9,TRUE,FALSE)))","v":true},null,null,{"$f":"IF(B195=TRUE,DataInput!B194,NA())","v":"QLD"},{"$f":"IF($E195=DataInput!$B194,DataInput!C194,NA())","v":"QALC"},{"$f":"IF($E195=DataInput!$B194,DataInput!D194,NA())","v":"Alligator Creek 33"},{"$f":"IF($E195=DataInput!$B194,DataInput!E194,NA())","v":"Ergon"},{"$f":"IF($E195=DataInput!$B194,DataInput!F194,NA())","v":"Winter"},{"$f":"IF($E195=DataInput!$B194,DataInput!G194,NA())","v":"Non-Coincident"},{"$f":"IF($E195=DataInput!$B194,DataInput!H194,NA())","v":2019},{"$f":"IF($E195=DataInput!$B194,DataInput!I194,NA())","v":"POE10"},{"$f":"IF($E195=DataInput!$B194,DataInput!J194,NA())","v":23.6252798816877},{"$f":"IF($E195=DataInput!$B194,DataInput!K194,NA())","v":0.62885050972062895},null,null,"QLD Alligator Creek 33",null,null,null,null,false,null,null,{"$error":"#N/A"},{"$error":"#N/A"},{"$error":"#N/A"},{"$error":"#N/A"},{"$error":"#N/A"},{"$error":"#N/A"},{"$error":"#N/A"},{"$error":"#N/A"},{"$error":"#N/A"},{"$error":"#N/A"}]
[null,{"$f":"IF(DataInput!B195=$B$8,IF($B$9=$B$10,TRUE,IF(DataInput!E195=$B$9,TRUE,FALSE)))","v":true},null,null,{"$f":"IF(B196=TRUE,DataInput!B195,NA())","v":"QLD"},{"$f":"IF($E196=DataInput!$B195,DataInput!C195,NA())","v":"QALC"},{"$f":"IF($E196=DataInput!$B195,DataInput!D195,NA())","v":"Alligator Creek 33"},{"$f":"IF($E196=DataInput!$B195,DataInput!E195,NA())","v":"Ergon"},{"$f":"IF($E196=DataInput!$B195,DataInput!F195,NA())","v":"Winter"},{"$f":"IF($E196=DataInput!$B195,DataInput!G195,NA())","v":"Non-Coincident"},{"$f":"IF($E196=DataInput!$B195,DataInput!H195,NA())","v":2020},{"$f":"IF($E196=DataInput!$B195,DataInput!I195,NA())","v":"POE10"},{"$f":"IF($E196=DataInput!$B195,DataInput!J195,NA())","v":24.5656567511388},{"$f":"IF($E196=DataInput!$B195,DataInput!K195,NA())","v":0.61205537565998203},null,null,"QLD Alligator Creek 33",null,null,null,null,false,null,null,{"$error":"#N/A"},{"$error":"#N/A"},{"$error":"#N/A"},{"$error":"#N/A"},{"$error":"#N/A"},{"$error":"#N/A"},{"$error":"#N/A"},{"$error":"#N/A"},{"$error":"#N/A"},{"$error":"#N/A"}]
[null,{"$f":"IF(DataInput!B196=$B$8,IF($B$9=$B$10,TRUE,IF(DataInput!E196=$B$9,TRUE,FALSE)))","v":true},null,null,{"$f":"IF(B197=TRUE,DataInput!B196,NA())","v":"QLD"},{"$f":"IF($E197=DataInput!$B196,DataInput!C196,NA())","v":"QALC"},{"$f":"IF($E197=DataInput!$B196,DataInput!D196,NA())","v":"Alligator Creek 33"},{"$f":"IF($E197=DataInput!$B196,DataInput!E196,NA())","v":"Ergon"},{"$f":"IF($E197=DataInput!$B196,DataInput!F196,NA())","v":"Winter"},{"$f":"IF($E197=DataInput!$B196,DataInput!G196,NA())","v":"Non-Coincident"},{"$f":"IF($E197=DataInput!$B196,DataInput!H196,NA())","v":2021},{"$f":"IF($E197=DataInput!$B196,DataInput!I196,NA())","v":"POE10"},{"$f":"IF($E197=DataInput!$B196,DataInput!J196,NA())","v":24.521842294201001},{"$f":"IF($E197=DataInput!$B196,DataInput!K196,NA())","v":0.61233819455772798},null,null,"QLD Alligator Creek 33",null,null,null,null,false,null,null,{"$error":"#N/A"},{"$error":"#N/A"},{"$error":"#N/A"},{"$error":"#N/A"},{"$error":"#N/A"},{"$error":"#N/A"},{"$error":"#N/A"},{"$error":"#N/A"},{"$error":"#N/A"},{"$error":"#N/A"}]
[null,{"$f":"IF(DataInput!B197=$B$8,IF($B$9=$B$10,TRUE,IF(DataInput!E197=$B$9,TRUE,FALSE)))","v":true},null,null,{"$f":"IF(B198=TRUE,DataInput!B197,NA())","v":"QLD"},{"$f":"IF($E198=DataInput!$B197,DataInput!C197,NA())","v":"QALC"},{"$f":"IF($E198=DataInput!$B197,DataInput!D197,NA())","v":"Alligator Creek 33"},{"$f":"IF($E198=DataInput!$B197,DataInput!E197,NA())","v":"Ergon"},{"$f":"IF($E198=DataInput!$B197,DataInput!F197,NA())","v":"Winter"},{"$f":"IF($E198=DataInput!$B197,DataInput!G197,NA())","v":"Non-Coincident"},{"$f":"IF($E198=DataInput!$B197,DataInput!H197,NA())","v":2022},{"$f":"IF($E198=DataInput!$B197,DataInput!I197,NA())","v":"POE10"},{"$f":"IF($E198=DataInput!$B197,DataInput!J197,NA())","v":25.0540450632096},{"$f":"IF($E198=DataInput!$B197,DataInput!K197,NA())","v":0.61260123747664796},null,null,"QLD Alligator Creek 33",null,null,null,null,false,null,null,{"$error":"#N/A"},{"$error":"#N/A"},{"$error":"#N/A"},{"$error":"#N/A"},{"$error":"#N/A"},{"$error":"#N/A"},{"$error":"#N/A"},{"$error":"#N/A"},{"$error":"#N/A"},{"$error":"#N/A"}]
[null,{"$f":"IF(DataInput!B198=$B$8,IF($B$9=$B$10,TRUE,IF(DataInput!E198=$B$9,TRUE,FALSE)))","v":true},null,null,{"$f":"IF(B199=TRUE,DataInput!B198,NA())","v":"QLD"},{"$f":"IF($E199=DataInput!$B198,DataInput!C198,NA())","v":"QALC"},{"$f":"IF($E199=DataInput!$B198,DataInput!D198,NA())","v":"Alligator Creek 33"},{"$f":"IF($E199=DataInput!$B198,DataInput!E198,NA())","v":"Ergon"},{"$f":"IF($E199=DataInput!$B198,DataInput!F198,NA())","v":"Winter"},{"$f":"IF($E199=DataInput!$B198,DataInput!G198,NA())","v":"Non-Coincident"},{"$f":"IF($E199=DataInput!$B198,DataInput!H198,NA())","v":2023},{"$f":"IF($E199=DataInput!$B198,DataInput!I198,NA())","v":"POE10"},{"$f":"IF($E199=DataInput!$B198,DataInput!J198,NA())","v":25.467830433042},{"$f":"IF($E199=DataInput!$B198,DataInput!K198,NA())","v":0.61279029745987901},null,null,"QLD Alligator Creek 33",null,null,null,null,false,null,null,{"$error":"#N/A"},{"$error":"#N/A"},{"$error":"#N/A"},{"$error":"#N/A"},{"$error":"#N/A"},{"$error":"#N/A"},{"$error":"#N/A"},{"$error":"#N/A"},{"$error":"#N/A"},{"$error":"#N/A"}]
[null,{"$f":"IF(DataInput!B199=$B$8,IF($B$9=$B$10,TRUE,IF(DataInput!E199=$B$9,TRUE,FALSE)))","v":true},null,null,{"$f":"IF(B200=TRUE,DataInput!B199,NA())","v":"QLD"},{"$f":"IF($E200=DataInput!$B199,DataInput!C199,NA())","v":"QALC"},{"$f":"IF($E200=DataInput!$B199,DataInput!D199,NA())","v":"Alligator Creek 33"},{"$f":"IF($E200=DataInput!$B199,DataInput!E199,NA())","v":"Ergon"},{"$f":"IF($E200=DataInput!$B199,DataInput!F199,NA())","v":"Winter"},{"$f":"IF($E200=DataInput!$B199,DataInput!G199,NA())","v":"Non-Coincident"},{"$f":"IF($E200=DataInput!$B199,DataInput!H199,NA())","v":2024},{"$f":"IF($E200=DataInput!$B199,DataInput!I199,NA())","v":"POE10"},{"$f":"IF($E200=DataInput!$B199,DataInput!J199,NA())","v":26.5879563330917},{"$f":"IF($E200=DataInput!$B199,DataInput!K199,NA())","v":0.61302700787469999},null,null,"QLD Alligator Creek 33",null,null,null,null,false,null,null,{"$error":"#N/A"},{"$error":"#N/A"},{"$error":"#N/A"},{"$error":"#N/A"},{"$error":"#N/A"},{"$error":"#N/A"},{"$error":"#N/A"},{"$error":"#N/A"},{"$error":"#N/A"},{"$error":"#N/A"}]
[null,{"$f":"IF(DataInput!B200=$B$8,IF($B$9=$B$10,TRUE,IF(DataInput!E200=$B$9,TRUE,FALSE)))","v":true},null,null,{"$f":"IF(B201=TRUE,DataInput!B200,NA())","v":"QLD"},{"$f":"IF($E201=DataInput!$B200,DataInput!C200,NA())","v":"QALC"},{"$f":"IF($E201=DataInput!$B200,DataInput!D200,NA())","v":"Alligator Creek 33"},{"$f":"IF($E201=DataInput!$B200,DataInput!E200,NA())","v":"Ergon"},{"$f":"IF($E201=DataInput!$B200,DataInput!F200,NA())","v":"Winter"},{"$f":"IF($E201=DataInput!$B200,DataInput!G200,NA())","v":"Non-Coincident"},{"$f":"IF($E201=DataInput!$B200,DataInput!H200,NA())","v":2025},{"$f":"IF($E201=DataInput!$B200,DataInput!I200,NA())","v":"POE10"},{"$f":"IF($E201=DataInput!$B200,DataInput!J200,NA())","v":27.012733914909301},{"$f":"IF($E201=DataInput!$B200,DataInput!K200,NA())","v":0.613241147953697},null,null,"QLD Alligator Creek 33",null,null,null,null,false,null,null,{"$error":"#N/A"},{"$error":"#N/A"},{"$error":"#N/A"},{"$error":"#N/A"},{"$error":"#N/A"},{"$error":"#N/A"},{"$error":"#N/A"},{"$error":"#N/A"},{"$error":"#N/A"},{"$error":"#N/A"}]
[null,{"$f":"IF(DataInput!B201=$B$8,IF($B$9=$B$10,TRUE,IF(DataInput!E201=$B$9,TRUE,FALSE)))","v":true},null,null,{"$f":"IF(B202=TRUE,DataInput!B201,NA())","v":"QLD"},{"$f":"IF($E202=DataInput!$B201,DataInput!C201,NA())","v":"QALC"},{"$f":"IF($E202=DataInput!$B201,DataInput!D201,NA())","v":"Alligator Creek 33"},{"$f":"IF($E202=DataInput!$B201,DataInput!E201,NA())","v":"Ergon"},{"$f":"IF($E202=DataInput!$B201,DataInput!F201,NA())","v":"Winter"},{"$f":"IF($E202=DataInput!$B201,DataInput!G201,NA())","v":"Non-Coincident"},{"$f":"IF($E202=DataInput!$B201,DataInput!H201,NA())","v":2016},{"$f":"IF($E202=DataInput!$B201,DataInput!I201,NA())","v":"POE50"},{"$f":"IF($E202=DataInput!$B201,DataInput!J201,NA())","v":20.0896061215023},{"$f":"IF($E202=DataInput!$B201,DataInput!K201,NA())","v":0.62372526543417195},null,null,"QLD Alligator Creek 33",null,null,null,null,false,null,null,{"$error":"#N/A"},{"$error":"#N/A"},{"$error":"#N/A"},{"$error":"#N/A"},{"$error":"#N/A"},{"$error":"#N/A"},{"$error":"#N/A"},{"$error":"#N/A"},{"$error":"#N/A"},{"$error":"#N/A"}]
[null,{"$f":"IF(DataInput!B202=$B$8,IF($B$9=$B$10,TRUE,IF(DataInput!E202=$B$9,TRUE,FALSE)))","v":true},null,null,{"$f":"IF(B203=TRUE,DataInput!B202,NA())","v":"QLD"},{"$f":"IF($E203=DataInput!$B202,DataInput!C202,NA())","v":"QALC"},{"$f":"IF($E203=DataInput!$B202,DataInput!D202,NA())","v":"Alligator Creek 33"},{"$f":"IF($E203=DataInput!$B202,DataInput!E202,NA())","v":"Ergon"},{"$f":"IF($E203=DataInput!$B202,DataInput!F202,NA())","v":"Winter"},{"$f":"IF($E203=DataInput!$B202,DataInput!G202,NA())","v":"Non-Coincident"},{"$f":"IF($E203=DataInput!$B202,DataInput!H202,NA())","v":2017},{"$f":"IF($E203=DataInput!$B202,DataInput!I202,NA())","v":"POE50"},{"$f":"IF($E203=DataInput!$B202,DataInput!J202,NA())","v":20.276987776928401},{"$f":"IF($E203=DataInput!$B202,DataInput!K202,NA())","v":0.641707780918779},null,null,"QLD Alligator Creek 33",null,null,null,null,false,null,null,{"$error":"#N/A"},{"$error":"#N/A"},{"$error":"#N/A"},{"$error":"#N/A"},{"$error":"#N/A"},{"$error":"#N/A"},{"$error":"#N/A"},{"$error":"#N/A"},{"$error":"#N/A"},{"$error":"#N/A"}]
[null,{"$f":"IF(DataInput!B203=$B$8,IF($B$9=$B$10,TRUE,IF(DataInput!E203=$B$9,TRUE,FALSE)))","v":true},null,null,{"$f":"IF(B204=TRUE,DataInput!B203,NA())","v":"QLD"},{"$f":"IF($E204=DataInput!$B203,DataInput!C203,NA())","v":"QALC"},{"$f":"IF($E204=DataInput!$B203,DataInput!D203,NA())","v":"Alligator Creek 33"},{"$f":"IF($E204=DataInput!$B203,DataInput!E203,NA())","v":"Ergon"},{"$f":"IF($E204=DataInput!$B203,DataInput!F203,NA())","v":"Winter"},{"$f":"IF($E204=DataInput!$B203,DataInput!G203,NA())","v":"Non-Coincident"},{"$f":"IF($E204=DataInput!$B203,DataInput!H203,NA())","v":2018},{"$f":"IF($E204=DataInput!$B203,DataInput!I203,NA())","v":"POE50"},{"$f":"IF($E204=DataInput!$B203,DataInput!J203,NA())","v":20.826752541090698},{"$f":"IF($E204=DataInput!$B203,DataInput!K203,NA())","v":0.64702511172246002},null,null,{"$f":"IF(OR(ISERROR(E204),ISERROR(G204)),\"  \",E204&\" \"&G204)","v":"QLD Alligator Creek 33"},null,null,null,null,{"$f":"IF(ISERROR(G204),FALSE,IF($V$9=G204,TRUE,FALSE))","v":false},null,null,{"$f":"IF($V204=TRUE,E204,NA())","v":{"$error":"#N/A"}},{"$error":"#N/A"},{"$error":"#N/A"},{"$error":"#N/A"},{"$error":"#N/A"},{"$error":"#N/A"},{"$error":"#N/A"},{"$error":"#N/A"},{"$error":"#N/A"},{"$error":"#N/A"}]
[null,{"$f":"IF(DataInput!B204=$B$8,IF($B$9=$B$10,TRUE,IF(DataInput!E204=$B$9,TRUE,FALSE)))","v":true},null,null,{"$f":"IF(B205=TRUE,DataInput!B204,NA())","v":"QLD"},{"$f":"IF($E205=DataInput!$B204,DataInput!C204,NA())","v":"QALC"},{"$f":"IF($E205=DataInput!$B204,DataInput!D204,NA())","v":"Alligator Creek 33"},{"$f":"IF($E205=DataInput!$B204,DataInput!E204,NA())","v":"Ergon"},{"$f":"IF($E205=DataInput!$B204,DataInput!F204,NA())","v":"Winter"},{"$f":"IF($E205=DataInput!$B204,DataInput!G204,NA())","v":"Non-Coincident"},{"$f":"IF($E205=DataInput!$B204,DataInput!H204,NA())","v":2019},{"$f":"IF($E205=DataInput!$B204,DataInput!I204,NA())","v":"POE50"},{"$f":"IF($E205=DataInput!$B204,DataInput!J204,NA())","v":21.562515078509801},{"$f":"IF($E205=DataInput!$B204,DataInput!K204,NA())","v":0.63956043767722204},null,null,"QLD Alligator Creek 33",null,null,null,null,false,null,null,{"$error":"#N/A"},{"$error":"#N/A"},{"$error":"#N/A"},{"$error":"#N/A"},{"$error":"#N/A"},{"$error":"#N/A"},{"$error":"#N/A"},{"$error":"#N/A"},{"$error":"#N/A"},{"$error":"#N/A"}]
[null,{"$f":"IF(DataInput!B205=$B$8,IF($B$9=$B$10,TRUE,IF(DataInput!E205=$B$9,TRUE,FALSE)))","v":true},null,null,{"$f":"IF(B206=TRUE,DataInput!B205,NA())","v":"QLD"},{"$f":"IF($E206=DataInput!$B205,DataInput!C205,NA())","v":"QALC"},{"$f":"IF($E206=DataInput!$B205,DataInput!D205,NA())","v":"Alligator Creek 33"},{"$f":"IF($E206=DataInput!$B205,DataInput!E205,NA())","v":"Ergon"},{"$f":"IF($E206=DataInput!$B205,DataInput!F205,NA())","v":"Winter"},{"$f":"IF($E206=DataInput!$B205,DataInput!G205,NA())","v":"Non-Coincident"},{"$f":"IF($E206=DataInput!$B205,DataInput!H205,NA())","v":2020},{"$f":"IF($E206=DataInput!$B205,DataInput!I205,NA())","v":"POE50"},{"$f":"IF($E206=DataInput!$B205,DataInput!J205,NA())","v":22.289450394540999},{"$f":"IF($E206=DataInput!$B205,DataInput!K205,NA())","v":0.62562858990973003},null,null,"QLD Alligator Creek 33",null,null,null,null,false,null,null,{"$error":"#N/A"},{"$error":"#N/A"},{"$error":"#N/A"},{"$error":"#N/A"},{"$error":"#N/A"},{"$error":"#N/A"},{"$error":"#N/A"},{"$error":"#N/A"},{"$error":"#N/A"},{"$error":"#N/A"}]
[null,{"$f":"IF(DataInput!B206=$B$8,IF($B$9=$B$10,TRUE,IF(DataInput!E206=$B$9,TRUE,FALSE)))","v":true},null,null,{"$f":"IF(B207=TRUE,DataInput!B206,NA())","v":"QLD"},{"$f":"IF($E207=DataInput!$B206,DataInput!C206,NA())","v":"QALC"},{"$f":"IF($E207=DataInput!$B206,DataInput!D206,NA())","v":"Alligator Creek 33"},{"$f":"IF($E207=DataInput!$B206,DataInput!E206,NA())","v":"Ergon"},{"$f":"IF($E207=DataInput!$B206,DataInput!F206,NA())","v":"Winter"},{"$f":"IF($E207=DataInput!$B206,DataInput!G206,NA())","v":"Non-Coincident"},{"$f":"IF($E207=DataInput!$B206,DataInput!H206,NA())","v":2021},{"$f":"IF($E207=DataInput!$B206,DataInput!I206,NA())","v":"POE50"},{"$f":"IF($E207=DataInput!$B206,DataInput!J206,NA())","v":22.457710876730498},{"$f":"IF($E207=DataInput!$B206,DataInput!K206,NA())","v":0.62590049436950201},null,null,"QLD Alligator Creek 33",null,null,null,null,false,null,null,{"$error":"#N/A"},{"$error":"#N/A"},{"$error":"#N/A"},{"$error":"#N/A"},{"$error":"#N/A"},{"$error":"#N/A"},{"$error":"#N/A"},{"$error":"#N/A"},{"$error":"#N/A"},{"$error":"#N/A"}]
[null,{"$f":"IF(DataInput!B207=$B$8,IF($B$9=$B$10,TRUE,IF(DataInput!E207=$B$9,TRUE,FALSE)))","v":true},null,null,{"$f":"IF(B208=TRUE,DataInput!B207,NA())","v":"QLD"},{"$f":"IF($E208=DataInput!$B207,DataInput!C207,NA())","v":"QALC"},{"$f":"IF($E208=DataInput!$B207,DataInput!D207,NA())","v":"Alligator Creek 33"},{"$f":"IF($E208=DataInput!$B207,DataInput!E207,NA())","v":"Ergon"},{"$f":"IF($E208=DataInput!$B207,DataInput!F207,NA())","v":"Winter"},{"$f":"IF($E208=DataInput!$B207,DataInput!G207,NA())","v":"Non-Coincident"},{"$f":"IF($E208=DataInput!$B207,DataInput!H207,NA())","v":2022},{"$f":"IF($E208=DataInput!$B207,DataInput!I207,NA())","v":"POE50"},{"$f":"IF($E208=DataInput!$B207,DataInput!J207,NA())","v":22.934847030091099},{"$f":"IF($E208=DataInput!$B207,DataInput!K207,NA())","v":0.62614861662620303},null,null,"QLD Alligator Creek 33",null,null,null,null,false,null,null,{"$error":"#N/A"},{"$error":"#N/A"},{"$error":"#N/A"},{"$error":"#N/A"},{"$error":"#N/A"},{"$error":"#N/A"},{"$error":"#N/A"},{"$error":"#N/A"},{"$error":"#N/A"},{"$error":"#N/A"}]
[null,{"$f":"IF(DataInput!B208=$B$8,IF($B$9=$B$10,TRUE,IF(DataInput!E208=$B$9,TRUE,FALSE)))","v":true},null,null,{"$f":"IF(B209=TRUE,DataInput!B208,NA())","v":"QLD"},{"$f":"IF($E209=DataInput!$B208,DataInput!C208,NA())","v":"QALC"},{"$f":"IF($E209=DataInput!$B208,DataInput!D208,NA())","v":"Alligator Creek 33"},{"$f":"IF($E209=DataInput!$B208,DataInput!E208,NA())","v":"Ergon"},{"$f":"IF($E209=DataInput!$B208,DataInput!F208,NA())","v":"Winter"},{"$f":"IF($E209=DataInput!$B208,DataInput!G208,NA())","v":"Non-Coincident"},{"$f":"IF($E209=DataInput!$B208,DataInput!H208,NA())","v":2023},{"$f":"IF($E209=DataInput!$B208,DataInput!I208,NA())","v":"POE50"},{"$f":"IF($E209=DataInput!$B208,DataInput!J208,NA())","v":23.295654222286998},{"$f":"IF($E209=DataInput!$B208,DataInput!K208,NA())","v":0.62632070593844302},null,null,"QLD Alligator Creek 33",null,null,null,null,false,null,null,{"$error":"#N/A"},{"$error":"#N/A"},{"$error":"#N/A"},{"$error":"#N/A"},{"$error":"#N/A"},{"$error":"#N/A"},{"$error":"#N/A"},{"$error":"#N/A"},{"$error":"#N/A"},{"$error":"#N/A"}]
[null,{"$f":"IF(DataInput!B209=$B$8,IF($B$9=$B$10,TRUE,IF(DataInput!E209=$B$9,TRUE,FALSE)))","v":true},null,null,{"$f":"IF(B210=TRUE,DataInput!B209,NA())","v":"QLD"},{"$f":"IF($E210=DataInput!$B209,DataInput!C209,NA())","v":"QALC"},{"$f":"IF($E210=DataInput!$B209,DataInput!D209,NA())","v":"Alligator Creek 33"},{"$f":"IF($E210=DataInput!$B209,DataInput!E209,NA())","v":"Ergon"},{"$f":"IF($E210=DataInput!$B209,DataInput!F209,NA())","v":"Winter"},{"$f":"IF($E210=DataInput!$B209,DataInput!G209,NA())","v":"Non-Coincident"},{"$f":"IF($E210=DataInput!$B209,DataInput!H209,NA())","v":2024},{"$f":"IF($E210=DataInput!$B209,DataInput!I209,NA())","v":"POE50"},{"$f":"IF($E210=DataInput!$B209,DataInput!J209,NA())","v":24.000180408175702},{"$f":"IF($E210=DataInput!$B209,DataInput!K209,NA())","v":0.62654393327107005},null,null,"QLD Alligator Creek 33",null,null,null,null,false,null,null,{"$error":"#N/A"},{"$error":"#N/A"},{"$error":"#N/A"},{"$error":"#N/A"},{"$error":"#N/A"},{"$error":"#N/A"},{"$error":"#N/A"},{"$error":"#N/A"},{"$error":"#N/A"},{"$error":"#N/A"}]
[null,{"$f":"IF(DataInput!B210=$B$8,IF($B$9=$B$10,TRUE,IF(DataInput!E210=$B$9,TRUE,FALSE)))","v":true},null,null,{"$f":"IF(B211=TRUE,DataInput!B210,NA())","v":"QLD"},{"$f":"IF($E211=DataInput!$B210,DataInput!C210,NA())","v":"QALC"},{"$f":"IF($E211=DataInput!$B210,DataInput!D210,NA())","v":"Alligator Creek 33"},{"$f":"IF($E211=DataInput!$B210,DataInput!E210,NA())","v":"Ergon"},{"$f":"IF($E211=DataInput!$B210,DataInput!F210,NA())","v":"Winter"},{"$f":"IF($E211=DataInput!$B210,DataInput!G210,NA())","v":"Non-Coincident"},{"$f":"IF($E211=DataInput!$B210,DataInput!H210,NA())","v":2025},{"$f":"IF($E211=DataInput!$B210,DataInput!I210,NA())","v":"POE50"},{"$f":"IF($E211=DataInput!$B210,DataInput!J210,NA())","v":24.277233798889199},{"$f":"IF($E211=DataInput!$B210,DataInput!K210,NA())","v":0.62674409124974695},null,null,"QLD Alligator Creek 33",null,null,null,null,false,null,null,{"$error":"#N/A"},{"$error":"#N/A"},{"$error":"#N/A"},{"$error":"#N/A"},{"$error":"#N/A"},{"$error":"#N/A"},{"$error":"#N/A"},{"$error":"#N/A"},{"$error":"#N/A"},{"$error":"#N/A"}]
[null,{"$f":"IF(DataInput!B211=$B$8,IF($B$9=$B$10,TRUE,IF(DataInput!E211=$B$9,TRUE,FALSE)))","v":true},null,null,{"$f":"IF(B212=TRUE,DataInput!B211,NA())","v":"QLD"},{"$f":"IF($E212=DataInput!$B211,DataInput!C211,NA())","v":"QALG"},{"$f":"IF($E212=DataInput!$B211,DataInput!D211,NA())","v":"Algester"},{"$f":"IF($E212=DataInput!$B211,DataInput!E211,NA())","v":"Energex"},{"$f":"IF($E212=DataInput!$B211,DataInput!F211,NA())","v":"Summer"},{"$f":"IF($E212=DataInput!$B211,DataInput!G211,NA())","v":"Non-Coincident"},{"$f":"IF($E212=DataInput!$B211,DataInput!H211,NA())","v":2017},{"$f":"IF($E212=DataInput!$B211,DataInput!I211,NA())","v":"POE10"},{"$f":"IF($E212=DataInput!$B211,DataInput!J211,NA())","v":73.868149774212995},{"$f":"IF($E212=DataInput!$B211,DataInput!K211,NA())","v":1},null,null,"QLD Algester",null,null,null,null,false,null,null,{"$error":"#N/A"},{"$error":"#N/A"},{"$error":"#N/A"},{"$error":"#N/A"},{"$error":"#N/A"},{"$error":"#N/A"},{"$error":"#N/A"},{"$error":"#N/A"},{"$error":"#N/A"},{"$error":"#N/A"}]
[null,{"$f":"IF(DataInput!B212=$B$8,IF($B$9=$B$10,TRUE,IF(DataInput!E212=$B$9,TRUE,FALSE)))","v":true},null,null,{"$f":"IF(B213=TRUE,DataInput!B212,NA())","v":"QLD"},{"$f":"IF($E213=DataInput!$B212,DataInput!C212,NA())","v":"QALG"},{"$f":"IF($E213=DataInput!$B212,DataInput!D212,NA())","v":"Algester"},{"$f":"IF($E213=DataInput!$B212,DataInput!E212,NA())","v":"Energex"},{"$f":"IF($E213=DataInput!$B212,DataInput!F212,NA())","v":"Summer"},{"$f":"IF($E213=DataInput!$B212,DataInput!G212,NA())","v":"Non-Coincident"},{"$f":"IF($E213=DataInput!$B212,DataInput!H212,NA())","v":2018},{"$f":"IF($E213=DataInput!$B212,DataInput!I212,NA())","v":"POE10"},{"$f":"IF($E213=DataInput!$B212,DataInput!J212,NA())","v":74.349911291952097},{"$f":"IF($E213=DataInput!$B212,DataInput!K212,NA())","v":1},null,null,"QLD Algester",null,null,null,null,false,null,null,{"$error":"#N/A"},{"$error":"#N/A"},{"$error":"#N/A"},{"$error":"#N/A"},{"$error":"#N/A"},{"$error":"#N/A"},{"$error":"#N/A"},{"$error":"#N/A"},{"$error":"#N/A"},{"$error":"#N/A"}]
[null,{"$f":"IF(DataInput!B213=$B$8,IF($B$9=$B$10,TRUE,IF(DataInput!E213=$B$9,TRUE,FALSE)))","v":true},null,null,{"$f":"IF(B214=TRUE,DataInput!B213,NA())","v":"QLD"},{"$f":"IF($E214=DataInput!$B213,DataInput!C213,NA())","v":"QALG"},{"$f":"IF($E214=DataInput!$B213,DataInput!D213,NA())","v":"Algester"},{"$f":"IF($E214=DataInput!$B213,DataInput!E213,NA())","v":"Energex"},{"$f":"IF($E214=DataInput!$B213,DataInput!F213,NA())","v":"Summer"},{"$f":"IF($E214=DataInput!$B213,DataInput!G213,NA())","v":"Non-Coincident"},{"$f":"IF($E214=DataInput!$B213,DataInput!H213,NA())","v":2019},{"$f":"IF($E214=DataInput!$B213,DataInput!I213,NA())","v":"POE10"},{"$f":"IF($E214=DataInput!$B213,DataInput!J213,NA())","v":74.718636822876803},{"$f":"IF($E214=DataInput!$B213,DataInput!K213,NA())","v":1},null,null,"QLD Algester",null,null,null,null,false,null,null,{"$error":"#N/A"},{"$error":"#N/A"},{"$error":"#N/A"},{"$error":"#N/A"},{"$error":"#N/A"},{"$error":"#N/A"},{"$error":"#N/A"},{"$error":"#N/A"},{"$error":"#N/A"},{"$error":"#N/A"}]
[null,{"$f":"IF(DataInput!B214=$B$8,IF($B$9=$B$10,TRUE,IF(DataInput!E214=$B$9,TRUE,FALSE)))","v":true},null,null,{"$f":"IF(B215=TRUE,DataInput!B214,NA())","v":"QLD"},{"$f":"IF($E215=DataInput!$B214,DataInput!C214,NA())","v":"QALG"},{"$f":"IF($E215=DataInput!$B214,DataInput!D214,NA())","v":"Algester"},{"$f":"IF($E215=DataInput!$B214,DataInput!E214,NA())","v":"Energex"},{"$f":"IF($E215=DataInput!$B214,DataInput!F214,NA())","v":"Summer"},{"$f":"IF($E215=DataInput!$B214,DataInput!G214,NA())","v":"Non-Coincident"},{"$f":"IF($E215=DataInput!$B214,DataInput!H214,NA())","v":2020},{"$f":"IF($E215=DataInput!$B214,DataInput!I214,NA())","v":"POE10"},{"$f":"IF($E215=DataInput!$B214,DataInput!J214,NA())","v":75.614022415503996},{"$f":"IF($E215=DataInput!$B214,DataInput!K214,NA())","v":1},null,null,"QLD Algester",null,null,null,null,false,null,null,{"$error":"#N/A"},{"$error":"#N/A"},{"$error":"#N/A"},{"$error":"#N/A"},{"$error":"#N/A"},{"$error":"#N/A"},{"$error":"#N/A"},{"$error":"#N/A"},{"$error":"#N/A"},{"$error":"#N/A"}]
[null,{"$f":"IF(DataInput!B215=$B$8,IF($B$9=$B$10,TRUE,IF(DataInput!E215=$B$9,TRUE,FALSE)))","v":true},null,null,{"$f":"IF(B216=TRUE,DataInput!B215,NA())","v":"QLD"},{"$f":"IF($E216=DataInput!$B215,DataInput!C215,NA())","v":"QALG"},{"$f":"IF($E216=DataInput!$B215,DataInput!D215,NA())","v":"Algester"},{"$f":"IF($E216=DataInput!$B215,DataInput!E215,NA())","v":"Energex"},{"$f":"IF($E216=DataInput!$B215,DataInput!F215,NA())","v":"Summer"},{"$f":"IF($E216=DataInput!$B215,DataInput!G215,NA())","v":"Non-Coincident"},{"$f":"IF($E216=DataInput!$B215,DataInput!H215,NA())","v":2021},{"$f":"IF($E216=DataInput!$B215,DataInput!I215,NA())","v":"POE10"},{"$f":"IF($E216=DataInput!$B215,DataInput!J215,NA())","v":75.571719109496499},{"$f":"IF($E216=DataInput!$B215,DataInput!K215,NA())","v":1},null,null,"QLD Algester",null,null,null,null,false,null,null,{"$error":"#N/A"},{"$error":"#N/A"},{"$error":"#N/A"},{"$error":"#N/A"},{"$error":"#N/A"},{"$error":"#N/A"},{"$error":"#N/A"},{"$error":"#N/A"},{"$error":"#N/A"},{"$error":"#N/A"}]
[null,{"$f":"IF(DataInput!B216=$B$8,IF($B$9=$B$10,TRUE,IF(DataInput!E216=$B$9,TRUE,FALSE)))","v":true},null,null,{"$f":"IF(B217=TRUE,DataInput!B216,NA())","v":"QLD"},{"$f":"IF($E217=DataInput!$B216,DataInput!C216,NA())","v":"QALG"},{"$f":"IF($E217=DataInput!$B216,DataInput!D216,NA())","v":"Algester"},{"$f":"IF($E217=DataInput!$B216,DataInput!E216,NA())","v":"Energex"},{"$f":"IF($E217=DataInput!$B216,DataInput!F216,NA())","v":"Summer"},{"$f":"IF($E217=DataInput!$B216,DataInput!G216,NA())","v":"Non-Coincident"},{"$f":"IF($E217=DataInput!$B216,DataInput!H216,NA())","v":2022},{"$f":"IF($E217=DataInput!$B216,DataInput!I216,NA())","v":"POE10"},{"$f":"IF($E217=DataInput!$B216,DataInput!J216,NA())","v":75.946053230258798},{"$f":"IF($E217=DataInput!$B216,DataInput!K216,NA())","v":1},null,null,"QLD Algester",null,null,null,null,false,null,null,{"$error":"#N/A"},{"$error":"#N/A"},{"$error":"#N/A"},{"$error":"#N/A"},{"$error":"#N/A"},{"$error":"#N/A"},{"$error":"#N/A"},{"$error":"#N/A"},{"$error":"#N/A"},{"$error":"#N/A"}]
[null,{"$f":"IF(DataInput!B217=$B$8,IF($B$9=$B$10,TRUE,IF(DataInput!E217=$B$9,TRUE,FALSE)))","v":true},null,null,{"$f":"IF(B218=TRUE,DataInput!B217,NA())","v":"QLD"},{"$f":"IF($E218=DataInput!$B217,DataInput!C217,NA())","v":"QALG"},{"$f":"IF($E218=DataInput!$B217,DataInput!D217,NA())","v":"Algester"},{"$f":"IF($E218=DataInput!$B217,DataInput!E217,NA())","v":"Energex"},{"$f":"IF($E218=DataInput!$B217,DataInput!F217,NA())","v":"Summer"},{"$f":"IF($E218=DataInput!$B217,DataInput!G217,NA())","v":"Non-Coincident"},{"$f":"IF($E218=DataInput!$B217,DataInput!H217,NA())","v":2023},{"$f":"IF($E218=DataInput!$B217,DataInput!I217,NA())","v":"POE10"},{"$f":"IF($E218=DataInput!$B217,DataInput!J217,NA())","v":75.627108182180393},{"$f":"IF($E218=DataInput!$B217,DataInput!K217,NA())","v":1},null,null,"QLD Algester",null,null,null,null,false,null,null,{"$error":"#N/A"},{"$error":"#N/A"},{"$error":"#N/A"},{"$error":"#N/A"},{"$error":"#N/A"},{"$error":"#N/A"},{"$error":"#N/A"},{"$error":"#N/A"},{"$error":"#N/A"},{"$error":"#N/A"}]
[null,{"$f":"IF(DataInput!B218=$B$8,IF($B$9=$B$10,TRUE,IF(DataInput!E218=$B$9,TRUE,FALSE)))","v":true},null,null,{"$f":"IF(B219=TRUE,DataInput!B218,NA())","v":"QLD"},{"$f":"IF($E219=DataInput!$B218,DataInput!C218,NA())","v":"QALG"},{"$f":"IF($E219=DataInput!$B218,DataInput!D218,NA())","v":"Algester"},{"$f":"IF($E219=DataInput!$B218,DataInput!E218,NA())","v":"Energex"},{"$f":"IF($E219=DataInput!$B218,DataInput!F218,NA())","v":"Summer"},{"$f":"IF($E219=DataInput!$B218,DataInput!G218,NA())","v":"Non-Coincident"},{"$f":"IF($E219=DataInput!$B218,DataInput!H218,NA())","v":2024},{"$f":"IF($E219=DataInput!$B218,DataInput!I218,NA())","v":"POE10"},{"$f":"IF($E219=DataInput!$B218,DataInput!J218,NA())","v":76.794684672658903},{"$f":"IF($E219=DataInput!$B218,DataInput!K218,NA())","v":1},null,null,"QLD Algester",null,null,null,null,false,null,null,{"$error":"#N/A"},{"$error":"#N/A"},{"$error":"#N/A"},{"$error":"#N/A"},{"$error":"#N/A"},{"$error":"#N/A"},{"$error":"#N/A"},{"$error":"#N/A"},{"$error":"#N/A"},{"$error":"#N/A"}]
[null,{"$f":"IF(DataInput!B219=$B$8,IF($B$9=$B$10,TRUE,IF(DataInput!E219=$B$9,TRUE,FALSE)))","v":true},null,null,{"$f":"IF(B220=TRUE,DataInput!B219,NA())","v":"QLD"},{"$f":"IF($E220=DataInput!$B219,DataInput!C219,NA())","v":"QALG"},{"$f":"IF($E220=DataInput!$B219,DataInput!D219,NA())","v":"Algester"},{"$f":"IF($E220=DataInput!$B219,DataInput!E219,NA())","v":"Energex"},{"$f":"IF($E220=DataInput!$B219,DataInput!F219,NA())","v":"Summer"},{"$f":"IF($E220=DataInput!$B219,DataInput!G219,NA())","v":"Non-Coincident"},{"$f":"IF($E220=DataInput!$B219,DataInput!H219,NA())","v":2025},{"$f":"IF($E220=DataInput!$B219,DataInput!I219,NA())","v":"POE10"},{"$f":"IF($E220=DataInput!$B219,DataInput!J219,NA())","v":77.622616685036903},{"$f":"IF($E220=DataInput!$B219,DataInput!K219,NA())","v":1},null,null,"QLD Algester",null,null,null,null,false,null,null,{"$error":"#N/A"},{"$error":"#N/A"},{"$error":"#N/A"},{"$error":"#N/A"},{"$error":"#N/A"},{"$error":"#N/A"},{"$error":"#N/A"},{"$error":"#N/A"},{"$error":"#N/A"},{"$error":"#N/A"}]
[null,{"$f":"IF(DataInput!B220=$B$8,IF($B$9=$B$10,TRUE,IF(DataInput!E220=$B$9,TRUE,FALSE)))","v":true},null,null,{"$f":"IF(B221=TRUE,DataInput!B220,NA())","v":"QLD"},{"$f":"IF($E221=DataInput!$B220,DataInput!C220,NA())","v":"QALG"},{"$f":"IF($E221=DataInput!$B220,DataInput!D220,NA())","v":"Algester"},{"$f":"IF($E221=DataInput!$B220,DataInput!E220,NA())","v":"Energex"},{"$f":"IF($E221=DataInput!$B220,DataInput!F220,NA())","v":"Summer"},{"$f":"IF($E221=DataInput!$B220,DataInput!G220,NA())","v":"Non-Coincident"},{"$f":"IF($E221=DataInput!$B220,DataInput!H220,NA())","v":2026},{"$f":"IF($E221=DataInput!$B220,DataInput!I220,NA())","v":"POE10"},{"$f":"IF($E221=DataInput!$B220,DataInput!J220,NA())","v":77.455990663565501},{"$f":"IF($E221=DataInput!$B220,DataInput!K220,NA())","v":1},null,null,"QLD Algester",null,null,null,null,false,null,null,{"$error":"#N/A"},{"$error":"#N/A"},{"$error":"#N/A"},{"$error":"#N/A"},{"$error":"#N/A"},{"$error":"#N/A"},{"$error":"#N/A"},{"$error":"#N/A"},{"$error":"#N/A"},{"$error":"#N/A"}]
[null,{"$f":"IF(DataInput!B221=$B$8,IF($B$9=$B$10,TRUE,IF(DataInput!E221=$B$9,TRUE,FALSE)))","v":true},null,null,{"$f":"IF(B222=TRUE,DataInput!B221,NA())","v":"QLD"},{"$f":"IF($E222=DataInput!$B221,DataInput!C221,NA())","v":"QALG"},{"$f":"IF($E222=DataInput!$B221,DataInput!D221,NA())","v":"Algester"},{"$f":"IF($E222=DataInput!$B221,DataInput!E221,NA())","v":"Energex"},{"$f":"IF($E222=DataInput!$B221,DataInput!F221,NA())","v":"Summer"},{"$f":"IF($E222=DataInput!$B221,DataInput!G221,NA())","v":"Non-Coincident"},{"$f":"IF($E222=DataInput!$B221,DataInput!H221,NA())","v":2017},{"$f":"IF($E222=DataInput!$B221,DataInput!I221,NA())","v":"POE50"},{"$f":"IF($E222=DataInput!$B221,DataInput!J221,NA())","v":69.069229678049894},{"$f":"IF($E222=DataInput!$B221,DataInput!K221,NA())","v":1},null,null,"QLD Algester",null,null,null,null,false,null,null,{"$error":"#N/A"},{"$error":"#N/A"},{"$error":"#N/A"},{"$error":"#N/A"},{"$error":"#N/A"},{"$error":"#N/A"},{"$error":"#N/A"},{"$error":"#N/A"},{"$error":"#N/A"},{"$error":"#N/A"}]
[null,{"$f":"IF(DataInput!B222=$B$8,IF($B$9=$B$10,TRUE,IF(DataInput!E222=$B$9,TRUE,FALSE)))","v":true},null,null,{"$f":"IF(B223=TRUE,DataInput!B222,NA())","v":"QLD"},{"$f":"IF($E223=DataInput!$B222,DataInput!C222,NA())","v":"QALG"},{"$f":"IF($E223=DataInput!$B222,DataInput!D222,NA())","v":"Algester"},{"$f":"IF($E223=DataInput!$B222,DataInput!E222,NA())","v":"Energex"},{"$f":"IF($E223=DataInput!$B222,DataInput!F222,NA())","v":"Summer"},{"$f":"IF($E223=DataInput!$B222,DataInput!G222,NA())","v":"Non-Coincident"},{"$f":"IF($E223=DataInput!$B222,DataInput!H222,NA())","v":2018},{"$f":"IF($E223=DataInput!$B222,DataInput!I222,NA())","v":"POE50"},{"$f":"IF($E223=DataInput!$B222,DataInput!J222,NA())","v":69.246373498701104},{"$f":"IF($E223=DataInput!$B222,DataInput!K222,NA())","v":1},null,null,"QLD Algester",null,null,null,null,false,null,null,{"$error":"#N/A"},{"$error":"#N/A"},{"$error":"#N/A"},{"$error":"#N/A"},{"$error":"#N/A"},{"$error":"#N/A"},{"$error":"#N/A"},{"$error":"#N/A"},{"$error":"#N/A"},{"$error":"#N/A"}]
[null,{"$f":"IF(DataInput!B223=$B$8,IF($B$9=$B$10,TRUE,IF(DataInput!E223=$B$9,TRUE,FALSE)))","v":true},null,null,{"$f":"IF(B224=TRUE,DataInput!B223,NA())","v":"QLD"},{"$f":"IF($E224=DataInput!$B223,DataInput!C223,NA())","v":"QALG"},{"$f":"IF($E224=DataInput!$B223,DataInput!D223,NA())","v":"Algester"},{"$f":"IF($E224=DataInput!$B223,DataInput!E223,NA())","v":"Energex"},{"$f":"IF($E224=DataInput!$B223,DataInput!F223,NA())","v":"Summer"},{"$f":"IF($E224=DataInput!$B223,DataInput!G223,NA())","v":"Non-Coincident"},{"$f":"IF($E224=DataInput!$B223,DataInput!H223,NA())","v":2019},{"$f":"IF($E224=DataInput!$B223,DataInput!I223,NA())","v":"POE50"},{"$f":"IF($E224=DataInput!$B223,DataInput!J223,NA())","v":68.735854690083798},{"$f":"IF($E224=DataInput!$B223,DataInput!K223,NA())","v":1},null,null,"QLD Algester",null,null,null,null,false,null,null,{"$error":"#N/A"},{"$error":"#N/A"},{"$error":"#N/A"},{"$error":"#N/A"},{"$error":"#N/A"},{"$error":"#N/A"},{"$error":"#N/A"},{"$error":"#N/A"},{"$error":"#N/A"},{"$error":"#N/A"}]
[null,{"$f":"IF(DataInput!B224=$B$8,IF($B$9=$B$10,TRUE,IF(DataInput!E224=$B$9,TRUE,FALSE)))","v":true},null,null,{"$f":"IF(B225=TRUE,DataInput!B224,NA())","v":"QLD"},{"$f":"IF($E225=DataInput!$B224,DataInput!C224,NA())","v":"QALG"},{"$f":"IF($E225=DataInput!$B224,DataInput!D224,NA())","v":"Algester"},{"$f":"IF($E225=DataInput!$B224,DataInput!E224,NA())","v":"Energex"},{"$f":"IF($E225=DataInput!$B224,DataInput!F224,NA())","v":"Summer"},{"$f":"IF($E225=DataInput!$B224,DataInput!G224,NA())","v":"Non-Coincident"},{"$f":"IF($E225=DataInput!$B224,DataInput!H224,NA())","v":2020},{"$f":"IF($E225=DataInput!$B224,DataInput!I224,NA())","v":"POE50"},{"$f":"IF($E225=DataInput!$B224,DataInput!J224,NA())","v":70.111826698004705},{"$f":"IF($E225=DataInput!$B224,DataInput!K224,NA())","v":1},null,null,"QLD Algester",null,null,null,null,false,null,null,{"$error":"#N/A"},{"$error":"#N/A"},{"$error":"#N/A"},{"$error":"#N/A"},{"$error":"#N/A"},{"$error":"#N/A"},{"$error":"#N/A"},{"$error":"#N/A"},{"$error":"#N/A"},{"$error":"#N/A"}]
[null,{"$f":"IF(DataInput!B225=$B$8,IF($B$9=$B$10,TRUE,IF(DataInput!E225=$B$9,TRUE,FALSE)))","v":true},null,null,{"$f":"IF(B226=TRUE,DataInput!B225,NA())","v":"QLD"},{"$f":"IF($E226=DataInput!$B225,DataInput!C225,NA())","v":"QALG"},{"$f":"IF($E226=DataInput!$B225,DataInput!D225,NA())","v":"Algester"},{"$f":"IF($E226=DataInput!$B225,DataInput!E225,NA())","v":"Energex"},{"$f":"IF($E226=DataInput!$B225,DataInput!F225,NA())","v":"Summer"},{"$f":"IF($E226=DataInput!$B225,DataInput!G225,NA())","v":"Non-Coincident"},{"$f":"IF($E226=DataInput!$B225,DataInput!H225,NA())","v":2021},{"$f":"IF($E226=DataInput!$B225,DataInput!I225,NA())","v":"POE50"},{"$f":"IF($E226=DataInput!$B225,DataInput!J225,NA())","v":69.529644757997701},{"$f":"IF($E226=DataInput!$B225,DataInput!K225,NA())","v":1},null,null,"QLD Algester",null,null,null,null,false,null,null,{"$error":"#N/A"},{"$error":"#N/A"},{"$error":"#N/A"},{"$error":"#N/A"},{"$error":"#N/A"},{"$error":"#N/A"},{"$error":"#N/A"},{"$error":"#N/A"},{"$error":"#N/A"},{"$error":"#N/A"}]
[null,{"$f":"IF(DataInput!B226=$B$8,IF($B$9=$B$10,TRUE,IF(DataInput!E226=$B$9,TRUE,FALSE)))","v":true},null,null,{"$f":"IF(B227=TRUE,DataInput!B226,NA())","v":"QLD"},{"$f":"IF($E227=DataInput!$B226,DataInput!C226,NA())","v":"QALG"},{"$f":"IF($E227=DataInput!$B226,DataInput!D226,NA())","v":"Algester"},{"$f":"IF($E227=DataInput!$B226,DataInput!E226,NA())","v":"Energex"},{"$f":"IF($E227=DataInput!$B226,DataInput!F226,NA())","v":"Summer"},{"$f":"IF($E227=DataInput!$B226,DataInput!G226,NA())","v":"Non-Coincident"},{"$f":"IF($E227=DataInput!$B226,DataInput!H226,NA())","v":2022},{"$f":"IF($E227=DataInput!$B226,DataInput!I226,NA())","v":"POE50"},{"$f":"IF($E227=DataInput!$B226,DataInput!J226,NA())","v":69.987910838450901},{"$f":"IF($E227=DataInput!$B226,DataInput!K226,NA())","v":1},null,null,"QLD Algester",null,null,null,null,false,null,null,{"$error":"#N/A"},{"$error":"#N/A"},{"$error":"#N/A"},{"$error":"#N/A"},{"$error":"#N/A"},{"$error":"#N/A"},{"$error":"#N/A"},{"$error":"#N/A"},{"$error":"#N/A"},{"$error":"#N/A"}]
[null,{"$f":"IF(DataInput!B227=$B$8,IF($B$9=$B$10,TRUE,IF(DataInput!E227=$B$9,TRUE,FALSE)))","v":true},null,null,{"$f":"IF(B228=TRUE,DataInput!B227,NA())","v":"QLD"},{"$f":"IF($E228=DataInput!$B227,DataInput!C227,NA())","v":"QALG"},{"$f":"IF($E228=DataInput!$B227,DataInput!D227,NA())","v":"Algester"},{"$f":"IF($E228=DataInput!$B227,DataInput!E227,NA())","v":"Energex"},{"$f":"IF($E228=DataInput!$B227,DataInput!F227,NA())","v":"Summer"},{"$f":"IF($E228=DataInput!$B227,DataInput!G227,NA())","v":"Non-Coincident"},{"$f":"IF($E228=DataInput!$B227,DataInput!H227,NA())","v":2023},{"$f":"IF($E228=DataInput!$B227,DataInput!I227,NA())","v":"POE50"},{"$f":"IF($E228=DataInput!$B227,DataInput!J227,NA())","v":70.620335495889904},{"$f":"IF($E228=DataInput!$B227,DataInput!K227,NA())","v":1},null,null,"QLD Algester",null,null,null,null,false,null,null,{"$error":"#N/A"},{"$error":"#N/A"},{"$error":"#N/A"},{"$error":"#N/A"},{"$error":"#N/A"},{"$error":"#N/A"},{"$error":"#N/A"},{"$error":"#N/A"},{"$error":"#N/A"},{"$error":"#N/A"}]
[null,{"$f":"IF(DataInput!B228=$B$8,IF($B$9=$B$10,TRUE,IF(DataInput!E228=$B$9,TRUE,FALSE)))","v":true},null,null,{"$f":"IF(B229=TRUE,DataInput!B228,NA())","v":"QLD"},{"$f":"IF($E229=DataInput!$B228,DataInput!C228,NA())","v":"QALG"},{"$f":"IF($E229=DataInput!$B228,DataInput!D228,NA())","v":"Algester"},{"$f":"IF($E229=DataInput!$B228,DataInput!E228,NA())","v":"Energex"},{"$f":"IF($E229=DataInput!$B228,DataInput!F228,NA())","v":"Summer"},{"$f":"IF($E229=DataInput!$B228,DataInput!G228,NA())","v":"Non-Coincident"},{"$f":"IF($E229=DataInput!$B228,DataInput!H228,NA())","v":2024},{"$f":"IF($E229=DataInput!$B228,DataInput!I228,NA())","v":"POE50"},{"$f":"IF($E229=DataInput!$B228,DataInput!J228,NA())","v":71.266330534974301},{"$f":"IF($E229=DataInput!$B228,DataInput!K228,NA())","v":1},null,null,"QLD Algester",null,null,null,null,false,null,null,{"$error":"#N/A"},{"$error":"#N/A"},{"$error":"#N/A"},{"$error":"#N/A"},{"$error":"#N/A"},{"$error":"#N/A"},{"$error":"#N/A"},{"$error":"#N/A"},{"$error":"#N/A"},{"$error":"#N/A"}]
[null,{"$f":"IF(DataInput!B229=$B$8,IF($B$9=$B$10,TRUE,IF(DataInput!E229=$B$9,TRUE,FALSE)))","v":true},null,null,{"$f":"IF(B230=TRUE,DataInput!B229,NA())","v":"QLD"},{"$f":"IF($E230=DataInput!$B229,DataInput!C229,NA())","v":"QALG"},{"$f":"IF($E230=DataInput!$B229,DataInput!D229,NA())","v":"Algester"},{"$f":"IF($E230=DataInput!$B229,DataInput!E229,NA())","v":"Energex"},{"$f":"IF($E230=DataInput!$B229,DataInput!F229,NA())","v":"Summer"},{"$f":"IF($E230=DataInput!$B229,DataInput!G229,NA())","v":"Non-Coincident"},{"$f":"IF($E230=DataInput!$B229,DataInput!H229,NA())","v":2025},{"$f":"IF($E230=DataInput!$B229,DataInput!I229,NA())","v":"POE50"},{"$f":"IF($E230=DataInput!$B229,DataInput!J229,NA())","v":71.428826536684994},{"$f":"IF($E230=DataInput!$B229,DataInput!K229,NA())","v":1},null,null,"QLD Algester",null,null,null,null,false,null,null,{"$error":"#N/A"},{"$error":"#N/A"},{"$error":"#N/A"},{"$error":"#N/A"},{"$error":"#N/A"},{"$error":"#N/A"},{"$error":"#N/A"},{"$error":"#N/A"},{"$error":"#N/A"},{"$error":"#N/A"}]
[null,{"$f":"IF(DataInput!B230=$B$8,IF($B$9=$B$10,TRUE,IF(DataInput!E230=$B$9,TRUE,FALSE)))","v":true},null,null,{"$f":"IF(B231=TRUE,DataInput!B230,NA())","v":"QLD"},{"$f":"IF($E231=DataInput!$B230,DataInput!C230,NA())","v":"QALG"},{"$f":"IF($E231=DataInput!$B230,DataInput!D230,NA())","v":"Algester"},{"$f":"IF($E231=DataInput!$B230,DataInput!E230,NA())","v":"Energex"},{"$f":"IF($E231=DataInput!$B230,DataInput!F230,NA())","v":"Summer"},{"$f":"IF($E231=DataInput!$B230,DataInput!G230,NA())","v":"Non-Coincident"},{"$f":"IF($E231=DataInput!$B230,DataInput!H230,NA())","v":2026},{"$f":"IF($E231=DataInput!$B230,DataInput!I230,NA())","v":"POE50"},{"$f":"IF($E231=DataInput!$B230,DataInput!J230,NA())","v":71.2603128115082},{"$f":"IF($E231=DataInput!$B230,DataInput!K230,NA())","v":1},null,null,"QLD Algester",null,null,null,null,false,null,null,{"$error":"#N/A"},{"$error":"#N/A"},{"$error":"#N/A"},{"$error":"#N/A"},{"$error":"#N/A"},{"$error":"#N/A"},{"$error":"#N/A"},{"$error":"#N/A"},{"$error":"#N/A"},{"$error":"#N/A"}]
[null,{"$f":"IF(DataInput!B231=$B$8,IF($B$9=$B$10,TRUE,IF(DataInput!E231=$B$9,TRUE,FALSE)))","v":true},null,null,{"$f":"IF(B232=TRUE,DataInput!B231,NA())","v":"QLD"},{"$f":"IF($E232=DataInput!$B231,DataInput!C231,NA())","v":"QALG"},{"$f":"IF($E232=DataInput!$B231,DataInput!D231,NA())","v":"Algester"},{"$f":"IF($E232=DataInput!$B231,DataInput!E231,NA())","v":"Energex"},{"$f":"IF($E232=DataInput!$B231,DataInput!F231,NA())","v":"Winter"},{"$f":"IF($E232=DataInput!$B231,DataInput!G231,NA())","v":"Non-Coincident"},{"$f":"IF($E232=DataInput!$B231,DataInput!H231,NA())","v":2016},{"$f":"IF($E232=DataInput!$B231,DataInput!I231,NA())","v":"POE10"},{"$f":"IF($E232=DataInput!$B231,DataInput!J231,NA())","v":59.197256234737303},{"$f":"IF($E232=DataInput!$B231,DataInput!K231,NA())","v":1},null,null,"QLD Algester",null,null,null,null,false,null,null,{"$error":"#N/A"},{"$error":"#N/A"},{"$error":"#N/A"},{"$error":"#N/A"},{"$error":"#N/A"},{"$error":"#N/A"},{"$error":"#N/A"},{"$error":"#N/A"},{"$error":"#N/A"},{"$error":"#N/A"}]
[null,{"$f":"IF(DataInput!B232=$B$8,IF($B$9=$B$10,TRUE,IF(DataInput!E232=$B$9,TRUE,FALSE)))","v":true},null,null,{"$f":"IF(B233=TRUE,DataInput!B232,NA())","v":"QLD"},{"$f":"IF($E233=DataInput!$B232,DataInput!C232,NA())","v":"QALG"},{"$f":"IF($E233=DataInput!$B232,DataInput!D232,NA())","v":"Algester"},{"$f":"IF($E233=DataInput!$B232,DataInput!E232,NA())","v":"Energex"},{"$f":"IF($E233=DataInput!$B232,DataInput!F232,NA())","v":"Winter"},{"$f":"IF($E233=DataInput!$B232,DataInput!G232,NA())","v":"Non-Coincident"},{"$f":"IF($E233=DataInput!$B232,DataInput!H232,NA())","v":2017},{"$f":"IF($E233=DataInput!$B232,DataInput!I232,NA())","v":"POE10"},{"$f":"IF($E233=DataInput!$B232,DataInput!J232,NA())","v":60.744310157986099},{"$f":"IF($E233=DataInput!$B232,DataInput!K232,NA())","v":1},null,null,"QLD Algester",null,null,null,null,false,null,null,{"$error":"#N/A"},{"$error":"#N/A"},{"$error":"#N/A"},{"$error":"#N/A"},{"$error":"#N/A"},{"$error":"#N/A"},{"$error":"#N/A"},{"$error":"#N/A"},{"$error":"#N/A"},{"$error":"#N/A"}]
[null,{"$f":"IF(DataInput!B233=$B$8,IF($B$9=$B$10,TRUE,IF(DataInput!E233=$B$9,TRUE,FALSE)))","v":true},null,null,{"$f":"IF(B234=TRUE,DataInput!B233,NA())","v":"QLD"},{"$f":"IF($E234=DataInput!$B233,DataInput!C233,NA())","v":"QALG"},{"$f":"IF($E234=DataInput!$B233,DataInput!D233,NA())","v":"Algester"},{"$f":"IF($E234=DataInput!$B233,DataInput!E233,NA())","v":"Energex"},{"$f":"IF($E234=DataInput!$B233,DataInput!F233,NA())","v":"Winter"},{"$f":"IF($E234=DataInput!$B233,DataInput!G233,NA())","v":"Non-Coincident"},{"$f":"IF($E234=DataInput!$B233,DataInput!H233,NA())","v":2018},{"$f":"IF($E234=DataInput!$B233,DataInput!I233,NA())","v":"POE10"},{"$f":"IF($E234=DataInput!$B233,DataInput!J233,NA())","v":63.026935953663298},{"$f":"IF($E234=DataInput!$B233,DataInput!K233,NA())","v":1},null,null,"QLD Algester",null,null,null,null,false,null,null,{"$error":"#N/A"},{"$error":"#N/A"},{"$error":"#N/A"},{"$error":"#N/A"},{"$error":"#N/A"},{"$error":"#N/A"},{"$error":"#N/A"},{"$error":"#N/A"},{"$error":"#N/A"},{"$error":"#N/A"}]
[null,{"$f":"IF(DataInput!B234=$B$8,IF($B$9=$B$10,TRUE,IF(DataInput!E234=$B$9,TRUE,FALSE)))","v":true},null,null,{"$f":"IF(B235=TRUE,DataInput!B234,NA())","v":"QLD"},{"$f":"IF($E235=DataInput!$B234,DataInput!C234,NA())","v":"QALG"},{"$f":"IF($E235=DataInput!$B234,DataInput!D234,NA())","v":"Algester"},{"$f":"IF($E235=DataInput!$B234,DataInput!E234,NA())","v":"Energex"},{"$f":"IF($E235=DataInput!$B234,DataInput!F234,NA())","v":"Winter"},{"$f":"IF($E235=DataInput!$B234,DataInput!G234,NA())","v":"Non-Coincident"},{"$f":"IF($E235=DataInput!$B234,DataInput!H234,NA())","v":2019},{"$f":"IF($E235=DataInput!$B234,DataInput!I234,NA())","v":"POE10"},{"$f":"IF($E235=DataInput!$B234,DataInput!J234,NA())","v":64.286127040053799},{"$f":"IF($E235=DataInput!$B234,DataInput!K234,NA())","v":1},null,null,"QLD Algester",null,null,null,null,false,null,null,{"$error":"#N/A"},{"$error":"#N/A"},{"$error":"#N/A"},{"$error":"#N/A"},{"$error":"#N/A"},{"$error":"#N/A"},{"$error":"#N/A"},{"$error":"#N/A"},{"$error":"#N/A"},{"$error":"#N/A"}]
[null,{"$f":"IF(DataInput!B235=$B$8,IF($B$9=$B$10,TRUE,IF(DataInput!E235=$B$9,TRUE,FALSE)))","v":true},null,null,{"$f":"IF(B236=TRUE,DataInput!B235,NA())","v":"QLD"},{"$f":"IF($E236=DataInput!$B235,DataInput!C235,NA())","v":"QALG"},{"$f":"IF($E236=DataInput!$B235,DataInput!D235,NA())","v":"Algester"},{"$f":"IF($E236=DataInput!$B235,DataInput!E235,NA())","v":"Energex"},{"$f":"IF($E236=DataInput!$B235,DataInput!F235,NA())","v":"Winter"},{"$f":"IF($E236=DataInput!$B235,DataInput!G235,NA())","v":"Non-Coincident"},{"$f":"IF($E236=DataInput!$B235,DataInput!H235,NA())","v":2020},{"$f":"IF($E236=DataInput!$B235,DataInput!I235,NA())","v":"POE10"},{"$f":"IF($E236=DataInput!$B235,DataInput!J235,NA())","v":64.424662064805602},{"$f":"IF($E236=DataInput!$B235,DataInput!K235,NA())","v":1},null,null,"QLD Algester",null,null,null,null,false,null,null,{"$error":"#N/A"},{"$error":"#N/A"},{"$error":"#N/A"},{"$error":"#N/A"},{"$error":"#N/A"},{"$error":"#N/A"},{"$error":"#N/A"},{"$error":"#N/A"},{"$error":"#N/A"},{"$error":"#N/A"}]
[null,{"$f":"IF(DataInput!B236=$B$8,IF($B$9=$B$10,TRUE,IF(DataInput!E236=$B$9,TRUE,FALSE)))","v":true},null,null,{"$f":"IF(B237=TRUE,DataInput!B236,NA())","v":"QLD"},{"$f":"IF($E237=DataInput!$B236,DataInput!C236,NA())","v":"QALG"},{"$f":"IF($E237=DataInput!$B236,DataInput!D236,NA())","v":"Algester"},{"$f":"IF($E237=DataInput!$B236,DataInput!E236,NA())","v":"Energex"},{"$f":"IF($E237=DataInput!$B236,DataInput!F236,NA())","v":"Winter"},{"$f":"IF($E237=DataInput!$B236,DataInput!G236,NA())","v":"Non-Coincident"},{"$f":"IF($E237=DataInput!$B236,DataInput!H236,NA())","v":2021},{"$f":"IF($E237=DataInput!$B236,DataInput!I236,NA())","v":"POE10"},{"$f":"IF($E237=DataInput!$B236,DataInput!J236,NA())","v":63.769770884161296},{"$f":"IF($E237=DataInput!$B236,DataInput!K236,NA())","v":1},null,null,"QLD Algester",null,null,null,null,false,null,null,{"$error":"#N/A"},{"$error":"#N/A"},{"$error":"#N/A"},{"$error":"#N/A"},{"$error":"#N/A"},{"$error":"#N/A"},{"$error":"#N/A"},{"$error":"#N/A"},{"$error":"#N/A"},{"$error":"#N/A"}]
[null,{"$f":"IF(DataInput!B237=$B$8,IF($B$9=$B$10,TRUE,IF(DataInput!E237=$B$9,TRUE,FALSE)))","v":true},null,null,{"$f":"IF(B238=TRUE,DataInput!B237,NA())","v":"QLD"},{"$f":"IF($E238=DataInput!$B237,DataInput!C237,NA())","v":"QALG"},{"$f":"IF($E238=DataInput!$B237,DataInput!D237,NA())","v":"Algester"},{"$f":"IF($E238=DataInput!$B237,DataInput!E237,NA())","v":"Energex"},{"$f":"IF($E238=DataInput!$B237,DataInput!F237,NA())","v":"Winter"},{"$f":"IF($E238=DataInput!$B237,DataInput!G237,NA())","v":"Non-Coincident"},{"$f":"IF($E238=DataInput!$B237,DataInput!H237,NA())","v":2022},{"$f":"IF($E238=DataInput!$B237,DataInput!I237,NA())","v":"POE10"},{"$f":"IF($E238=DataInput!$B237,DataInput!J237,NA())","v":64.661011778543397},{"$f":"IF($E238=DataInput!$B237,DataInput!K237,NA())","v":1},null,null,"QLD Algester",null,null,null,null,false,null,null,{"$error":"#N/A"},{"$error":"#N/A"},{"$error":"#N/A"},{"$error":"#N/A"},{"$error":"#N/A"},{"$error":"#N/A"},{"$error":"#N/A"},{"$error":"#N/A"},{"$error":"#N/A"},{"$error":"#N/A"}]
[null,{"$f":"IF(DataInput!B238=$B$8,IF($B$9=$B$10,TRUE,IF(DataInput!E238=$B$9,TRUE,FALSE)))","v":true},null,null,{"$f":"IF(B239=TRUE,DataInput!B238,NA())","v":"QLD"},{"$f":"IF($E239=DataInput!$B238,DataInput!C238,NA())","v":"QALG"},{"$f":"IF($E239=DataInput!$B238,DataInput!D238,NA())","v":"Algester"},{"$f":"IF($E239=DataInput!$B238,DataInput!E238,NA())","v":"Energex"},{"$f":"IF($E239=DataInput!$B238,DataInput!F238,NA())","v":"Winter"},{"$f":"IF($E239=DataInput!$B238,DataInput!G238,NA())","v":"Non-Coincident"},{"$f":"IF($E239=DataInput!$B238,DataInput!H238,NA())","v":2023},{"$f":"IF($E239=DataInput!$B238,DataInput!I238,NA())","v":"POE10"},{"$f":"IF($E239=DataInput!$B238,DataInput!J238,NA())","v":65.278179918170196},{"$f":"IF($E239=DataInput!$B238,DataInput!K238,NA())","v":1},null,null,"QLD Algester",null,null,null,null,false,null,null,{"$error":"#N/A"},{"$error":"#N/A"},{"$error":"#N/A"},{"$error":"#N/A"},{"$error":"#N/A"},{"$error":"#N/A"},{"$error":"#N/A"},{"$error":"#N/A"},{"$error":"#N/A"},{"$error":"#N/A"}]
[null,{"$f":"IF(DataInput!B239=$B$8,IF($B$9=$B$10,TRUE,IF(DataInput!E239=$B$9,TRUE,FALSE)))","v":true},null,null,{"$f":"IF(B240=TRUE,DataInput!B239,NA())","v":"QLD"},{"$f":"IF($E240=DataInput!$B239,DataInput!C239,NA())","v":"QALG"},{"$f":"IF($E240=DataInput!$B239,DataInput!D239,NA())","v":"Algester"},{"$f":"IF($E240=DataInput!$B239,DataInput!E239,NA())","v":"Energex"},{"$f":"IF($E240=DataInput!$B239,DataInput!F239,NA())","v":"Winter"},{"$f":"IF($E240=DataInput!$B239,DataInput!G239,NA())","v":"Non-Coincident"},{"$f":"IF($E240=DataInput!$B239,DataInput!H239,NA())","v":2024},{"$f":"IF($E240=DataInput!$B239,DataInput!I239,NA())","v":"POE10"},{"$f":"IF($E240=DataInput!$B239,DataInput!J239,NA())","v":67.740714151343099},{"$f":"IF($E240=DataInput!$B239,DataInput!K239,NA())","v":1},null,null,"QLD Algester",null,null,null,null,false,null,null,{"$error":"#N/A"},{"$error":"#N/A"},{"$error":"#N/A"},{"$error":"#N/A"},{"$error":"#N/A"},{"$error":"#N/A"},{"$error":"#N/A"},{"$error":"#N/A"},{"$error":"#N/A"},{"$error":"#N/A"}]
[null,{"$f":"IF(DataInput!B240=$B$8,IF($B$9=$B$10,TRUE,IF(DataInput!E240=$B$9,TRUE,FALSE)))","v":true},null,null,{"$f":"IF(B241=TRUE,DataInput!B240,NA())","v":"QLD"},{"$f":"IF($E241=DataInput!$B240,DataInput!C240,NA())","v":"QALG"},{"$f":"IF($E241=DataInput!$B240,DataInput!D240,NA())","v":"Algester"},{"$f":"IF($E241=DataInput!$B240,DataInput!E240,NA())","v":"Energex"},{"$f":"IF($E241=DataInput!$B240,DataInput!F240,NA())","v":"Winter"},{"$f":"IF($E241=DataInput!$B240,DataInput!G240,NA())","v":"Non-Coincident"},{"$f":"IF($E241=DataInput!$B240,DataInput!H240,NA())","v":2025},{"$f":"IF($E241=DataInput!$B240,DataInput!I240,NA())","v":"POE10"},{"$f":"IF($E241=DataInput!$B240,DataInput!J240,NA())","v":68.459322239857897},{"$f":"IF($E241=DataInput!$B240,DataInput!K240,NA())","v":1},null,null,"QLD Algester",null,null,null,null,false,null,null,{"$error":"#N/A"},{"$error":"#N/A"},{"$error":"#N/A"},{"$error":"#N/A"},{"$error":"#N/A"},{"$error":"#N/A"},{"$error":"#N/A"},{"$error":"#N/A"},{"$error":"#N/A"},{"$error":"#N/A"}]
[null,{"$f":"IF(DataInput!B241=$B$8,IF($B$9=$B$10,TRUE,IF(DataInput!E241=$B$9,TRUE,FALSE)))","v":true},null,null,{"$f":"IF(B242=TRUE,DataInput!B241,NA())","v":"QLD"},{"$f":"IF($E242=DataInput!$B241,DataInput!C241,NA())","v":"QALG"},{"$f":"IF($E242=DataInput!$B241,DataInput!D241,NA())","v":"Algester"},{"$f":"IF($E242=DataInput!$B241,DataInput!E241,NA())","v":"Energex"},{"$f":"IF($E242=DataInput!$B241,DataInput!F241,NA())","v":"Winter"},{"$f":"IF($E242=DataInput!$B241,DataInput!G241,NA())","v":"Non-Coincident"},{"$f":"IF($E242=DataInput!$B241,DataInput!H241,NA())","v":2016},{"$f":"IF($E242=DataInput!$B241,DataInput!I241,NA())","v":"POE50"},{"$f":"IF($E242=DataInput!$B241,DataInput!J241,NA())","v":58.154498964451598},{"$f":"IF($E242=DataInput!$B241,DataInput!K241,NA())","v":1},null,null,"QLD Algester",null,null,null,null,false,null,null,{"$error":"#N/A"},{"$error":"#N/A"},{"$error":"#N/A"},{"$error":"#N/A"},{"$error":"#N/A"},{"$error":"#N/A"},{"$error":"#N/A"},{"$error":"#N/A"},{"$error":"#N/A"},{"$error":"#N/A"}]
[null,{"$f":"IF(DataInput!B242=$B$8,IF($B$9=$B$10,TRUE,IF(DataInput!E242=$B$9,TRUE,FALSE)))","v":true},null,null,{"$f":"IF(B243=TRUE,DataInput!B242,NA())","v":"QLD"},{"$f":"IF($E243=DataInput!$B242,DataInput!C242,NA())","v":"QALG"},{"$f":"IF($E243=DataInput!$B242,DataInput!D242,NA())","v":"Algester"},{"$f":"IF($E243=DataInput!$B242,DataInput!E242,NA())","v":"Energex"},{"$f":"IF($E243=DataInput!$B242,DataInput!F242,NA())","v":"Winter"},{"$f":"IF($E243=DataInput!$B242,DataInput!G242,NA())","v":"Non-Coincident"},{"$f":"IF($E243=DataInput!$B242,DataInput!H242,NA())","v":2017},{"$f":"IF($E243=DataInput!$B242,DataInput!I242,NA())","v":"POE50"},{"$f":"IF($E243=DataInput!$B242,DataInput!J242,NA())","v":59.560187491328499},{"$f":"IF($E243=DataInput!$B242,DataInput!K242,NA())","v":1},null,null,"QLD Algester",null,null,null,null,false,null,null,{"$error":"#N/A"},{"$f":"IF($V243=TRUE,F243,NA())","v":{"$error":"#N/A"}},{"$f":"IF($V243=TRUE,G243,NA())","v":{"$error":"#N/A"}},{"$f":"IF($V243=TRUE,H243,NA())","v":{"$error":"#N/A"}},{"$f":"IF($V243=TRUE,I243,NA())","v":{"$error":"#N/A"}},{"$f":"IF($V243=TRUE,J243,NA())","v":{"$error":"#N/A"}},{"$f":"IF($V243=TRUE,K243,NA())","v":{"$error":"#N/A"}},{"$f":"IF($V243=TRUE,L243,NA())","v":{"$error":"#N/A"}},{"$f":"IF($V243=TRUE,M243,NA())","v":{"$error":"#N/A"}},{"$f":"IF($V243=TRUE,N243,NA())","v":{"$error":"#N/A"}}]
[null,{"$f":"IF(DataInput!B243=$B$8,IF($B$9=$B$10,TRUE,IF(DataInput!E243=$B$9,TRUE,FALSE)))","v":true},null,null,{"$f":"IF(B244=TRUE,DataInput!B243,NA())","v":"QLD"},{"$f":"IF($E244=DataInput!$B243,DataInput!C243,NA())","v":"QALG"},{"$f":"IF($E244=DataInput!$B243,DataInput!D243,NA())","v":"Algester"},{"$f":"IF($E244=DataInput!$B243,DataInput!E243,NA())","v":"Energex"},{"$f":"IF($E244=DataInput!$B243,DataInput!F243,NA())","v":"Winter"},{"$f":"IF($E244=DataInput!$B243,DataInput!G243,NA())","v":"Non-Coincident"},{"$f":"IF($E244=DataInput!$B243,DataInput!H243,NA())","v":2018},{"$f":"IF($E244=DataInput!$B243,DataInput!I243,NA())","v":"POE50"},{"$f":"IF($E244=DataInput!$B243,DataInput!J243,NA())","v":60.8996171330283},{"$f":"IF($E244=DataInput!$B243,DataInput!K243,NA())","v":1},null,null,"QLD Algester",null,null,null,null,false,null,null,{"$error":"#N/A"},{"$error":"#N/A"},{"$error":"#N/A"},{"$error":"#N/A"},{"$error":"#N/A"},{"$error":"#N/A"},{"$error":"#N/A"},{"$error":"#N/A"},{"$error":"#N/A"},{"$error":"#N/A"}]
[null,{"$f":"IF(DataInput!B244=$B$8,IF($B$9=$B$10,TRUE,IF(DataInput!E244=$B$9,TRUE,FALSE)))","v":true},null,null,{"$f":"IF(B245=TRUE,DataInput!B244,NA())","v":"QLD"},{"$f":"IF($E245=DataInput!$B244,DataInput!C244,NA())","v":"QALG"},{"$f":"IF($E245=DataInput!$B244,DataInput!D244,NA())","v":"Algester"},{"$f":"IF($E245=DataInput!$B244,DataInput!E244,NA())","v":"Energex"},{"$f":"IF($E245=DataInput!$B244,DataInput!F244,NA())","v":"Winter"},{"$f":"IF($E245=DataInput!$B244,DataInput!G244,NA())","v":"Non-Coincident"},{"$f":"IF($E245=DataInput!$B244,DataInput!H244,NA())","v":2019},{"$f":"IF($E245=DataInput!$B244,DataInput!I244,NA())","v":"POE50"},{"$f":"IF($E245=DataInput!$B244,DataInput!J244,NA())","v":61.598392813054502},{"$f":"IF($E245=DataInput!$B244,DataInput!K244,NA())","v":1},null,null,"QLD Algester",null,null,null,null,false,null,null,{"$error":"#N/A"},{"$error":"#N/A"},{"$error":"#N/A"},{"$error":"#N/A"},{"$error":"#N/A"},{"$error":"#N/A"},{"$error":"#N/A"},{"$error":"#N/A"},{"$error":"#N/A"},{"$error":"#N/A"}]
[null,{"$f":"IF(DataInput!B245=$B$8,IF($B$9=$B$10,TRUE,IF(DataInput!E245=$B$9,TRUE,FALSE)))","v":true},null,null,{"$f":"IF(B246=TRUE,DataInput!B245,NA())","v":"QLD"},{"$f":"IF($E246=DataInput!$B245,DataInput!C245,NA())","v":"QALG"},{"$f":"IF($E246=DataInput!$B245,DataInput!D245,NA())","v":"Algester"},{"$f":"IF($E246=DataInput!$B245,DataInput!E245,NA())","v":"Energex"},{"$f":"IF($E246=DataInput!$B245,DataInput!F245,NA())","v":"Winter"},{"$f":"IF($E246=DataInput!$B245,DataInput!G245,NA())","v":"Non-Coincident"},{"$f":"IF($E246=DataInput!$B245,DataInput!H245,NA())","v":2020},{"$f":"IF($E246=DataInput!$B245,DataInput!I245,NA())","v":"POE50"},{"$f":"IF($E246=DataInput!$B245,DataInput!J245,NA())","v":61.627684860872499},{"$f":"IF($E246=DataInput!$B245,DataInput!K245,NA())","v":1},null,null,"QLD Algester",null,null,null,null,false,null,null,{"$error":"#N/A"},{"$error":"#N/A"},{"$error":"#N/A"},{"$error":"#N/A"},{"$error":"#N/A"},{"$error":"#N/A"},{"$error":"#N/A"},{"$error":"#N/A"},{"$error":"#N/A"},{"$error":"#N/A"}]
[null,{"$f":"IF(DataInput!B246=$B$8,IF($B$9=$B$10,TRUE,IF(DataInput!E246=$B$9,TRUE,FALSE)))","v":true},null,null,{"$f":"IF(B247=TRUE,DataInput!B246,NA())","v":"QLD"},{"$f":"IF($E247=DataInput!$B246,DataInput!C246,NA())","v":"QALG"},{"$f":"IF($E247=DataInput!$B246,DataInput!D246,NA())","v":"Algester"},{"$f":"IF($E247=DataInput!$B246,DataInput!E246,NA())","v":"Energex"},{"$f":"IF($E247=DataInput!$B246,DataInput!F246,NA())","v":"Winter"},{"$f":"IF($E247=DataInput!$B246,DataInput!G246,NA())","v":"Non-Coincident"},{"$f":"IF($E247=DataInput!$B246,DataInput!H246,NA())","v":2021},{"$f":"IF($E247=DataInput!$B246,DataInput!I246,NA())","v":"POE50"},{"$f":"IF($E247=DataInput!$B246,DataInput!J246,NA())","v":61.524589575320299},{"$f":"IF($E247=DataInput!$B246,DataInput!K246,NA())","v":1},null,null,"QLD Algester",null,null,null,null,false,null,null,{"$error":"#N/A"},{"$error":"#N/A"},{"$error":"#N/A"},{"$error":"#N/A"},{"$error":"#N/A"},{"$error":"#N/A"},{"$error":"#N/A"},{"$error":"#N/A"},{"$error":"#N/A"},{"$error":"#N/A"}]
[null,{"$f":"IF(DataInput!B247=$B$8,IF($B$9=$B$10,TRUE,IF(DataInput!E247=$B$9,TRUE,FALSE)))","v":true},null,null,{"$f":"IF(B248=TRUE,DataInput!B247,NA())","v":"QLD"},{"$f":"IF($E248=DataInput!$B247,DataInput!C247,NA())","v":"QALG"},{"$f":"IF($E248=DataInput!$B247,DataInput!D247,NA())","v":"Algester"},{"$f":"IF($E248=DataInput!$B247,DataInput!E247,NA())","v":"Energex"},{"$f":"IF($E248=DataInput!$B247,DataInput!F247,NA())","v":"Winter"},{"$f":"IF($E248=DataInput!$B247,DataInput!G247,NA())","v":"Non-Coincident"},{"$f":"IF($E248=DataInput!$B247,DataInput!H247,NA())","v":2022},{"$f":"IF($E248=DataInput!$B247,DataInput!I247,NA())","v":"POE50"},{"$f":"IF($E248=DataInput!$B247,DataInput!J247,NA())","v":62.316733189841102},{"$f":"IF($E248=DataInput!$B247,DataInput!K247,NA())","v":1},null,null,"QLD Algester",null,null,null,null,false,null,null,{"$error":"#N/A"},{"$error":"#N/A"},{"$error":"#N/A"},{"$error":"#N/A"},{"$error":"#N/A"},{"$error":"#N/A"},{"$error":"#N/A"},{"$error":"#N/A"},{"$error":"#N/A"},{"$error":"#N/A"}]
[null,{"$f":"IF(DataInput!B248=$B$8,IF($B$9=$B$10,TRUE,IF(DataInput!E248=$B$9,TRUE,FALSE)))","v":true},null,null,{"$f":"IF(B249=TRUE,DataInput!B248,NA())","v":"QLD"},{"$f":"IF($E249=DataInput!$B248,DataInput!C248,NA())","v":"QALG"},{"$f":"IF($E249=DataInput!$B248,DataInput!D248,NA())","v":"Algester"},{"$f":"IF($E249=DataInput!$B248,DataInput!E248,NA())","v":"Energex"},{"$f":"IF($E249=DataInput!$B248,DataInput!F248,NA())","v":"Winter"},{"$f":"IF($E249=DataInput!$B248,DataInput!G248,NA())","v":"Non-Coincident"},{"$f":"IF($E249=DataInput!$B248,DataInput!H248,NA())","v":2023},{"$f":"IF($E249=DataInput!$B248,DataInput!I248,NA())","v":"POE50"},{"$f":"IF($E249=DataInput!$B248,DataInput!J248,NA())","v":62.831739555157398},{"$f":"IF($E249=DataInput!$B248,DataInput!K248,NA())","v":1},null,null,"QLD Algester",null,null,null,null,false,null,null,{"$error":"#N/A"},{"$error":"#N/A"},{"$error":"#N/A"},{"$error":"#N/A"},{"$error":"#N/A"},{"$error":"#N/A"},{"$error":"#N/A"},{"$error":"#N/A"},{"$error":"#N/A"},{"$error":"#N/A"}]
[null,{"$f":"IF(DataInput!B249=$B$8,IF($B$9=$B$10,TRUE,IF(DataInput!E249=$B$9,TRUE,FALSE)))","v":true},null,null,{"$f":"IF(B250=TRUE,DataInput!B249,NA())","v":"QLD"},{"$f":"IF($E250=DataInput!$B249,DataInput!C249,NA())","v":"QALG"},{"$f":"IF($E250=DataInput!$B249,DataInput!D249,NA())","v":"Algester"},{"$f":"IF($E250=DataInput!$B249,DataInput!E249,NA())","v":"Energex"},{"$f":"IF($E250=DataInput!$B249,DataInput!F249,NA())","v":"Winter"},{"$f":"IF($E250=DataInput!$B249,DataInput!G249,NA())","v":"Non-Coincident"},{"$f":"IF($E250=DataInput!$B249,DataInput!H249,NA())","v":2024},{"$f":"IF($E250=DataInput!$B249,DataInput!I249,NA())","v":"POE50"},{"$f":"IF($E250=DataInput!$B249,DataInput!J249,NA())","v":64.3217483652179},{"$f":"IF($E250=DataInput!$B249,DataInput!K249,NA())","v":1},null,null,"QLD Algester",null,null,null,null,false,null,null,{"$error":"#N/A"},{"$error":"#N/A"},{"$error":"#N/A"},{"$error":"#N/A"},{"$error":"#N/A"},{"$error":"#N/A"},{"$error":"#N/A"},{"$error":"#N/A"},{"$error":"#N/A"},{"$error":"#N/A"}]
[null,{"$f":"IF(DataInput!B250=$B$8,IF($B$9=$B$10,TRUE,IF(DataInput!E250=$B$9,TRUE,FALSE)))","v":true},null,null,{"$f":"IF(B251=TRUE,DataInput!B250,NA())","v":"QLD"},{"$f":"IF($E251=DataInput!$B250,DataInput!C250,NA())","v":"QALG"},{"$f":"IF($E251=DataInput!$B250,DataInput!D250,NA())","v":"Algester"},{"$f":"IF($E251=DataInput!$B250,DataInput!E250,NA())","v":"Energex"},{"$f":"IF($E251=DataInput!$B250,DataInput!F250,NA())","v":"Winter"},{"$f":"IF($E251=DataInput!$B250,DataInput!G250,NA())","v":"Non-Coincident"},{"$f":"IF($E251=DataInput!$B250,DataInput!H250,NA())","v":2025},{"$f":"IF($E251=DataInput!$B250,DataInput!I250,NA())","v":"POE50"},{"$f":"IF($E251=DataInput!$B250,DataInput!J250,NA())","v":64.708167461280695},{"$f":"IF($E251=DataInput!$B250,DataInput!K250,NA())","v":1},null,null,"QLD Algester",null,null,null,null,false,null,null,{"$error":"#N/A"},{"$error":"#N/A"},{"$error":"#N/A"},{"$error":"#N/A"},{"$error":"#N/A"},{"$error":"#N/A"},{"$error":"#N/A"},{"$error":"#N/A"},{"$error":"#N/A"},{"$error":"#N/A"}]
[null,{"$f":"IF(DataInput!B251=$B$8,IF($B$9=$B$10,TRUE,IF(DataInput!E251=$B$9,TRUE,FALSE)))","v":true},null,null,{"$f":"IF(B252=TRUE,DataInput!B251,NA())","v":"QLD"},{"$f":"IF($E252=DataInput!$B251,DataInput!C251,NA())","v":"QALH"},{"$f":"IF($E252=DataInput!$B251,DataInput!D251,NA())","v":"Alligator Creek 132"},{"$f":"IF($E252=DataInput!$B251,DataInput!E251,NA())","v":"Ergon"},{"$f":"IF($E252=DataInput!$B251,DataInput!F251,NA())","v":"Summer"},{"$f":"IF($E252=DataInput!$B251,DataInput!G251,NA())","v":"Non-Coincident"},{"$f":"IF($E252=DataInput!$B251,DataInput!H251,NA())","v":2017},{"$f":"IF($E252=DataInput!$B251,DataInput!I251,NA())","v":"POE10"},{"$f":"IF($E252=DataInput!$B251,DataInput!J251,NA())","v":42.735142022648503},{"$f":"IF($E252=DataInput!$B251,DataInput!K251,NA())","v":0.57470953656258605},null,null,"QLD Alligator Creek 132",null,null,null,null,false,null,null,{"$error":"#N/A"},{"$error":"#N/A"},{"$error":"#N/A"},{"$error":"#N/A"},{"$error":"#N/A"},{"$error":"#N/A"},{"$error":"#N/A"},{"$error":"#N/A"},{"$error":"#N/A"},{"$error":"#N/A"}]
[null,{"$f":"IF(DataInput!B252=$B$8,IF($B$9=$B$10,TRUE,IF(DataInput!E252=$B$9,TRUE,FALSE)))","v":true},null,null,{"$f":"IF(B253=TRUE,DataInput!B252,NA())","v":"QLD"},{"$f":"IF($E253=DataInput!$B252,DataInput!C252,NA())","v":"QALH"},{"$f":"IF($E253=DataInput!$B252,DataInput!D252,NA())","v":"Alligator Creek 132"},{"$f":"IF($E253=DataInput!$B252,DataInput!E252,NA())","v":"Ergon"},{"$f":"IF($E253=DataInput!$B252,DataInput!F252,NA())","v":"Summer"},{"$f":"IF($E253=DataInput!$B252,DataInput!G252,NA())","v":"Non-Coincident"},{"$f":"IF($E253=DataInput!$B252,DataInput!H252,NA())","v":2018},{"$f":"IF($E253=DataInput!$B252,DataInput!I252,NA())","v":"POE10"},{"$f":"IF($E253=DataInput!$B252,DataInput!J252,NA())","v":42.815496059409199},{"$f":"IF($E253=DataInput!$B252,DataInput!K252,NA())","v":0.57841716471335902},null,null,"QLD Alligator Creek 132",null,null,null,null,false,null,null,{"$error":"#N/A"},{"$error":"#N/A"},{"$error":"#N/A"},{"$error":"#N/A"},{"$error":"#N/A"},{"$error":"#N/A"},{"$error":"#N/A"},{"$error":"#N/A"},{"$error":"#N/A"},{"$error":"#N/A"}]
[null,{"$f":"IF(DataInput!B253=$B$8,IF($B$9=$B$10,TRUE,IF(DataInput!E253=$B$9,TRUE,FALSE)))","v":true},null,null,{"$f":"IF(B254=TRUE,DataInput!B253,NA())","v":"QLD"},{"$f":"IF($E254=DataInput!$B253,DataInput!C253,NA())","v":"QALH"},{"$f":"IF($E254=DataInput!$B253,DataInput!D253,NA())","v":"Alligator Creek 132"},{"$f":"IF($E254=DataInput!$B253,DataInput!E253,NA())","v":"Ergon"},{"$f":"IF($E254=DataInput!$B253,DataInput!F253,NA())","v":"Summer"},{"$f":"IF($E254=DataInput!$B253,DataInput!G253,NA())","v":"Non-Coincident"},{"$f":"IF($E254=DataInput!$B253,DataInput!H253,NA())","v":2019},{"$f":"IF($E254=DataInput!$B253,DataInput!I253,NA())","v":"POE10"},{"$f":"IF($E254=DataInput!$B253,DataInput!J253,NA())","v":43.006686637832303},{"$f":"IF($E254=DataInput!$B253,DataInput!K253,NA())","v":0.578995690334832},null,null,"QLD Alligator Creek 132",null,null,null,null,false,null,null,{"$error":"#N/A"},{"$error":"#N/A"},{"$error":"#N/A"},{"$error":"#N/A"},{"$error":"#N/A"},{"$error":"#N/A"},{"$error":"#N/A"},{"$error":"#N/A"},{"$error":"#N/A"},{"$error":"#N/A"}]
[null,{"$f":"IF(DataInput!B254=$B$8,IF($B$9=$B$10,TRUE,IF(DataInput!E254=$B$9,TRUE,FALSE)))","v":true},null,null,{"$f":"IF(B255=TRUE,DataInput!B254,NA())","v":"QLD"},{"$f":"IF($E255=DataInput!$B254,DataInput!C254,NA())","v":"QALH"},{"$f":"IF($E255=DataInput!$B254,DataInput!D254,NA())","v":"Alligator Creek 132"},{"$f":"IF($E255=DataInput!$B254,DataInput!E254,NA())","v":"Ergon"},{"$f":"IF($E255=DataInput!$B254,DataInput!F254,NA())","v":"Summer"},{"$f":"IF($E255=DataInput!$B254,DataInput!G254,NA())","v":"Non-Coincident"},{"$f":"IF($E255=DataInput!$B254,DataInput!H254,NA())","v":2020},{"$f":"IF($E255=DataInput!$B254,DataInput!I254,NA())","v":"POE10"},{"$f":"IF($E255=DataInput!$B254,DataInput!J254,NA())","v":43.538450449667103},{"$f":"IF($E255=DataInput!$B254,DataInput!K254,NA())","v":0.57911442269341395},null,null,"QLD Alligator Creek 132",null,null,null,null,false,null,null,{"$error":"#N/A"},{"$error":"#N/A"},{"$error":"#N/A"},{"$error":"#N/A"},{"$error":"#N/A"},{"$error":"#N/A"},{"$error":"#N/A"},{"$error":"#N/A"},{"$error":"#N/A"},{"$error":"#N/A"}]
[null,{"$f":"IF(DataInput!B255=$B$8,IF($B$9=$B$10,TRUE,IF(DataInput!E255=$B$9,TRUE,FALSE)))","v":true},null,null,{"$f":"IF(B256=TRUE,DataInput!B255,NA())","v":"QLD"},{"$f":"IF($E256=DataInput!$B255,DataInput!C255,NA())","v":"QALH"},{"$f":"IF($E256=DataInput!$B255,DataInput!D255,NA())","v":"Alligator Creek 132"},{"$f":"IF($E256=DataInput!$B255,DataInput!E255,NA())","v":"Ergon"},{"$f":"IF($E256=DataInput!$B255,DataInput!F255,NA())","v":"Summer"},{"$f":"IF($E256=DataInput!$B255,DataInput!G255,NA())","v":"Non-Coincident"},{"$f":"IF($E256=DataInput!$B255,DataInput!H255,NA())","v":2021},{"$f":"IF($E256=DataInput!$B255,DataInput!I255,NA())","v":"POE10"},{"$f":"IF($E256=DataInput!$B255,DataInput!J255,NA())","v":43.7884101803972},{"$f":"IF($E256=DataInput!$B255,DataInput!K255,NA())","v":0.57588445699219004},null,null,"QLD Alligator Creek 132",null,null,null,null,false,null,null,{"$error":"#N/A"},{"$error":"#N/A"},{"$error":"#N/A"},{"$error":"#N/A"},{"$error":"#N/A"},{"$error":"#N/A"},{"$error":"#N/A"},{"$error":"#N/A"},{"$error":"#N/A"},{"$error":"#N/A"}]
[null,{"$f":"IF(DataInput!B256=$B$8,IF($B$9=$B$10,TRUE,IF(DataInput!E256=$B$9,TRUE,FALSE)))","v":true},null,null,{"$f":"IF(B257=TRUE,DataInput!B256,NA())","v":"QLD"},{"$f":"IF($E257=DataInput!$B256,DataInput!C256,NA())","v":"QALH"},{"$f":"IF($E257=DataInput!$B256,DataInput!D256,NA())","v":"Alligator Creek 132"},{"$f":"IF($E257=DataInput!$B256,DataInput!E256,NA())","v":"Ergon"},{"$f":"IF($E257=DataInput!$B256,DataInput!F256,NA())","v":"Summer"},{"$f":"IF($E257=DataInput!$B256,DataInput!G256,NA())","v":"Non-Coincident"},{"$f":"IF($E257=DataInput!$B256,DataInput!H256,NA())","v":2022},{"$f":"IF($E257=DataInput!$B256,DataInput!I256,NA())","v":"POE10"},{"$f":"IF($E257=DataInput!$B256,DataInput!J256,NA())","v":44.032414784695298},{"$f":"IF($E257=DataInput!$B256,DataInput!K256,NA())","v":0.575948643054361},null,null,"QLD Alligator Creek 132",null,null,null,null,false,null,null,{"$error":"#N/A"},{"$error":"#N/A"},{"$error":"#N/A"},{"$error":"#N/A"},{"$error":"#N/A"},{"$error":"#N/A"},{"$error":"#N/A"},{"$error":"#N/A"},{"$error":"#N/A"},{"$error":"#N/A"}]
[null,{"$f":"IF(DataInput!B257=$B$8,IF($B$9=$B$10,TRUE,IF(DataInput!E257=$B$9,TRUE,FALSE)))","v":true},null,null,{"$f":"IF(B258=TRUE,DataInput!B257,NA())","v":"QLD"},{"$f":"IF($E258=DataInput!$B257,DataInput!C257,NA())","v":"QALH"},{"$f":"IF($E258=DataInput!$B257,DataInput!D257,NA())","v":"Alligator Creek 132"},{"$f":"IF($E258=DataInput!$B257,DataInput!E257,NA())","v":"Ergon"},{"$f":"IF($E258=DataInput!$B257,DataInput!F257,NA())","v":"Summer"},{"$f":"IF($E258=DataInput!$B257,DataInput!G257,NA())","v":"Non-Coincident"},{"$f":"IF($E258=DataInput!$B257,DataInput!H257,NA())","v":2023},{"$f":"IF($E258=DataInput!$B257,DataInput!I257,NA())","v":"POE10"},{"$f":"IF($E258=DataInput!$B257,DataInput!J257,NA())","v":43.881182402766598},{"$f":"IF($E258=DataInput!$B257,DataInput!K257,NA())","v":0.57594776441769102},null,null,"QLD Alligator Creek 132",null,null,null,null,false,null,null,{"$error":"#N/A"},{"$error":"#N/A"},{"$error":"#N/A"},{"$error":"#N/A"},{"$error":"#N/A"},{"$error":"#N/A"},{"$error":"#N/A"},{"$error":"#N/A"},{"$error":"#N/A"},{"$error":"#N/A"}]
[null,{"$f":"IF(DataInput!B258=$B$8,IF($B$9=$B$10,TRUE,IF(DataInput!E258=$B$9,TRUE,FALSE)))","v":true},null,null,{"$f":"IF(B259=TRUE,DataInput!B258,NA())","v":"QLD"},{"$f":"IF($E259=DataInput!$B258,DataInput!C258,NA())","v":"QALH"},{"$f":"IF($E259=DataInput!$B258,DataInput!D258,NA())","v":"Alligator Creek 132"},{"$f":"IF($E259=DataInput!$B258,DataInput!E258,NA())","v":"Ergon"},{"$f":"IF($E259=DataInput!$B258,DataInput!F258,NA())","v":"Summer"},{"$f":"IF($E259=DataInput!$B258,DataInput!G258,NA())","v":"Non-Coincident"},{"$f":"IF($E259=DataInput!$B258,DataInput!H258,NA())","v":2024},{"$f":"IF($E259=DataInput!$B258,DataInput!I258,NA())","v":"POE10"},{"$f":"IF($E259=DataInput!$B258,DataInput!J258,NA())","v":44.593762219503603},{"$f":"IF($E259=DataInput!$B258,DataInput!K258,NA())","v":0.57595140804646405},null,null,"QLD Alligator Creek 132",null,null,null,null,false,null,null,{"$error":"#N/A"},{"$error":"#N/A"},{"$error":"#N/A"},{"$error":"#N/A"},{"$error":"#N/A"},{"$error":"#N/A"},{"$error":"#N/A"},{"$error":"#N/A"},{"$error":"#N/A"},{"$error":"#N/A"}]
[null,{"$f":"IF(DataInput!B259=$B$8,IF($B$9=$B$10,TRUE,IF(DataInput!E259=$B$9,TRUE,FALSE)))","v":true},null,null,{"$f":"IF(B260=TRUE,DataInput!B259,NA())","v":"QLD"},{"$f":"IF($E260=DataInput!$B259,DataInput!C259,NA())","v":"QALH"},{"$f":"IF($E260=DataInput!$B259,DataInput!D259,NA())","v":"Alligator Creek 132"},{"$f":"IF($E260=DataInput!$B259,DataInput!E259,NA())","v":"Ergon"},{"$f":"IF($E260=DataInput!$B259,DataInput!F259,NA())","v":"Summer"},{"$f":"IF($E260=DataInput!$B259,DataInput!G259,NA())","v":"Non-Coincident"},{"$f":"IF($E260=DataInput!$B259,DataInput!H259,NA())","v":2025},{"$f":"IF($E260=DataInput!$B259,DataInput!I259,NA())","v":"POE10"},{"$f":"IF($E260=DataInput!$B259,DataInput!J259,NA())","v":45.116473741785398},{"$f":"IF($E260=DataInput!$B259,DataInput!K259,NA())","v":0.57588585306703199},null,null,"QLD Alligator Creek 132",null,null,null,null,false,null,null,{"$error":"#N/A"},{"$error":"#N/A"},{"$error":"#N/A"},{"$error":"#N/A"},{"$error":"#N/A"},{"$error":"#N/A"},{"$error":"#N/A"},{"$error":"#N/A"},{"$error":"#N/A"},{"$error":"#N/A"}]
[null,{"$f":"IF(DataInput!B260=$B$8,IF($B$9=$B$10,TRUE,IF(DataInput!E260=$B$9,TRUE,FALSE)))","v":true},null,null,{"$f":"IF(B261=TRUE,DataInput!B260,NA())","v":"QLD"},{"$f":"IF($E261=DataInput!$B260,DataInput!C260,NA())","v":"QALH"},{"$f":"IF($E261=DataInput!$B260,DataInput!D260,NA())","v":"Alligator Creek 132"},{"$f":"IF($E261=DataInput!$B260,DataInput!E260,NA())","v":"Ergon"},{"$f":"IF($E261=DataInput!$B260,DataInput!F260,NA())","v":"Summer"},{"$f":"IF($E261=DataInput!$B260,DataInput!G260,NA())","v":"Non-Coincident"},{"$f":"IF($E261=DataInput!$B260,DataInput!H260,NA())","v":2026},{"$f":"IF($E261=DataInput!$B260,DataInput!I260,NA())","v":"POE10"},{"$f":"IF($E261=DataInput!$B260,DataInput!J260,NA())","v":45.057382177742298},{"$f":"IF($E261=DataInput!$B260,DataInput!K260,NA())","v":0.57588509389524001},null,null,"QLD Alligator Creek 132",null,null,null,null,false,null,null,{"$error":"#N/A"},{"$error":"#N/A"},{"$error":"#N/A"},{"$error":"#N/A"},{"$error":"#N/A"},{"$error":"#N/A"},{"$error":"#N/A"},{"$error":"#N/A"},{"$error":"#N/A"},{"$error":"#N/A"}]
[null,{"$f":"IF(DataInput!B261=$B$8,IF($B$9=$B$10,TRUE,IF(DataInput!E261=$B$9,TRUE,FALSE)))","v":true},null,null,{"$f":"IF(B262=TRUE,DataInput!B261,NA())","v":"QLD"},{"$f":"IF($E262=DataInput!$B261,DataInput!C261,NA())","v":"QALH"},{"$f":"IF($E262=DataInput!$B261,DataInput!D261,NA())","v":"Alligator Creek 132"},{"$f":"IF($E262=DataInput!$B261,DataInput!E261,NA())","v":"Ergon"},{"$f":"IF($E262=DataInput!$B261,DataInput!F261,NA())","v":"Summer"},{"$f":"IF($E262=DataInput!$B261,DataInput!G261,NA())","v":"Non-Coincident"},{"$f":"IF($E262=DataInput!$B261,DataInput!H261,NA())","v":2017},{"$f":"IF($E262=DataInput!$B261,DataInput!I261,NA())","v":"POE50"},{"$f":"IF($E262=DataInput!$B261,DataInput!J261,NA())","v":39.6148899292103},{"$f":"IF($E262=DataInput!$B261,DataInput!K261,NA())","v":0.58435764963679904},null,null,"QLD Alligator Creek 132",null,null,null,null,false,null,null,{"$error":"#N/A"},{"$error":"#N/A"},{"$error":"#N/A"},{"$error":"#N/A"},{"$error":"#N/A"},{"$error":"#N/A"},{"$error":"#N/A"},{"$error":"#N/A"},{"$error":"#N/A"},{"$error":"#N/A"}]
[null,{"$f":"IF(DataInput!B262=$B$8,IF($B$9=$B$10,TRUE,IF(DataInput!E262=$B$9,TRUE,FALSE)))","v":true},null,null,{"$f":"IF(B263=TRUE,DataInput!B262,NA())","v":"QLD"},{"$f":"IF($E263=DataInput!$B262,DataInput!C262,NA())","v":"QALH"},{"$f":"IF($E263=DataInput!$B262,DataInput!D262,NA())","v":"Alligator Creek 132"},{"$f":"IF($E263=DataInput!$B262,DataInput!E262,NA())","v":"Ergon"},{"$f":"IF($E263=DataInput!$B262,DataInput!F262,NA())","v":"Summer"},{"$f":"IF($E263=DataInput!$B262,DataInput!G262,NA())","v":"Non-Coincident"},{"$f":"IF($E263=DataInput!$B262,DataInput!H262,NA())","v":2018},{"$f":"IF($E263=DataInput!$B262,DataInput!I262,NA())","v":"POE50"},{"$f":"IF($E263=DataInput!$B262,DataInput!J262,NA())","v":39.649858636433898},{"$f":"IF($E263=DataInput!$B262,DataInput!K262,NA())","v":0.58644582080734298},null,null,"QLD Alligator Creek 132",null,null,null,null,false,null,null,{"$error":"#N/A"},{"$error":"#N/A"},{"$error":"#N/A"},{"$error":"#N/A"},{"$error":"#N/A"},{"$error":"#N/A"},{"$error":"#N/A"},{"$error":"#N/A"},{"$error":"#N/A"},{"$error":"#N/A"}]
[null,{"$f":"IF(DataInput!B263=$B$8,IF($B$9=$B$10,TRUE,IF(DataInput!E263=$B$9,TRUE,FALSE)))","v":true},null,null,{"$f":"IF(B264=TRUE,DataInput!B263,NA())","v":"QLD"},{"$f":"IF($E264=DataInput!$B263,DataInput!C263,NA())","v":"QALH"},{"$f":"IF($E264=DataInput!$B263,DataInput!D263,NA())","v":"Alligator Creek 132"},{"$f":"IF($E264=DataInput!$B263,DataInput!E263,NA())","v":"Ergon"},{"$f":"IF($E264=DataInput!$B263,DataInput!F263,NA())","v":"Summer"},{"$f":"IF($E264=DataInput!$B263,DataInput!G263,NA())","v":"Non-Coincident"},{"$f":"IF($E264=DataInput!$B263,DataInput!H263,NA())","v":2019},{"$f":"IF($E264=DataInput!$B263,DataInput!I263,NA())","v":"POE50"},{"$f":"IF($E264=DataInput!$B263,DataInput!J263,NA())","v":39.5682993391233},{"$f":"IF($E264=DataInput!$B263,DataInput!K263,NA())","v":0.58442677644666796},null,null,"QLD Alligator Creek 132",null,null,null,null,false,null,null,{"$error":"#N/A"},{"$error":"#N/A"},{"$error":"#N/A"},{"$error":"#N/A"},{"$error":"#N/A"},{"$error":"#N/A"},{"$error":"#N/A"},{"$error":"#N/A"},{"$error":"#N/A"},{"$error":"#N/A"}]
[null,{"$f":"IF(DataInput!B264=$B$8,IF($B$9=$B$10,TRUE,IF(DataInput!E264=$B$9,TRUE,FALSE)))","v":true},null,null,{"$f":"IF(B265=TRUE,DataInput!B264,NA())","v":"QLD"},{"$f":"IF($E265=DataInput!$B264,DataInput!C264,NA())","v":"QALH"},{"$f":"IF($E265=DataInput!$B264,DataInput!D264,NA())","v":"Alligator Creek 132"},{"$f":"IF($E265=DataInput!$B264,DataInput!E264,NA())","v":"Ergon"},{"$f":"IF($E265=DataInput!$B264,DataInput!F264,NA())","v":"Summer"},{"$f":"IF($E265=DataInput!$B264,DataInput!G264,NA())","v":"Non-Coincident"},{"$f":"IF($E265=DataInput!$B264,DataInput!H264,NA())","v":2020},{"$f":"IF($E265=DataInput!$B264,DataInput!I264,NA())","v":"POE50"},{"$f":"IF($E265=DataInput!$B264,DataInput!J264,NA())","v":40.185110067172403},{"$f":"IF($E265=DataInput!$B264,DataInput!K264,NA())","v":0.58813659535895102},null,null,"QLD Alligator Creek 132",null,null,null,null,false,null,null,{"$error":"#N/A"},{"$error":"#N/A"},{"$error":"#N/A"},{"$error":"#N/A"},{"$error":"#N/A"},{"$error":"#N/A"},{"$error":"#N/A"},{"$error":"#N/A"},{"$error":"#N/A"},{"$error":"#N/A"}]
[null,{"$f":"IF(DataInput!B265=$B$8,IF($B$9=$B$10,TRUE,IF(DataInput!E265=$B$9,TRUE,FALSE)))","v":true},null,null,{"$f":"IF(B266=TRUE,DataInput!B265,NA())","v":"QLD"},{"$f":"IF($E266=DataInput!$B265,DataInput!C265,NA())","v":"QALH"},{"$f":"IF($E266=DataInput!$B265,DataInput!D265,NA())","v":"Alligator Creek 132"},{"$f":"IF($E266=DataInput!$B265,DataInput!E265,NA())","v":"Ergon"},{"$f":"IF($E266=DataInput!$B265,DataInput!F265,NA())","v":"Summer"},{"$f":"IF($E266=DataInput!$B265,DataInput!G265,NA())","v":"Non-Coincident"},{"$f":"IF($E266=DataInput!$B265,DataInput!H265,NA())","v":2021},{"$f":"IF($E266=DataInput!$B265,DataInput!I265,NA())","v":"POE50"},{"$f":"IF($E266=DataInput!$B265,DataInput!J265,NA())","v":40.099419582437498},{"$f":"IF($E266=DataInput!$B265,DataInput!K265,NA())","v":0.58572727831405902},null,null,"QLD Alligator Creek 132",null,null,null,null,false,null,null,{"$error":"#N/A"},{"$error":"#N/A"},{"$error":"#N/A"},{"$error":"#N/A"},{"$error":"#N/A"},{"$error":"#N/A"},{"$error":"#N/A"},{"$error":"#N/A"},{"$error":"#N/A"},{"$error":"#N/A"}]
[null,{"$f":"IF(DataInput!B266=$B$8,IF($B$9=$B$10,TRUE,IF(DataInput!E266=$B$9,TRUE,FALSE)))","v":true},null,null,{"$f":"IF(B267=TRUE,DataInput!B266,NA())","v":"QLD"},{"$f":"IF($E267=DataInput!$B266,DataInput!C266,NA())","v":"QALH"},{"$f":"IF($E267=DataInput!$B266,DataInput!D266,NA())","v":"Alligator Creek 132"},{"$f":"IF($E267=DataInput!$B266,DataInput!E266,NA())","v":"Ergon"},{"$f":"IF($E267=DataInput!$B266,DataInput!F266,NA())","v":"Summer"},{"$f":"IF($E267=DataInput!$B266,DataInput!G266,NA())","v":"Non-Coincident"},{"$f":"IF($E267=DataInput!$B266,DataInput!H266,NA())","v":2022},{"$f":"IF($E267=DataInput!$B266,DataInput!I266,NA())","v":"POE50"},{"$f":"IF($E267=DataInput!$B266,DataInput!J266,NA())","v":40.444130624820303},{"$f":"IF($E267=DataInput!$B266,DataInput!K266,NA())","v":0.58581601440042497},null,null,"QLD Alligator Creek 132",null,null,null,null,false,null,null,{"$error":"#N/A"},{"$error":"#N/A"},{"$error":"#N/A"},{"$error":"#N/A"},{"$error":"#N/A"},{"$error":"#N/A"},{"$error":"#N/A"},{"$error":"#N/A"},{"$error":"#N/A"},{"$error":"#N/A"}]
[null,{"$f":"IF(DataInput!B267=$B$8,IF($B$9=$B$10,TRUE,IF(DataInput!E267=$B$9,TRUE,FALSE)))","v":true},null,null,{"$f":"IF(B268=TRUE,DataInput!B267,NA())","v":"QLD"},{"$f":"IF($E268=DataInput!$B267,DataInput!C267,NA())","v":"QALH"},{"$f":"IF($E268=DataInput!$B267,DataInput!D267,NA())","v":"Alligator Creek 132"},{"$f":"IF($E268=DataInput!$B267,DataInput!E267,NA())","v":"Ergon"},{"$f":"IF($E268=DataInput!$B267,DataInput!F267,NA())","v":"Summer"},{"$f":"IF($E268=DataInput!$B267,DataInput!G267,NA())","v":"Non-Coincident"},{"$f":"IF($E268=DataInput!$B267,DataInput!H267,NA())","v":2023},{"$f":"IF($E268=DataInput!$B267,DataInput!I267,NA())","v":"POE50"},{"$f":"IF($E268=DataInput!$B267,DataInput!J267,NA())","v":40.898010921473897},{"$f":"IF($E268=DataInput!$B267,DataInput!K267,NA())","v":0.58583040790716601},null,null,{"$f":"IF(OR(ISERROR(E268),ISERROR(G268)),\"  \",E268&\" \"&G268)","v":"QLD Alligator Creek 132"},null,null,null,null,{"$f":"IF(ISERROR(G268),FALSE,IF($V$9=G268,TRUE,FALSE))","v":false},null,null,{"$f":"IF($V268=TRUE,E268,NA())","v":{"$error":"#N/A"}},{"$error":"#N/A"},{"$error":"#N/A"},{"$error":"#N/A"},{"$error":"#N/A"},{"$error":"#N/A"},{"$error":"#N/A"},{"$error":"#N/A"},{"$error":"#N/A"},{"$error":"#N/A"}]
[null,{"$f":"IF(DataInput!B268=$B$8,IF($B$9=$B$10,TRUE,IF(DataInput!E268=$B$9,TRUE,FALSE)))","v":true},null,null,{"$f":"IF(B269=TRUE,DataInput!B268,NA())","v":"QLD"},{"$f":"IF($E269=DataInput!$B268,DataInput!C268,NA())","v":"QALH"},{"$f":"IF($E269=DataInput!$B268,DataInput!D268,NA())","v":"Alligator Creek 132"},{"$f":"IF($E269=DataInput!$B268,DataInput!E268,NA())","v":"Ergon"},{"$f":"IF($E269=DataInput!$B268,DataInput!F268,NA())","v":"Summer"},{"$f":"IF($E269=DataInput!$B268,DataInput!G268,NA())","v":"Non-Coincident"},{"$f":"IF($E269=DataInput!$B268,DataInput!H268,NA())","v":2024},{"$f":"IF($E269=DataInput!$B268,DataInput!I268,NA())","v":"POE50"},{"$f":"IF($E269=DataInput!$B268,DataInput!J268,NA())","v":41.362556607675003},{"$f":"IF($E269=DataInput!$B268,DataInput!K268,NA())","v":0.58585065286383597},null,null,"QLD Alligator Creek 132",null,null,null,null,false,null,null,{"$error":"#N/A"},{"$error":"#N/A"},{"$error":"#N/A"},{"$error":"#N/A"},{"$error":"#N/A"},{"$error":"#N/A"},{"$error":"#N/A"},{"$error":"#N/A"},{"$error":"#N/A"},{"$error":"#N/A"}]
[null,{"$f":"IF(DataInput!B269=$B$8,IF($B$9=$B$10,TRUE,IF(DataInput!E269=$B$9,TRUE,FALSE)))","v":true},null,null,{"$f":"IF(B270=TRUE,DataInput!B269,NA())","v":"QLD"},{"$f":"IF($E270=DataInput!$B269,DataInput!C269,NA())","v":"QALH"},{"$f":"IF($E270=DataInput!$B269,DataInput!D269,NA())","v":"Alligator Creek 132"},{"$f":"IF($E270=DataInput!$B269,DataInput!E269,NA())","v":"Ergon"},{"$f":"IF($E270=DataInput!$B269,DataInput!F269,NA())","v":"Summer"},{"$f":"IF($E270=DataInput!$B269,DataInput!G269,NA())","v":"Non-Coincident"},{"$f":"IF($E270=DataInput!$B269,DataInput!H269,NA())","v":2025},{"$f":"IF($E270=DataInput!$B269,DataInput!I269,NA())","v":"POE50"},{"$f":"IF($E270=DataInput!$B269,DataInput!J269,NA())","v":41.553767273279298},{"$f":"IF($E270=DataInput!$B269,DataInput!K269,NA())","v":0.58580218514582905},null,null,"QLD Alligator Creek 132",null,null,null,null,false,null,null,{"$error":"#N/A"},{"$error":"#N/A"},{"$error":"#N/A"},{"$error":"#N/A"},{"$error":"#N/A"},{"$error":"#N/A"},{"$error":"#N/A"},{"$error":"#N/A"},{"$error":"#N/A"},{"$error":"#N/A"}]
[null,{"$f":"IF(DataInput!B270=$B$8,IF($B$9=$B$10,TRUE,IF(DataInput!E270=$B$9,TRUE,FALSE)))","v":true},null,null,{"$f":"IF(B271=TRUE,DataInput!B270,NA())","v":"QLD"},{"$f":"IF($E271=DataInput!$B270,DataInput!C270,NA())","v":"QALH"},{"$f":"IF($E271=DataInput!$B270,DataInput!D270,NA())","v":"Alligator Creek 132"},{"$f":"IF($E271=DataInput!$B270,DataInput!E270,NA())","v":"Ergon"},{"$f":"IF($E271=DataInput!$B270,DataInput!F270,NA())","v":"Summer"},{"$f":"IF($E271=DataInput!$B270,DataInput!G270,NA())","v":"Non-Coincident"},{"$f":"IF($E271=DataInput!$B270,DataInput!H270,NA())","v":2026},{"$f":"IF($E271=DataInput!$B270,DataInput!I270,NA())","v":"POE50"},{"$f":"IF($E271=DataInput!$B270,DataInput!J270,NA())","v":41.548820095143597},{"$f":"IF($E271=DataInput!$B270,DataInput!K270,NA())","v":0.58582336929114798},null,null,"QLD Alligator Creek 132",null,null,null,null,false,null,null,{"$error":"#N/A"},{"$error":"#N/A"},{"$error":"#N/A"},{"$error":"#N/A"},{"$error":"#N/A"},{"$error":"#N/A"},{"$error":"#N/A"},{"$error":"#N/A"},{"$error":"#N/A"},{"$error":"#N/A"}]
[null,{"$f":"IF(DataInput!B271=$B$8,IF($B$9=$B$10,TRUE,IF(DataInput!E271=$B$9,TRUE,FALSE)))","v":true},null,null,{"$f":"IF(B272=TRUE,DataInput!B271,NA())","v":"QLD"},{"$f":"IF($E272=DataInput!$B271,DataInput!C271,NA())","v":"QALH"},{"$f":"IF($E272=DataInput!$B271,DataInput!D271,NA())","v":"Alligator Creek 132"},{"$f":"IF($E272=DataInput!$B271,DataInput!E271,NA())","v":"Ergon"},{"$f":"IF($E272=DataInput!$B271,DataInput!F271,NA())","v":"Winter"},{"$f":"IF($E272=DataInput!$B271,DataInput!G271,NA())","v":"Non-Coincident"},{"$f":"IF($E272=DataInput!$B271,DataInput!H271,NA())","v":2016},{"$f":"IF($E272=DataInput!$B271,DataInput!I271,NA())","v":"POE10"},{"$f":"IF($E272=DataInput!$B271,DataInput!J271,NA())","v":45.716406874262297},{"$f":"IF($E272=DataInput!$B271,DataInput!K271,NA())","v":0.79484035882977799},null,null,"QLD Alligator Creek 132",null,null,null,null,false,null,null,{"$error":"#N/A"},{"$error":"#N/A"},{"$error":"#N/A"},{"$error":"#N/A"},{"$error":"#N/A"},{"$error":"#N/A"},{"$error":"#N/A"},{"$error":"#N/A"},{"$error":"#N/A"},{"$error":"#N/A"}]
[null,{"$f":"IF(DataInput!B272=$B$8,IF($B$9=$B$10,TRUE,IF(DataInput!E272=$B$9,TRUE,FALSE)))","v":true},null,null,{"$f":"IF(B273=TRUE,DataInput!B272,NA())","v":"QLD"},{"$f":"IF($E273=DataInput!$B272,DataInput!C272,NA())","v":"QALH"},{"$f":"IF($E273=DataInput!$B272,DataInput!D272,NA())","v":"Alligator Creek 132"},{"$f":"IF($E273=DataInput!$B272,DataInput!E272,NA())","v":"Ergon"},{"$f":"IF($E273=DataInput!$B272,DataInput!F272,NA())","v":"Winter"},{"$f":"IF($E273=DataInput!$B272,DataInput!G272,NA())","v":"Non-Coincident"},{"$f":"IF($E273=DataInput!$B272,DataInput!H272,NA())","v":2017},{"$f":"IF($E273=DataInput!$B272,DataInput!I272,NA())","v":"POE10"},{"$f":"IF($E273=DataInput!$B272,DataInput!J272,NA())","v":44.193445538318699},{"$f":"IF($E273=DataInput!$B272,DataInput!K272,NA())","v":0.81829812940477697},null,null,"QLD Alligator Creek 132",null,null,null,null,false,null,null,{"$error":"#N/A"},{"$error":"#N/A"},{"$error":"#N/A"},{"$error":"#N/A"},{"$error":"#N/A"},{"$error":"#N/A"},{"$error":"#N/A"},{"$error":"#N/A"},{"$error":"#N/A"},{"$error":"#N/A"}]
[null,{"$f":"IF(DataInput!B273=$B$8,IF($B$9=$B$10,TRUE,IF(DataInput!E273=$B$9,TRUE,FALSE)))","v":true},null,null,{"$f":"IF(B274=TRUE,DataInput!B273,NA())","v":"QLD"},{"$f":"IF($E274=DataInput!$B273,DataInput!C273,NA())","v":"QALH"},{"$f":"IF($E274=DataInput!$B273,DataInput!D273,NA())","v":"Alligator Creek 132"},{"$f":"IF($E274=DataInput!$B273,DataInput!E273,NA())","v":"Ergon"},{"$f":"IF($E274=DataInput!$B273,DataInput!F273,NA())","v":"Winter"},{"$f":"IF($E274=DataInput!$B273,DataInput!G273,NA())","v":"Non-Coincident"},{"$f":"IF($E274=DataInput!$B273,DataInput!H273,NA())","v":2018},{"$f":"IF($E274=DataInput!$B273,DataInput!I273,NA())","v":"POE10"},{"$f":"IF($E274=DataInput!$B273,DataInput!J273,NA())","v":45.724835531605699},{"$f":"IF($E274=DataInput!$B273,DataInput!K273,NA())","v":0.83031673338134804},null,null,"QLD Alligator Creek 132",null,null,null,null,false,null,null,{"$error":"#N/A"},{"$error":"#N/A"},{"$error":"#N/A"},{"$error":"#N/A"},{"$error":"#N/A"},{"$error":"#N/A"},{"$error":"#N/A"},{"$error":"#N/A"},{"$error":"#N/A"},{"$error":"#N/A"}]
[null,{"$f":"IF(DataInput!B274=$B$8,IF($B$9=$B$10,TRUE,IF(DataInput!E274=$B$9,TRUE,FALSE)))","v":true},null,null,{"$f":"IF(B275=TRUE,DataInput!B274,NA())","v":"QLD"},{"$f":"IF($E275=DataInput!$B274,DataInput!C274,NA())","v":"QALH"},{"$f":"IF($E275=DataInput!$B274,DataInput!D274,NA())","v":"Alligator Creek 132"},{"$f":"IF($E275=DataInput!$B274,DataInput!E274,NA())","v":"Ergon"},{"$f":"IF($E275=DataInput!$B274,DataInput!F274,NA())","v":"Winter"},{"$f":"IF($E275=DataInput!$B274,DataInput!G274,NA())","v":"Non-Coincident"},{"$f":"IF($E275=DataInput!$B274,DataInput!H274,NA())","v":2019},{"$f":"IF($E275=DataInput!$B274,DataInput!I274,NA())","v":"POE10"},{"$f":"IF($E275=DataInput!$B274,DataInput!J274,NA())","v":47.783504925517001},{"$f":"IF($E275=DataInput!$B274,DataInput!K274,NA())","v":0.81918445433787201},null,null,"QLD Alligator Creek 132",null,null,null,null,false,null,null,{"$error":"#N/A"},{"$error":"#N/A"},{"$error":"#N/A"},{"$error":"#N/A"},{"$error":"#N/A"},{"$error":"#N/A"},{"$error":"#N/A"},{"$error":"#N/A"},{"$error":"#N/A"},{"$error":"#N/A"}]
[null,{"$f":"IF(DataInput!B275=$B$8,IF($B$9=$B$10,TRUE,IF(DataInput!E275=$B$9,TRUE,FALSE)))","v":true},null,null,{"$f":"IF(B276=TRUE,DataInput!B275,NA())","v":"QLD"},{"$f":"IF($E276=DataInput!$B275,DataInput!C275,NA())","v":"QALH"},{"$f":"IF($E276=DataInput!$B275,DataInput!D275,NA())","v":"Alligator Creek 132"},{"$f":"IF($E276=DataInput!$B275,DataInput!E275,NA())","v":"Ergon"},{"$f":"IF($E276=DataInput!$B275,DataInput!F275,NA())","v":"Winter"},{"$f":"IF($E276=DataInput!$B275,DataInput!G275,NA())","v":"Non-Coincident"},{"$f":"IF($E276=DataInput!$B275,DataInput!H275,NA())","v":2020},{"$f":"IF($E276=DataInput!$B275,DataInput!I275,NA())","v":"POE10"},{"$f":"IF($E276=DataInput!$B275,DataInput!J275,NA())","v":49.6851303771369},{"$f":"IF($E276=DataInput!$B275,DataInput!K275,NA())","v":0.79730594343849404},null,null,"QLD Alligator Creek 132",null,null,null,null,false,null,null,{"$error":"#N/A"},{"$error":"#N/A"},{"$error":"#N/A"},{"$error":"#N/A"},{"$error":"#N/A"},{"$error":"#N/A"},{"$error":"#N/A"},{"$error":"#N/A"},{"$error":"#N/A"},{"$error":"#N/A"}]
[null,{"$f":"IF(DataInput!B276=$B$8,IF($B$9=$B$10,TRUE,IF(DataInput!E276=$B$9,TRUE,FALSE)))","v":true},null,null,{"$f":"IF(B277=TRUE,DataInput!B276,NA())","v":"QLD"},{"$f":"IF($E277=DataInput!$B276,DataInput!C276,NA())","v":"QALH"},{"$f":"IF($E277=DataInput!$B276,DataInput!D276,NA())","v":"Alligator Creek 132"},{"$f":"IF($E277=DataInput!$B276,DataInput!E276,NA())","v":"Ergon"},{"$f":"IF($E277=DataInput!$B276,DataInput!F276,NA())","v":"Winter"},{"$f":"IF($E277=DataInput!$B276,DataInput!G276,NA())","v":"Non-Coincident"},{"$f":"IF($E277=DataInput!$B276,DataInput!H276,NA())","v":2021},{"$f":"IF($E277=DataInput!$B276,DataInput!I276,NA())","v":"POE10"},{"$f":"IF($E277=DataInput!$B276,DataInput!J276,NA())","v":49.596162573979598},{"$f":"IF($E277=DataInput!$B276,DataInput!K276,NA())","v":0.79767436302446104},null,null,"QLD Alligator Creek 132",null,null,null,null,false,null,null,{"$error":"#N/A"},{"$error":"#N/A"},{"$error":"#N/A"},{"$error":"#N/A"},{"$error":"#N/A"},{"$error":"#N/A"},{"$error":"#N/A"},{"$error":"#N/A"},{"$error":"#N/A"},{"$error":"#N/A"}]
[null,{"$f":"IF(DataInput!B277=$B$8,IF($B$9=$B$10,TRUE,IF(DataInput!E277=$B$9,TRUE,FALSE)))","v":true},null,null,{"$f":"IF(B278=TRUE,DataInput!B277,NA())","v":"QLD"},{"$f":"IF($E278=DataInput!$B277,DataInput!C277,NA())","v":"QALH"},{"$f":"IF($E278=DataInput!$B277,DataInput!D277,NA())","v":"Alligator Creek 132"},{"$f":"IF($E278=DataInput!$B277,DataInput!E277,NA())","v":"Ergon"},{"$f":"IF($E278=DataInput!$B277,DataInput!F277,NA())","v":"Winter"},{"$f":"IF($E278=DataInput!$B277,DataInput!G277,NA())","v":"Non-Coincident"},{"$f":"IF($E278=DataInput!$B277,DataInput!H277,NA())","v":2022},{"$f":"IF($E278=DataInput!$B277,DataInput!I277,NA())","v":"POE10"},{"$f":"IF($E278=DataInput!$B277,DataInput!J277,NA())","v":50.672188816721302},{"$f":"IF($E278=DataInput!$B277,DataInput!K277,NA())","v":0.79801702104361105},null,null,"QLD Alligator Creek 132",null,null,null,null,false,null,null,{"$error":"#N/A"},{"$error":"#N/A"},{"$error":"#N/A"},{"$error":"#N/A"},{"$error":"#N/A"},{"$error":"#N/A"},{"$error":"#N/A"},{"$error":"#N/A"},{"$error":"#N/A"},{"$error":"#N/A"}]
[null,{"$f":"IF(DataInput!B278=$B$8,IF($B$9=$B$10,TRUE,IF(DataInput!E278=$B$9,TRUE,FALSE)))","v":true},null,null,{"$f":"IF(B279=TRUE,DataInput!B278,NA())","v":"QLD"},{"$f":"IF($E279=DataInput!$B278,DataInput!C278,NA())","v":"QALH"},{"$f":"IF($E279=DataInput!$B278,DataInput!D278,NA())","v":"Alligator Creek 132"},{"$f":"IF($E279=DataInput!$B278,DataInput!E278,NA())","v":"Ergon"},{"$f":"IF($E279=DataInput!$B278,DataInput!F278,NA())","v":"Winter"},{"$f":"IF($E279=DataInput!$B278,DataInput!G278,NA())","v":"Non-Coincident"},{"$f":"IF($E279=DataInput!$B278,DataInput!H278,NA())","v":2023},{"$f":"IF($E279=DataInput!$B278,DataInput!I278,NA())","v":"POE10"},{"$f":"IF($E279=DataInput!$B278,DataInput!J278,NA())","v":51.508688589982597},{"$f":"IF($E279=DataInput!$B278,DataInput!K278,NA())","v":0.79826330374006504},null,null,"QLD Alligator Creek 132",null,null,null,null,false,null,null,{"$error":"#N/A"},{"$error":"#N/A"},{"$error":"#N/A"},{"$error":"#N/A"},{"$error":"#N/A"},{"$error":"#N/A"},{"$error":"#N/A"},{"$error":"#N/A"},{"$error":"#N/A"},{"$error":"#N/A"}]
[null,{"$f":"IF(DataInput!B279=$B$8,IF($B$9=$B$10,TRUE,IF(DataInput!E279=$B$9,TRUE,FALSE)))","v":true},null,null,{"$f":"IF(B280=TRUE,DataInput!B279,NA())","v":"QLD"},{"$f":"IF($E280=DataInput!$B279,DataInput!C279,NA())","v":"QALH"},{"$f":"IF($E280=DataInput!$B279,DataInput!D279,NA())","v":"Alligator Creek 132"},{"$f":"IF($E280=DataInput!$B279,DataInput!E279,NA())","v":"Ergon"},{"$f":"IF($E280=DataInput!$B279,DataInput!F279,NA())","v":"Winter"},{"$f":"IF($E280=DataInput!$B279,DataInput!G279,NA())","v":"Non-Coincident"},{"$f":"IF($E280=DataInput!$B279,DataInput!H279,NA())","v":2024},{"$f":"IF($E280=DataInput!$B279,DataInput!I279,NA())","v":"POE10"},{"$f":"IF($E280=DataInput!$B279,DataInput!J279,NA())","v":53.773732979525398},{"$f":"IF($E280=DataInput!$B279,DataInput!K279,NA())","v":0.79857165920611595},null,null,"QLD Alligator Creek 132",null,null,null,null,false,null,null,{"$error":"#N/A"},{"$error":"#N/A"},{"$error":"#N/A"},{"$error":"#N/A"},{"$error":"#N/A"},{"$error":"#N/A"},{"$error":"#N/A"},{"$error":"#N/A"},{"$error":"#N/A"},{"$error":"#N/A"}]
[null,{"$f":"IF(DataInput!B280=$B$8,IF($B$9=$B$10,TRUE,IF(DataInput!E280=$B$9,TRUE,FALSE)))","v":true},null,null,{"$f":"IF(B281=TRUE,DataInput!B280,NA())","v":"QLD"},{"$f":"IF($E281=DataInput!$B280,DataInput!C280,NA())","v":"QALH"},{"$f":"IF($E281=DataInput!$B280,DataInput!D280,NA())","v":"Alligator Creek 132"},{"$f":"IF($E281=DataInput!$B280,DataInput!E280,NA())","v":"Ergon"},{"$f":"IF($E281=DataInput!$B280,DataInput!F280,NA())","v":"Winter"},{"$f":"IF($E281=DataInput!$B280,DataInput!G280,NA())","v":"Non-Coincident"},{"$f":"IF($E281=DataInput!$B280,DataInput!H280,NA())","v":2025},{"$f":"IF($E281=DataInput!$B280,DataInput!I280,NA())","v":"POE10"},{"$f":"IF($E281=DataInput!$B280,DataInput!J280,NA())","v":54.632417029169403},{"$f":"IF($E281=DataInput!$B280,DataInput!K280,NA())","v":0.79885061298138305},null,null,"QLD Alligator Creek 132",null,null,null,null,false,null,null,{"$error":"#N/A"},{"$error":"#N/A"},{"$error":"#N/A"},{"$error":"#N/A"},{"$error":"#N/A"},{"$error":"#N/A"},{"$error":"#N/A"},{"$error":"#N/A"},{"$error":"#N/A"},{"$error":"#N/A"}]
[null,{"$f":"IF(DataInput!B281=$B$8,IF($B$9=$B$10,TRUE,IF(DataInput!E281=$B$9,TRUE,FALSE)))","v":true},null,null,{"$f":"IF(B282=TRUE,DataInput!B281,NA())","v":"QLD"},{"$f":"IF($E282=DataInput!$B281,DataInput!C281,NA())","v":"QALH"},{"$f":"IF($E282=DataInput!$B281,DataInput!D281,NA())","v":"Alligator Creek 132"},{"$f":"IF($E282=DataInput!$B281,DataInput!E281,NA())","v":"Ergon"},{"$f":"IF($E282=DataInput!$B281,DataInput!F281,NA())","v":"Winter"},{"$f":"IF($E282=DataInput!$B281,DataInput!G281,NA())","v":"Non-Coincident"},{"$f":"IF($E282=DataInput!$B281,DataInput!H281,NA())","v":2016},{"$f":"IF($E282=DataInput!$B281,DataInput!I281,NA())","v":"POE50"},{"$f":"IF($E282=DataInput!$B281,DataInput!J281,NA())","v":41.054318282253199},{"$f":"IF($E282=DataInput!$B281,DataInput!K281,NA())","v":0.81250795431242995},null,null,"QLD Alligator Creek 132",null,null,null,null,false,null,null,{"$error":"#N/A"},{"$error":"#N/A"},{"$error":"#N/A"},{"$error":"#N/A"},{"$error":"#N/A"},{"$error":"#N/A"},{"$error":"#N/A"},{"$error":"#N/A"},{"$error":"#N/A"},{"$error":"#N/A"}]
[null,{"$f":"IF(DataInput!B282=$B$8,IF($B$9=$B$10,TRUE,IF(DataInput!E282=$B$9,TRUE,FALSE)))","v":true},null,null,{"$f":"IF(B283=TRUE,DataInput!B282,NA())","v":"QLD"},{"$f":"IF($E283=DataInput!$B282,DataInput!C282,NA())","v":"QALH"},{"$f":"IF($E283=DataInput!$B282,DataInput!D282,NA())","v":"Alligator Creek 132"},{"$f":"IF($E283=DataInput!$B282,DataInput!E282,NA())","v":"Ergon"},{"$f":"IF($E283=DataInput!$B282,DataInput!F282,NA())","v":"Winter"},{"$f":"IF($E283=DataInput!$B282,DataInput!G282,NA())","v":"Non-Coincident"},{"$f":"IF($E283=DataInput!$B282,DataInput!H282,NA())","v":2017},{"$f":"IF($E283=DataInput!$B282,DataInput!I282,NA())","v":"POE50"},{"$f":"IF($E283=DataInput!$B282,DataInput!J282,NA())","v":39.477770102834299},{"$f":"IF($E283=DataInput!$B282,DataInput!K282,NA())","v":0.835933230919782},null,null,"QLD Alligator Creek 132",null,null,null,null,false,null,null,{"$error":"#N/A"},{"$error":"#N/A"},{"$error":"#N/A"},{"$error":"#N/A"},{"$error":"#N/A"},{"$error":"#N/A"},{"$error":"#N/A"},{"$error":"#N/A"},{"$error":"#N/A"},{"$error":"#N/A"}]
[null,{"$f":"IF(DataInput!B283=$B$8,IF($B$9=$B$10,TRUE,IF(DataInput!E283=$B$9,TRUE,FALSE)))","v":true},null,null,{"$f":"IF(B284=TRUE,DataInput!B283,NA())","v":"QLD"},{"$f":"IF($E284=DataInput!$B283,DataInput!C283,NA())","v":"QALH"},{"$f":"IF($E284=DataInput!$B283,DataInput!D283,NA())","v":"Alligator Creek 132"},{"$f":"IF($E284=DataInput!$B283,DataInput!E283,NA())","v":"Ergon"},{"$f":"IF($E284=DataInput!$B283,DataInput!F283,NA())","v":"Winter"},{"$f":"IF($E284=DataInput!$B283,DataInput!G283,NA())","v":"Non-Coincident"},{"$f":"IF($E284=DataInput!$B283,DataInput!H283,NA())","v":2018},{"$f":"IF($E284=DataInput!$B283,DataInput!I283,NA())","v":"POE50"},{"$f":"IF($E284=DataInput!$B283,DataInput!J283,NA())","v":40.547847091554601},{"$f":"IF($E284=DataInput!$B283,DataInput!K283,NA())","v":0.84285995621556398},null,null,"QLD Alligator Creek 132",null,null,null,null,false,null,null,{"$error":"#N/A"},{"$error":"#N/A"},{"$error":"#N/A"},{"$error":"#N/A"},{"$error":"#N/A"},{"$error":"#N/A"},{"$error":"#N/A"},{"$error":"#N/A"},{"$error":"#N/A"},{"$error":"#N/A"}]
[null,{"$f":"IF(DataInput!B284=$B$8,IF($B$9=$B$10,TRUE,IF(DataInput!E284=$B$9,TRUE,FALSE)))","v":true},null,null,{"$f":"IF(B285=TRUE,DataInput!B284,NA())","v":"QLD"},{"$f":"IF($E285=DataInput!$B284,DataInput!C284,NA())","v":"QALH"},{"$f":"IF($E285=DataInput!$B284,DataInput!D284,NA())","v":"Alligator Creek 132"},{"$f":"IF($E285=DataInput!$B284,DataInput!E284,NA())","v":"Ergon"},{"$f":"IF($E285=DataInput!$B284,DataInput!F284,NA())","v":"Winter"},{"$f":"IF($E285=DataInput!$B284,DataInput!G284,NA())","v":"Non-Coincident"},{"$f":"IF($E285=DataInput!$B284,DataInput!H284,NA())","v":2019},{"$f":"IF($E285=DataInput!$B284,DataInput!I284,NA())","v":"POE50"},{"$f":"IF($E285=DataInput!$B284,DataInput!J284,NA())","v":41.980036542830199},{"$f":"IF($E285=DataInput!$B284,DataInput!K284,NA())","v":0.83313595211596503},null,null,"QLD Alligator Creek 132",null,null,null,null,false,null,null,{"$error":"#N/A"},{"$error":"#N/A"},{"$error":"#N/A"},{"$error":"#N/A"},{"$error":"#N/A"},{"$error":"#N/A"},{"$error":"#N/A"},{"$error":"#N/A"},{"$error":"#N/A"},{"$error":"#N/A"}]
[null,{"$f":"IF(DataInput!B285=$B$8,IF($B$9=$B$10,TRUE,IF(DataInput!E285=$B$9,TRUE,FALSE)))","v":true},null,null,{"$f":"IF(B286=TRUE,DataInput!B285,NA())","v":"QLD"},{"$f":"IF($E286=DataInput!$B285,DataInput!C285,NA())","v":"QALH"},{"$f":"IF($E286=DataInput!$B285,DataInput!D285,NA())","v":"Alligator Creek 132"},{"$f":"IF($E286=DataInput!$B285,DataInput!E285,NA())","v":"Ergon"},{"$f":"IF($E286=DataInput!$B285,DataInput!F285,NA())","v":"Winter"},{"$f":"IF($E286=DataInput!$B285,DataInput!G285,NA())","v":"Non-Coincident"},{"$f":"IF($E286=DataInput!$B285,DataInput!H285,NA())","v":2020},{"$f":"IF($E286=DataInput!$B285,DataInput!I285,NA())","v":"POE50"},{"$f":"IF($E286=DataInput!$B285,DataInput!J285,NA())","v":43.394972229397297},{"$f":"IF($E286=DataInput!$B285,DataInput!K285,NA())","v":0.81498735728314597},null,null,"QLD Alligator Creek 132",null,null,null,null,false,null,null,{"$error":"#N/A"},{"$error":"#N/A"},{"$error":"#N/A"},{"$error":"#N/A"},{"$error":"#N/A"},{"$error":"#N/A"},{"$error":"#N/A"},{"$error":"#N/A"},{"$error":"#N/A"},{"$error":"#N/A"}]
[null,{"$f":"IF(DataInput!B286=$B$8,IF($B$9=$B$10,TRUE,IF(DataInput!E286=$B$9,TRUE,FALSE)))","v":true},null,null,{"$f":"IF(B287=TRUE,DataInput!B286,NA())","v":"QLD"},{"$f":"IF($E287=DataInput!$B286,DataInput!C286,NA())","v":"QALH"},{"$f":"IF($E287=DataInput!$B286,DataInput!D286,NA())","v":"Alligator Creek 132"},{"$f":"IF($E287=DataInput!$B286,DataInput!E286,NA())","v":"Ergon"},{"$f":"IF($E287=DataInput!$B286,DataInput!F286,NA())","v":"Winter"},{"$f":"IF($E287=DataInput!$B286,DataInput!G286,NA())","v":"Non-Coincident"},{"$f":"IF($E287=DataInput!$B286,DataInput!H286,NA())","v":2021},{"$f":"IF($E287=DataInput!$B286,DataInput!I286,NA())","v":"POE50"},{"$f":"IF($E287=DataInput!$B286,DataInput!J286,NA())","v":43.722209422317903},{"$f":"IF($E287=DataInput!$B286,DataInput!K286,NA())","v":0.81534155896234894},null,null,"QLD Alligator Creek 132",null,null,null,null,false,null,null,{"$error":"#N/A"},{"$error":"#N/A"},{"$error":"#N/A"},{"$error":"#N/A"},{"$error":"#N/A"},{"$error":"#N/A"},{"$error":"#N/A"},{"$error":"#N/A"},{"$error":"#N/A"},{"$error":"#N/A"}]
[null,{"$f":"IF(DataInput!B287=$B$8,IF($B$9=$B$10,TRUE,IF(DataInput!E287=$B$9,TRUE,FALSE)))","v":true},null,null,{"$f":"IF(B288=TRUE,DataInput!B287,NA())","v":"QLD"},{"$f":"IF($E288=DataInput!$B287,DataInput!C287,NA())","v":"QALH"},{"$f":"IF($E288=DataInput!$B287,DataInput!D287,NA())","v":"Alligator Creek 132"},{"$f":"IF($E288=DataInput!$B287,DataInput!E287,NA())","v":"Ergon"},{"$f":"IF($E288=DataInput!$B287,DataInput!F287,NA())","v":"Winter"},{"$f":"IF($E288=DataInput!$B287,DataInput!G287,NA())","v":"Non-Coincident"},{"$f":"IF($E288=DataInput!$B287,DataInput!H287,NA())","v":2022},{"$f":"IF($E288=DataInput!$B287,DataInput!I287,NA())","v":"POE50"},{"$f":"IF($E288=DataInput!$B287,DataInput!J287,NA())","v":44.650766019090398},{"$f":"IF($E288=DataInput!$B287,DataInput!K287,NA())","v":0.81566478028812195},null,null,"QLD Alligator Creek 132",null,null,null,null,false,null,null,{"$error":"#N/A"},{"$error":"#N/A"},{"$error":"#N/A"},{"$error":"#N/A"},{"$error":"#N/A"},{"$error":"#N/A"},{"$error":"#N/A"},{"$error":"#N/A"},{"$error":"#N/A"},{"$error":"#N/A"}]
[null,{"$f":"IF(DataInput!B288=$B$8,IF($B$9=$B$10,TRUE,IF(DataInput!E288=$B$9,TRUE,FALSE)))","v":true},null,null,{"$f":"IF(B289=TRUE,DataInput!B288,NA())","v":"QLD"},{"$f":"IF($E289=DataInput!$B288,DataInput!C288,NA())","v":"QALH"},{"$f":"IF($E289=DataInput!$B288,DataInput!D288,NA())","v":"Alligator Creek 132"},{"$f":"IF($E289=DataInput!$B288,DataInput!E288,NA())","v":"Ergon"},{"$f":"IF($E289=DataInput!$B288,DataInput!F288,NA())","v":"Winter"},{"$f":"IF($E289=DataInput!$B288,DataInput!G288,NA())","v":"Non-Coincident"},{"$f":"IF($E289=DataInput!$B288,DataInput!H288,NA())","v":2023},{"$f":"IF($E289=DataInput!$B288,DataInput!I288,NA())","v":"POE50"},{"$f":"IF($E289=DataInput!$B288,DataInput!J288,NA())","v":45.352822613110902},{"$f":"IF($E289=DataInput!$B288,DataInput!K288,NA())","v":0.81588895580704901},null,null,"QLD Alligator Creek 132",null,null,null,null,false,null,null,{"$error":"#N/A"},{"$error":"#N/A"},{"$error":"#N/A"},{"$error":"#N/A"},{"$error":"#N/A"},{"$error":"#N/A"},{"$error":"#N/A"},{"$error":"#N/A"},{"$error":"#N/A"},{"$error":"#N/A"}]
[null,{"$f":"IF(DataInput!B289=$B$8,IF($B$9=$B$10,TRUE,IF(DataInput!E289=$B$9,TRUE,FALSE)))","v":true},null,null,{"$f":"IF(B290=TRUE,DataInput!B289,NA())","v":"QLD"},{"$f":"IF($E290=DataInput!$B289,DataInput!C289,NA())","v":"QALH"},{"$f":"IF($E290=DataInput!$B289,DataInput!D289,NA())","v":"Alligator Creek 132"},{"$f":"IF($E290=DataInput!$B289,DataInput!E289,NA())","v":"Ergon"},{"$f":"IF($E290=DataInput!$B289,DataInput!F289,NA())","v":"Winter"},{"$f":"IF($E290=DataInput!$B289,DataInput!G289,NA())","v":"Non-Coincident"},{"$f":"IF($E290=DataInput!$B289,DataInput!H289,NA())","v":2024},{"$f":"IF($E290=DataInput!$B289,DataInput!I289,NA())","v":"POE50"},{"$f":"IF($E290=DataInput!$B289,DataInput!J289,NA())","v":46.724020668454003},{"$f":"IF($E290=DataInput!$B289,DataInput!K289,NA())","v":0.81617974727154696},null,null,"QLD Alligator Creek 132",null,null,null,null,false,null,null,{"$error":"#N/A"},{"$error":"#N/A"},{"$error":"#N/A"},{"$error":"#N/A"},{"$error":"#N/A"},{"$error":"#N/A"},{"$error":"#N/A"},{"$error":"#N/A"},{"$error":"#N/A"},{"$error":"#N/A"}]
[null,{"$f":"IF(DataInput!B290=$B$8,IF($B$9=$B$10,TRUE,IF(DataInput!E290=$B$9,TRUE,FALSE)))","v":true},null,null,{"$f":"IF(B291=TRUE,DataInput!B290,NA())","v":"QLD"},{"$f":"IF($E291=DataInput!$B290,DataInput!C290,NA())","v":"QALH"},{"$f":"IF($E291=DataInput!$B290,DataInput!D290,NA())","v":"Alligator Creek 132"},{"$f":"IF($E291=DataInput!$B290,DataInput!E290,NA())","v":"Ergon"},{"$f":"IF($E291=DataInput!$B290,DataInput!F290,NA())","v":"Winter"},{"$f":"IF($E291=DataInput!$B290,DataInput!G290,NA())","v":"Non-Coincident"},{"$f":"IF($E291=DataInput!$B290,DataInput!H290,NA())","v":2025},{"$f":"IF($E291=DataInput!$B290,DataInput!I290,NA())","v":"POE50"},{"$f":"IF($E291=DataInput!$B290,DataInput!J290,NA())","v":47.262984957221299},{"$f":"IF($E291=DataInput!$B290,DataInput!K290,NA())","v":0.816440486989506},null,null,"QLD Alligator Creek 132",null,null,null,null,false,null,null,{"$error":"#N/A"},{"$error":"#N/A"},{"$error":"#N/A"},{"$error":"#N/A"},{"$error":"#N/A"},{"$error":"#N/A"},{"$error":"#N/A"},{"$error":"#N/A"},{"$error":"#N/A"},{"$error":"#N/A"}]
[null,{"$f":"IF(DataInput!B291=$B$8,IF($B$9=$B$10,TRUE,IF(DataInput!E291=$B$9,TRUE,FALSE)))","v":true},null,null,{"$f":"IF(B292=TRUE,DataInput!B291,NA())","v":"QLD"},{"$f":"IF($E292=DataInput!$B291,DataInput!C291,NA())","v":"QASF"},{"$f":"IF($E292=DataInput!$B291,DataInput!D291,NA())","v":"Alan Sherriff"},{"$f":"IF($E292=DataInput!$B291,DataInput!E291,NA())","v":"Ergon"},{"$f":"IF($E292=DataInput!$B291,DataInput!F291,NA())","v":"Summer"},{"$f":"IF($E292=DataInput!$B291,DataInput!G291,NA())","v":"Non-Coincident"},{"$f":"IF($E292=DataInput!$B291,DataInput!H291,NA())","v":2017},{"$f":"IF($E292=DataInput!$B291,DataInput!I291,NA())","v":"POE10"},{"$f":"IF($E292=DataInput!$B291,DataInput!J291,NA())","v":20.893728126316201},{"$f":"IF($E292=DataInput!$B291,DataInput!K291,NA())","v":0.86174532061907705},null,null,"QLD Alan Sherriff",null,null,null,null,false,null,null,{"$error":"#N/A"},{"$error":"#N/A"},{"$error":"#N/A"},{"$error":"#N/A"},{"$error":"#N/A"},{"$error":"#N/A"},{"$error":"#N/A"},{"$error":"#N/A"},{"$error":"#N/A"},{"$error":"#N/A"}]
[null,{"$f":"IF(DataInput!B292=$B$8,IF($B$9=$B$10,TRUE,IF(DataInput!E292=$B$9,TRUE,FALSE)))","v":true},null,null,{"$f":"IF(B293=TRUE,DataInput!B292,NA())","v":"QLD"},{"$f":"IF($E293=DataInput!$B292,DataInput!C292,NA())","v":"QASF"},{"$f":"IF($E293=DataInput!$B292,DataInput!D292,NA())","v":"Alan Sherriff"},{"$f":"IF($E293=DataInput!$B292,DataInput!E292,NA())","v":"Ergon"},{"$f":"IF($E293=DataInput!$B292,DataInput!F292,NA())","v":"Summer"},{"$f":"IF($E293=DataInput!$B292,DataInput!G292,NA())","v":"Non-Coincident"},{"$f":"IF($E293=DataInput!$B292,DataInput!H292,NA())","v":2018},{"$f":"IF($E293=DataInput!$B292,DataInput!I292,NA())","v":"POE10"},{"$f":"IF($E293=DataInput!$B292,DataInput!J292,NA())","v":20.469734746042199},{"$f":"IF($E293=DataInput!$B292,DataInput!K292,NA())","v":0.86730470497979995},null,null,"QLD Alan Sherriff",null,null,null,null,false,null,null,{"$error":"#N/A"},{"$error":"#N/A"},{"$error":"#N/A"},{"$error":"#N/A"},{"$error":"#N/A"},{"$error":"#N/A"},{"$error":"#N/A"},{"$error":"#N/A"},{"$error":"#N/A"},{"$error":"#N/A"}]
[null,{"$f":"IF(DataInput!B293=$B$8,IF($B$9=$B$10,TRUE,IF(DataInput!E293=$B$9,TRUE,FALSE)))","v":true},null,null,{"$f":"IF(B294=TRUE,DataInput!B293,NA())","v":"QLD"},{"$f":"IF($E294=DataInput!$B293,DataInput!C293,NA())","v":"QASF"},{"$f":"IF($E294=DataInput!$B293,DataInput!D293,NA())","v":"Alan Sherriff"},{"$f":"IF($E294=DataInput!$B293,DataInput!E293,NA())","v":"Ergon"},{"$f":"IF($E294=DataInput!$B293,DataInput!F293,NA())","v":"Summer"},{"$f":"IF($E294=DataInput!$B293,DataInput!G293,NA())","v":"Non-Coincident"},{"$f":"IF($E294=DataInput!$B293,DataInput!H293,NA())","v":2019},{"$f":"IF($E294=DataInput!$B293,DataInput!I293,NA())","v":"POE10"},{"$f":"IF($E294=DataInput!$B293,DataInput!J293,NA())","v":20.149542629391402},{"$f":"IF($E294=DataInput!$B293,DataInput!K293,NA())","v":0.86817217230972199},null,null,"QLD Alan Sherriff",null,null,null,null,false,null,null,{"$error":"#N/A"},{"$error":"#N/A"},{"$error":"#N/A"},{"$error":"#N/A"},{"$error":"#N/A"},{"$error":"#N/A"},{"$error":"#N/A"},{"$error":"#N/A"},{"$error":"#N/A"},{"$error":"#N/A"}]
[null,{"$f":"IF(DataInput!B294=$B$8,IF($B$9=$B$10,TRUE,IF(DataInput!E294=$B$9,TRUE,FALSE)))","v":true},null,null,{"$f":"IF(B295=TRUE,DataInput!B294,NA())","v":"QLD"},{"$f":"IF($E295=DataInput!$B294,DataInput!C294,NA())","v":"QASF"},{"$f":"IF($E295=DataInput!$B294,DataInput!D294,NA())","v":"Alan Sherriff"},{"$f":"IF($E295=DataInput!$B294,DataInput!E294,NA())","v":"Ergon"},{"$f":"IF($E295=DataInput!$B294,DataInput!F294,NA())","v":"Summer"},{"$f":"IF($E295=DataInput!$B294,DataInput!G294,NA())","v":"Non-Coincident"},{"$f":"IF($E295=DataInput!$B294,DataInput!H294,NA())","v":2020},{"$f":"IF($E295=DataInput!$B294,DataInput!I294,NA())","v":"POE10"},{"$f":"IF($E295=DataInput!$B294,DataInput!J294,NA())","v":20.0854398480692},{"$f":"IF($E295=DataInput!$B294,DataInput!K294,NA())","v":0.86835020494691495},null,null,"QLD Alan Sherriff",null,null,null,null,false,null,null,{"$error":"#N/A"},{"$error":"#N/A"},{"$error":"#N/A"},{"$error":"#N/A"},{"$error":"#N/A"},{"$error":"#N/A"},{"$error":"#N/A"},{"$error":"#N/A"},{"$error":"#N/A"},{"$error":"#N/A"}]
[null,{"$f":"IF(DataInput!B295=$B$8,IF($B$9=$B$10,TRUE,IF(DataInput!E295=$B$9,TRUE,FALSE)))","v":true},null,null,{"$f":"IF(B296=TRUE,DataInput!B295,NA())","v":"QLD"},{"$f":"IF($E296=DataInput!$B295,DataInput!C295,NA())","v":"QASF"},{"$f":"IF($E296=DataInput!$B295,DataInput!D295,NA())","v":"Alan Sherriff"},{"$f":"IF($E296=DataInput!$B295,DataInput!E295,NA())","v":"Ergon"},{"$f":"IF($E296=DataInput!$B295,DataInput!F295,NA())","v":"Summer"},{"$f":"IF($E296=DataInput!$B295,DataInput!G295,NA())","v":"Non-Coincident"},{"$f":"IF($E296=DataInput!$B295,DataInput!H295,NA())","v":2021},{"$f":"IF($E296=DataInput!$B295,DataInput!I295,NA())","v":"POE10"},{"$f":"IF($E296=DataInput!$B295,DataInput!J295,NA())","v":20.0757571152715},{"$f":"IF($E296=DataInput!$B295,DataInput!K295,NA())","v":0.86350704914087495},null,null,"QLD Alan Sherriff",null,null,null,null,false,null,null,{"$error":"#N/A"},{"$error":"#N/A"},{"$error":"#N/A"},{"$error":"#N/A"},{"$error":"#N/A"},{"$error":"#N/A"},{"$error":"#N/A"},{"$error":"#N/A"},{"$error":"#N/A"},{"$error":"#N/A"}]
[null,{"$f":"IF(DataInput!B296=$B$8,IF($B$9=$B$10,TRUE,IF(DataInput!E296=$B$9,TRUE,FALSE)))","v":true},null,null,{"$f":"IF(B297=TRUE,DataInput!B296,NA())","v":"QLD"},{"$f":"IF($E297=DataInput!$B296,DataInput!C296,NA())","v":"QASF"},{"$f":"IF($E297=DataInput!$B296,DataInput!D296,NA())","v":"Alan Sherriff"},{"$f":"IF($E297=DataInput!$B296,DataInput!E296,NA())","v":"Ergon"},{"$f":"IF($E297=DataInput!$B296,DataInput!F296,NA())","v":"Summer"},{"$f":"IF($E297=DataInput!$B296,DataInput!G296,NA())","v":"Non-Coincident"},{"$f":"IF($E297=DataInput!$B296,DataInput!H296,NA())","v":2022},{"$f":"IF($E297=DataInput!$B296,DataInput!I296,NA())","v":"POE10"},{"$f":"IF($E297=DataInput!$B296,DataInput!J296,NA())","v":20.122684884593699},{"$f":"IF($E297=DataInput!$B296,DataInput!K296,NA())","v":0.86360329260858404},null,null,"QLD Alan Sherriff",null,null,null,null,false,null,null,{"$error":"#N/A"},{"$error":"#N/A"},{"$error":"#N/A"},{"$error":"#N/A"},{"$error":"#N/A"},{"$error":"#N/A"},{"$error":"#N/A"},{"$error":"#N/A"},{"$error":"#N/A"},{"$error":"#N/A"}]
[null,{"$f":"IF(DataInput!B297=$B$8,IF($B$9=$B$10,TRUE,IF(DataInput!E297=$B$9,TRUE,FALSE)))","v":true},null,null,{"$f":"IF(B298=TRUE,DataInput!B297,NA())","v":"QLD"},{"$f":"IF($E298=DataInput!$B297,DataInput!C297,NA())","v":"QASF"},{"$f":"IF($E298=DataInput!$B297,DataInput!D297,NA())","v":"Alan Sherriff"},{"$f":"IF($E298=DataInput!$B297,DataInput!E297,NA())","v":"Ergon"},{"$f":"IF($E298=DataInput!$B297,DataInput!F297,NA())","v":"Summer"},{"$f":"IF($E298=DataInput!$B297,DataInput!G297,NA())","v":"Non-Coincident"},{"$f":"IF($E298=DataInput!$B297,DataInput!H297,NA())","v":2023},{"$f":"IF($E298=DataInput!$B297,DataInput!I297,NA())","v":"POE10"},{"$f":"IF($E298=DataInput!$B297,DataInput!J297,NA())","v":20.0498110982873},{"$f":"IF($E298=DataInput!$B297,DataInput!K297,NA())","v":0.86360197514125403},null,null,"QLD Alan Sherriff",null,null,null,null,false,null,null,{"$error":"#N/A"},{"$error":"#N/A"},{"$error":"#N/A"},{"$error":"#N/A"},{"$error":"#N/A"},{"$error":"#N/A"},{"$error":"#N/A"},{"$error":"#N/A"},{"$error":"#N/A"},{"$error":"#N/A"}]
[null,{"$f":"IF(DataInput!B298=$B$8,IF($B$9=$B$10,TRUE,IF(DataInput!E298=$B$9,TRUE,FALSE)))","v":true},null,null,{"$f":"IF(B299=TRUE,DataInput!B298,NA())","v":"QLD"},{"$f":"IF($E299=DataInput!$B298,DataInput!C298,NA())","v":"QASF"},{"$f":"IF($E299=DataInput!$B298,DataInput!D298,NA())","v":"Alan Sherriff"},{"$f":"IF($E299=DataInput!$B298,DataInput!E298,NA())","v":"Ergon"},{"$f":"IF($E299=DataInput!$B298,DataInput!F298,NA())","v":"Summer"},{"$f":"IF($E299=DataInput!$B298,DataInput!G298,NA())","v":"Non-Coincident"},{"$f":"IF($E299=DataInput!$B298,DataInput!H298,NA())","v":2024},{"$f":"IF($E299=DataInput!$B298,DataInput!I298,NA())","v":"POE10"},{"$f":"IF($E299=DataInput!$B298,DataInput!J298,NA())","v":20.4331263938526},{"$f":"IF($E299=DataInput!$B298,DataInput!K298,NA())","v":0.86360743856206901},null,null,"QLD Alan Sherriff",null,null,null,null,false,null,null,{"$error":"#N/A"},{"$error":"#N/A"},{"$error":"#N/A"},{"$error":"#N/A"},{"$error":"#N/A"},{"$error":"#N/A"},{"$error":"#N/A"},{"$error":"#N/A"},{"$error":"#N/A"},{"$error":"#N/A"}]
[null,{"$f":"IF(DataInput!B299=$B$8,IF($B$9=$B$10,TRUE,IF(DataInput!E299=$B$9,TRUE,FALSE)))","v":true},null,null,{"$f":"IF(B300=TRUE,DataInput!B299,NA())","v":"QLD"},{"$f":"IF($E300=DataInput!$B299,DataInput!C299,NA())","v":"QASF"},{"$f":"IF($E300=DataInput!$B299,DataInput!D299,NA())","v":"Alan Sherriff"},{"$f":"IF($E300=DataInput!$B299,DataInput!E299,NA())","v":"Ergon"},{"$f":"IF($E300=DataInput!$B299,DataInput!F299,NA())","v":"Summer"},{"$f":"IF($E300=DataInput!$B299,DataInput!G299,NA())","v":"Non-Coincident"},{"$f":"IF($E300=DataInput!$B299,DataInput!H299,NA())","v":2025},{"$f":"IF($E300=DataInput!$B299,DataInput!I299,NA())","v":"POE10"},{"$f":"IF($E300=DataInput!$B299,DataInput!J299,NA())","v":20.792330708579801},{"$f":"IF($E300=DataInput!$B299,DataInput!K299,NA())","v":0.86350914247826605},null,null,"QLD Alan Sherriff",null,null,null,null,false,null,null,{"$error":"#N/A"},{"$error":"#N/A"},{"$error":"#N/A"},{"$error":"#N/A"},{"$error":"#N/A"},{"$error":"#N/A"},{"$error":"#N/A"},{"$error":"#N/A"},{"$error":"#N/A"},{"$error":"#N/A"}]
[null,{"$f":"IF(DataInput!B300=$B$8,IF($B$9=$B$10,TRUE,IF(DataInput!E300=$B$9,TRUE,FALSE)))","v":true},null,null,{"$f":"IF(B301=TRUE,DataInput!B300,NA())","v":"QLD"},{"$f":"IF($E301=DataInput!$B300,DataInput!C300,NA())","v":"QASF"},{"$f":"IF($E301=DataInput!$B300,DataInput!D300,NA())","v":"Alan Sherriff"},{"$f":"IF($E301=DataInput!$B300,DataInput!E300,NA())","v":"Ergon"},{"$f":"IF($E301=DataInput!$B300,DataInput!F300,NA())","v":"Summer"},{"$f":"IF($E301=DataInput!$B300,DataInput!G300,NA())","v":"Non-Coincident"},{"$f":"IF($E301=DataInput!$B300,DataInput!H300,NA())","v":2026},{"$f":"IF($E301=DataInput!$B300,DataInput!I300,NA())","v":"POE10"},{"$f":"IF($E301=DataInput!$B300,DataInput!J300,NA())","v":20.944455418532499},{"$f":"IF($E301=DataInput!$B300,DataInput!K300,NA())","v":0.86350800414194495},null,null,"QLD Alan Sherriff",null,null,null,null,false,null,null,{"$error":"#N/A"},{"$error":"#N/A"},{"$error":"#N/A"},{"$error":"#N/A"},{"$error":"#N/A"},{"$error":"#N/A"},{"$error":"#N/A"},{"$error":"#N/A"},{"$error":"#N/A"},{"$error":"#N/A"}]
[null,{"$f":"IF(DataInput!B301=$B$8,IF($B$9=$B$10,TRUE,IF(DataInput!E301=$B$9,TRUE,FALSE)))","v":true},null,null,{"$f":"IF(B302=TRUE,DataInput!B301,NA())","v":"QLD"},{"$f":"IF($E302=DataInput!$B301,DataInput!C301,NA())","v":"QASF"},{"$f":"IF($E302=DataInput!$B301,DataInput!D301,NA())","v":"Alan Sherriff"},{"$f":"IF($E302=DataInput!$B301,DataInput!E301,NA())","v":"Ergon"},{"$f":"IF($E302=DataInput!$B301,DataInput!F301,NA())","v":"Summer"},{"$f":"IF($E302=DataInput!$B301,DataInput!G301,NA())","v":"Non-Coincident"},{"$f":"IF($E302=DataInput!$B301,DataInput!H301,NA())","v":2017},{"$f":"IF($E302=DataInput!$B301,DataInput!I301,NA())","v":"POE50"},{"$f":"IF($E302=DataInput!$B301,DataInput!J301,NA())","v":19.761566476514901},{"$f":"IF($E302=DataInput!$B301,DataInput!K301,NA())","v":0.87621213518463303},null,null,"QLD Alan Sherriff",null,null,null,null,false,null,null,{"$error":"#N/A"},{"$error":"#N/A"},{"$error":"#N/A"},{"$error":"#N/A"},{"$error":"#N/A"},{"$error":"#N/A"},{"$error":"#N/A"},{"$error":"#N/A"},{"$error":"#N/A"},{"$error":"#N/A"}]
[null,{"$f":"IF(DataInput!B302=$B$8,IF($B$9=$B$10,TRUE,IF(DataInput!E302=$B$9,TRUE,FALSE)))","v":true},null,null,{"$f":"IF(B303=TRUE,DataInput!B302,NA())","v":"QLD"},{"$f":"IF($E303=DataInput!$B302,DataInput!C302,NA())","v":"QASF"},{"$f":"IF($E303=DataInput!$B302,DataInput!D302,NA())","v":"Alan Sherriff"},{"$f":"IF($E303=DataInput!$B302,DataInput!E302,NA())","v":"Ergon"},{"$f":"IF($E303=DataInput!$B302,DataInput!F302,NA())","v":"Summer"},{"$f":"IF($E303=DataInput!$B302,DataInput!G302,NA())","v":"Non-Coincident"},{"$f":"IF($E303=DataInput!$B302,DataInput!H302,NA())","v":2018},{"$f":"IF($E303=DataInput!$B302,DataInput!I302,NA())","v":"POE50"},{"$f":"IF($E303=DataInput!$B302,DataInput!J302,NA())","v":19.374830616375},{"$f":"IF($E303=DataInput!$B302,DataInput!K302,NA())","v":0.87934323293120897},null,null,"QLD Alan Sherriff",null,null,null,null,false,null,null,{"$error":"#N/A"},{"$error":"#N/A"},{"$error":"#N/A"},{"$error":"#N/A"},{"$error":"#N/A"},{"$error":"#N/A"},{"$error":"#N/A"},{"$error":"#N/A"},{"$error":"#N/A"},{"$error":"#N/A"}]
[null,{"$f":"IF(DataInput!B303=$B$8,IF($B$9=$B$10,TRUE,IF(DataInput!E303=$B$9,TRUE,FALSE)))","v":true},null,null,{"$f":"IF(B304=TRUE,DataInput!B303,NA())","v":"QLD"},{"$f":"IF($E304=DataInput!$B303,DataInput!C303,NA())","v":"QASF"},{"$f":"IF($E304=DataInput!$B303,DataInput!D303,NA())","v":"Alan Sherriff"},{"$f":"IF($E304=DataInput!$B303,DataInput!E303,NA())","v":"Ergon"},{"$f":"IF($E304=DataInput!$B303,DataInput!F303,NA())","v":"Summer"},{"$f":"IF($E304=DataInput!$B303,DataInput!G303,NA())","v":"Non-Coincident"},{"$f":"IF($E304=DataInput!$B303,DataInput!H303,NA())","v":2019},{"$f":"IF($E304=DataInput!$B303,DataInput!I303,NA())","v":"POE50"},{"$f":"IF($E304=DataInput!$B303,DataInput!J303,NA())","v":18.978201027572499},{"$f":"IF($E304=DataInput!$B303,DataInput!K303,NA())","v":0.87631578703159896},null,null,"QLD Alan Sherriff",null,null,null,null,false,null,null,{"$error":"#N/A"},{"$error":"#N/A"},{"$error":"#N/A"},{"$error":"#N/A"},{"$error":"#N/A"},{"$error":"#N/A"},{"$error":"#N/A"},{"$error":"#N/A"},{"$error":"#N/A"},{"$error":"#N/A"}]
[null,{"$f":"IF(DataInput!B304=$B$8,IF($B$9=$B$10,TRUE,IF(DataInput!E304=$B$9,TRUE,FALSE)))","v":true},null,null,{"$f":"IF(B305=TRUE,DataInput!B304,NA())","v":"QLD"},{"$f":"IF($E305=DataInput!$B304,DataInput!C304,NA())","v":"QASF"},{"$f":"IF($E305=DataInput!$B304,DataInput!D304,NA())","v":"Alan Sherriff"},{"$f":"IF($E305=DataInput!$B304,DataInput!E304,NA())","v":"Ergon"},{"$f":"IF($E305=DataInput!$B304,DataInput!F304,NA())","v":"Summer"},{"$f":"IF($E305=DataInput!$B304,DataInput!G304,NA())","v":"Non-Coincident"},{"$f":"IF($E305=DataInput!$B304,DataInput!H304,NA())","v":2020},{"$f":"IF($E305=DataInput!$B304,DataInput!I304,NA())","v":"POE50"},{"$f":"IF($E305=DataInput!$B304,DataInput!J304,NA())","v":19.086159966733401},{"$f":"IF($E305=DataInput!$B304,DataInput!K304,NA())","v":0.88187845631863504},null,null,"QLD Alan Sherriff",null,null,null,null,false,null,null,{"$error":"#N/A"},{"$error":"#N/A"},{"$error":"#N/A"},{"$error":"#N/A"},{"$error":"#N/A"},{"$error":"#N/A"},{"$error":"#N/A"},{"$error":"#N/A"},{"$error":"#N/A"},{"$error":"#N/A"}]
[null,{"$f":"IF(DataInput!B305=$B$8,IF($B$9=$B$10,TRUE,IF(DataInput!E305=$B$9,TRUE,FALSE)))","v":true},null,null,{"$f":"IF(B306=TRUE,DataInput!B305,NA())","v":"QLD"},{"$f":"IF($E306=DataInput!$B305,DataInput!C305,NA())","v":"QASF"},{"$f":"IF($E306=DataInput!$B305,DataInput!D305,NA())","v":"Alan Sherriff"},{"$f":"IF($E306=DataInput!$B305,DataInput!E305,NA())","v":"Ergon"},{"$f":"IF($E306=DataInput!$B305,DataInput!F305,NA())","v":"Summer"},{"$f":"IF($E306=DataInput!$B305,DataInput!G305,NA())","v":"Non-Coincident"},{"$f":"IF($E306=DataInput!$B305,DataInput!H305,NA())","v":2021},{"$f":"IF($E306=DataInput!$B305,DataInput!I305,NA())","v":"POE50"},{"$f":"IF($E306=DataInput!$B305,DataInput!J305,NA())","v":18.956644505507398},{"$f":"IF($E306=DataInput!$B305,DataInput!K305,NA())","v":0.87826581800791304},null,null,"QLD Alan Sherriff",null,null,null,null,false,null,null,{"$error":"#N/A"},{"$error":"#N/A"},{"$error":"#N/A"},{"$error":"#N/A"},{"$error":"#N/A"},{"$error":"#N/A"},{"$error":"#N/A"},{"$error":"#N/A"},{"$error":"#N/A"},{"$error":"#N/A"}]
[null,{"$f":"IF(DataInput!B306=$B$8,IF($B$9=$B$10,TRUE,IF(DataInput!E306=$B$9,TRUE,FALSE)))","v":true},null,null,{"$f":"IF(B307=TRUE,DataInput!B306,NA())","v":"QLD"},{"$f":"IF($E307=DataInput!$B306,DataInput!C306,NA())","v":"QASF"},{"$f":"IF($E307=DataInput!$B306,DataInput!D306,NA())","v":"Alan Sherriff"},{"$f":"IF($E307=DataInput!$B306,DataInput!E306,NA())","v":"Ergon"},{"$f":"IF($E307=DataInput!$B306,DataInput!F306,NA())","v":"Summer"},{"$f":"IF($E307=DataInput!$B306,DataInput!G306,NA())","v":"Non-Coincident"},{"$f":"IF($E307=DataInput!$B306,DataInput!H306,NA())","v":2022},{"$f":"IF($E307=DataInput!$B306,DataInput!I306,NA())","v":"POE50"},{"$f":"IF($E307=DataInput!$B306,DataInput!J306,NA())","v":19.083210202168999},{"$f":"IF($E307=DataInput!$B306,DataInput!K306,NA())","v":0.878398872885779},null,null,"QLD Alan Sherriff",null,null,null,null,false,null,null,{"$error":"#N/A"},{"$f":"IF($V307=TRUE,F307,NA())","v":{"$error":"#N/A"}},{"$f":"IF($V307=TRUE,G307,NA())","v":{"$error":"#N/A"}},{"$f":"IF($V307=TRUE,H307,NA())","v":{"$error":"#N/A"}},{"$f":"IF($V307=TRUE,I307,NA())","v":{"$error":"#N/A"}},{"$f":"IF($V307=TRUE,J307,NA())","v":{"$error":"#N/A"}},{"$f":"IF($V307=TRUE,K307,NA())","v":{"$error":"#N/A"}},{"$f":"IF($V307=TRUE,L307,NA())","v":{"$error":"#N/A"}},{"$f":"IF($V307=TRUE,M307,NA())","v":{"$error":"#N/A"}},{"$f":"IF($V307=TRUE,N307,NA())","v":{"$error":"#N/A"}}]
[null,{"$f":"IF(DataInput!B307=$B$8,IF($B$9=$B$10,TRUE,IF(DataInput!E307=$B$9,TRUE,FALSE)))","v":true},null,null,{"$f":"IF(B308=TRUE,DataInput!B307,NA())","v":"QLD"},{"$f":"IF($E308=DataInput!$B307,DataInput!C307,NA())","v":"QASF"},{"$f":"IF($E308=DataInput!$B307,DataInput!D307,NA())","v":"Alan Sherriff"},{"$f":"IF($E308=DataInput!$B307,DataInput!E307,NA())","v":"Ergon"},{"$f":"IF($E308=DataInput!$B307,DataInput!F307,NA())","v":"Summer"},{"$f":"IF($E308=DataInput!$B307,DataInput!G307,NA())","v":"Non-Coincident"},{"$f":"IF($E308=DataInput!$B307,DataInput!H307,NA())","v":2023},{"$f":"IF($E308=DataInput!$B307,DataInput!I307,NA())","v":"POE50"},{"$f":"IF($E308=DataInput!$B307,DataInput!J307,NA())","v":19.314816405536199},{"$f":"IF($E308=DataInput!$B307,DataInput!K307,NA())","v":0.87842045515698397},null,null,"QLD Alan Sherriff",null,null,null,null,false,null,null,{"$error":"#N/A"},{"$error":"#N/A"},{"$error":"#N/A"},{"$error":"#N/A"},{"$error":"#N/A"},{"$error":"#N/A"},{"$error":"#N/A"},{"$error":"#N/A"},{"$error":"#N/A"},{"$error":"#N/A"}]
[null,{"$f":"IF(DataInput!B308=$B$8,IF($B$9=$B$10,TRUE,IF(DataInput!E308=$B$9,TRUE,FALSE)))","v":true},null,null,{"$f":"IF(B309=TRUE,DataInput!B308,NA())","v":"QLD"},{"$f":"IF($E309=DataInput!$B308,DataInput!C308,NA())","v":"QASF"},{"$f":"IF($E309=DataInput!$B308,DataInput!D308,NA())","v":"Alan Sherriff"},{"$f":"IF($E309=DataInput!$B308,DataInput!E308,NA())","v":"Ergon"},{"$f":"IF($E309=DataInput!$B308,DataInput!F308,NA())","v":"Summer"},{"$f":"IF($E309=DataInput!$B308,DataInput!G308,NA())","v":"Non-Coincident"},{"$f":"IF($E309=DataInput!$B308,DataInput!H308,NA())","v":2024},{"$f":"IF($E309=DataInput!$B308,DataInput!I308,NA())","v":"POE50"},{"$f":"IF($E309=DataInput!$B308,DataInput!J308,NA())","v":19.606438627120401},{"$f":"IF($E309=DataInput!$B308,DataInput!K308,NA())","v":0.878450811355318},null,null,"QLD Alan Sherriff",null,null,null,null,false,null,null,{"$error":"#N/A"},{"$error":"#N/A"},{"$error":"#N/A"},{"$error":"#N/A"},{"$error":"#N/A"},{"$error":"#N/A"},{"$error":"#N/A"},{"$error":"#N/A"},{"$error":"#N/A"},{"$error":"#N/A"}]
[null,{"$f":"IF(DataInput!B309=$B$8,IF($B$9=$B$10,TRUE,IF(DataInput!E309=$B$9,TRUE,FALSE)))","v":true},null,null,{"$f":"IF(B310=TRUE,DataInput!B309,NA())","v":"QLD"},{"$f":"IF($E310=DataInput!$B309,DataInput!C309,NA())","v":"QASF"},{"$f":"IF($E310=DataInput!$B309,DataInput!D309,NA())","v":"Alan Sherriff"},{"$f":"IF($E310=DataInput!$B309,DataInput!E309,NA())","v":"Ergon"},{"$f":"IF($E310=DataInput!$B309,DataInput!F309,NA())","v":"Summer"},{"$f":"IF($E310=DataInput!$B309,DataInput!G309,NA())","v":"Non-Coincident"},{"$f":"IF($E310=DataInput!$B309,DataInput!H309,NA())","v":2025},{"$f":"IF($E310=DataInput!$B309,DataInput!I309,NA())","v":"POE50"},{"$f":"IF($E310=DataInput!$B309,DataInput!J309,NA())","v":19.823670185875201},{"$f":"IF($E310=DataInput!$B309,DataInput!K309,NA())","v":0.87837813667961295},null,null,"QLD Alan Sherriff",null,null,null,null,false,null,null,{"$error":"#N/A"},{"$error":"#N/A"},{"$error":"#N/A"},{"$error":"#N/A"},{"$error":"#N/A"},{"$error":"#N/A"},{"$error":"#N/A"},{"$error":"#N/A"},{"$error":"#N/A"},{"$error":"#N/A"}]
[null,{"$f":"IF(DataInput!B310=$B$8,IF($B$9=$B$10,TRUE,IF(DataInput!E310=$B$9,TRUE,FALSE)))","v":true},null,null,{"$f":"IF(B311=TRUE,DataInput!B310,NA())","v":"QLD"},{"$f":"IF($E311=DataInput!$B310,DataInput!C310,NA())","v":"QASF"},{"$f":"IF($E311=DataInput!$B310,DataInput!D310,NA())","v":"Alan Sherriff"},{"$f":"IF($E311=DataInput!$B310,DataInput!E310,NA())","v":"Ergon"},{"$f":"IF($E311=DataInput!$B310,DataInput!F310,NA())","v":"Summer"},{"$f":"IF($E311=DataInput!$B310,DataInput!G310,NA())","v":"Non-Coincident"},{"$f":"IF($E311=DataInput!$B310,DataInput!H310,NA())","v":2026},{"$f":"IF($E311=DataInput!$B310,DataInput!I310,NA())","v":"POE50"},{"$f":"IF($E311=DataInput!$B310,DataInput!J310,NA())","v":20.0007303039508},{"$f":"IF($E311=DataInput!$B310,DataInput!K310,NA())","v":0.87840990113963802},null,null,"QLD Alan Sherriff",null,null,null,null,false,null,null,{"$error":"#N/A"},{"$error":"#N/A"},{"$error":"#N/A"},{"$error":"#N/A"},{"$error":"#N/A"},{"$error":"#N/A"},{"$error":"#N/A"},{"$error":"#N/A"},{"$error":"#N/A"},{"$error":"#N/A"}]
[null,{"$f":"IF(DataInput!B311=$B$8,IF($B$9=$B$10,TRUE,IF(DataInput!E311=$B$9,TRUE,FALSE)))","v":true},null,null,{"$f":"IF(B312=TRUE,DataInput!B311,NA())","v":"QLD"},{"$f":"IF($E312=DataInput!$B311,DataInput!C311,NA())","v":"QASF"},{"$f":"IF($E312=DataInput!$B311,DataInput!D311,NA())","v":"Alan Sherriff"},{"$f":"IF($E312=DataInput!$B311,DataInput!E311,NA())","v":"Ergon"},{"$f":"IF($E312=DataInput!$B311,DataInput!F311,NA())","v":"Winter"},{"$f":"IF($E312=DataInput!$B311,DataInput!G311,NA())","v":"Non-Coincident"},{"$f":"IF($E312=DataInput!$B311,DataInput!H311,NA())","v":2016},{"$f":"IF($E312=DataInput!$B311,DataInput!I311,NA())","v":"POE10"},{"$f":"IF($E312=DataInput!$B311,DataInput!J311,NA())","v":17.393658320857501},{"$f":"IF($E312=DataInput!$B311,DataInput!K311,NA())","v":0.875527717685609},null,null,"QLD Alan Sherriff",null,null,null,null,false,null,null,{"$error":"#N/A"},{"$error":"#N/A"},{"$error":"#N/A"},{"$error":"#N/A"},{"$error":"#N/A"},{"$error":"#N/A"},{"$error":"#N/A"},{"$error":"#N/A"},{"$error":"#N/A"},{"$error":"#N/A"}]
[null,{"$f":"IF(DataInput!B312=$B$8,IF($B$9=$B$10,TRUE,IF(DataInput!E312=$B$9,TRUE,FALSE)))","v":true},null,null,{"$f":"IF(B313=TRUE,DataInput!B312,NA())","v":"QLD"},{"$f":"IF($E313=DataInput!$B312,DataInput!C312,NA())","v":"QASF"},{"$f":"IF($E313=DataInput!$B312,DataInput!D312,NA())","v":"Alan Sherriff"},{"$f":"IF($E313=DataInput!$B312,DataInput!E312,NA())","v":"Ergon"},{"$f":"IF($E313=DataInput!$B312,DataInput!F312,NA())","v":"Winter"},{"$f":"IF($E313=DataInput!$B312,DataInput!G312,NA())","v":"Non-Coincident"},{"$f":"IF($E313=DataInput!$B312,DataInput!H312,NA())","v":2017},{"$f":"IF($E313=DataInput!$B312,DataInput!I312,NA())","v":"POE10"},{"$f":"IF($E313=DataInput!$B312,DataInput!J312,NA())","v":17.837695968383201},{"$f":"IF($E313=DataInput!$B312,DataInput!K312,NA())","v":0.90136677845469104},null,null,"QLD Alan Sherriff",null,null,null,null,false,null,null,{"$error":"#N/A"},{"$error":"#N/A"},{"$error":"#N/A"},{"$error":"#N/A"},{"$error":"#N/A"},{"$error":"#N/A"},{"$error":"#N/A"},{"$error":"#N/A"},{"$error":"#N/A"},{"$error":"#N/A"}]
[null,{"$f":"IF(DataInput!B313=$B$8,IF($B$9=$B$10,TRUE,IF(DataInput!E313=$B$9,TRUE,FALSE)))","v":true},null,null,{"$f":"IF(B314=TRUE,DataInput!B313,NA())","v":"QLD"},{"$f":"IF($E314=DataInput!$B313,DataInput!C313,NA())","v":"QASF"},{"$f":"IF($E314=DataInput!$B313,DataInput!D313,NA())","v":"Alan Sherriff"},{"$f":"IF($E314=DataInput!$B313,DataInput!E313,NA())","v":"Ergon"},{"$f":"IF($E314=DataInput!$B313,DataInput!F313,NA())","v":"Winter"},{"$f":"IF($E314=DataInput!$B313,DataInput!G313,NA())","v":"Non-Coincident"},{"$f":"IF($E314=DataInput!$B313,DataInput!H313,NA())","v":2018},{"$f":"IF($E314=DataInput!$B313,DataInput!I313,NA())","v":"POE10"},{"$f":"IF($E314=DataInput!$B313,DataInput!J313,NA())","v":18.743334086554398},{"$f":"IF($E314=DataInput!$B313,DataInput!K313,NA())","v":0.91460543800749206},null,null,"QLD Alan Sherriff",null,null,null,null,false,null,null,{"$error":"#N/A"},{"$error":"#N/A"},{"$error":"#N/A"},{"$error":"#N/A"},{"$error":"#N/A"},{"$error":"#N/A"},{"$error":"#N/A"},{"$error":"#N/A"},{"$error":"#N/A"},{"$error":"#N/A"}]
[null,{"$f":"IF(DataInput!B314=$B$8,IF($B$9=$B$10,TRUE,IF(DataInput!E314=$B$9,TRUE,FALSE)))","v":true},null,null,{"$f":"IF(B315=TRUE,DataInput!B314,NA())","v":"QLD"},{"$f":"IF($E315=DataInput!$B314,DataInput!C314,NA())","v":"QASF"},{"$f":"IF($E315=DataInput!$B314,DataInput!D314,NA())","v":"Alan Sherriff"},{"$f":"IF($E315=DataInput!$B314,DataInput!E314,NA())","v":"Ergon"},{"$f":"IF($E315=DataInput!$B314,DataInput!F314,NA())","v":"Winter"},{"$f":"IF($E315=DataInput!$B314,DataInput!G314,NA())","v":"Non-Coincident"},{"$f":"IF($E315=DataInput!$B314,DataInput!H314,NA())","v":2019},{"$f":"IF($E315=DataInput!$B314,DataInput!I314,NA())","v":"POE10"},{"$f":"IF($E315=DataInput!$B314,DataInput!J314,NA())","v":19.887687567766299},{"$f":"IF($E315=DataInput!$B314,DataInput!K314,NA())","v":0.90234307770419397},null,null,"QLD Alan Sherriff",null,null,null,null,false,null,null,{"$error":"#N/A"},{"$error":"#N/A"},{"$error":"#N/A"},{"$error":"#N/A"},{"$error":"#N/A"},{"$error":"#N/A"},{"$error":"#N/A"},{"$error":"#N/A"},{"$error":"#N/A"},{"$error":"#N/A"}]
[null,{"$f":"IF(DataInput!B315=$B$8,IF($B$9=$B$10,TRUE,IF(DataInput!E315=$B$9,TRUE,FALSE)))","v":true},null,null,{"$f":"IF(B316=TRUE,DataInput!B315,NA())","v":"QLD"},{"$f":"IF($E316=DataInput!$B315,DataInput!C315,NA())","v":"QASF"},{"$f":"IF($E316=DataInput!$B315,DataInput!D315,NA())","v":"Alan Sherriff"},{"$f":"IF($E316=DataInput!$B315,DataInput!E315,NA())","v":"Ergon"},{"$f":"IF($E316=DataInput!$B315,DataInput!F315,NA())","v":"Winter"},{"$f":"IF($E316=DataInput!$B315,DataInput!G315,NA())","v":"Non-Coincident"},{"$f":"IF($E316=DataInput!$B315,DataInput!H315,NA())","v":2020},{"$f":"IF($E316=DataInput!$B315,DataInput!I315,NA())","v":"POE10"},{"$f":"IF($E316=DataInput!$B315,DataInput!J315,NA())","v":20.991606864465101},{"$f":"IF($E316=DataInput!$B315,DataInput!K315,NA())","v":0.87824359344763903},null,null,"QLD Alan Sherriff",null,null,null,null,false,null,null,{"$error":"#N/A"},{"$error":"#N/A"},{"$error":"#N/A"},{"$error":"#N/A"},{"$error":"#N/A"},{"$error":"#N/A"},{"$error":"#N/A"},{"$error":"#N/A"},{"$error":"#N/A"},{"$error":"#N/A"}]
[null,{"$f":"IF(DataInput!B316=$B$8,IF($B$9=$B$10,TRUE,IF(DataInput!E316=$B$9,TRUE,FALSE)))","v":true},null,null,{"$f":"IF(B317=TRUE,DataInput!B316,NA())","v":"QLD"},{"$f":"IF($E317=DataInput!$B316,DataInput!C316,NA())","v":"QASF"},{"$f":"IF($E317=DataInput!$B316,DataInput!D316,NA())","v":"Alan Sherriff"},{"$f":"IF($E317=DataInput!$B316,DataInput!E316,NA())","v":"Ergon"},{"$f":"IF($E317=DataInput!$B316,DataInput!F316,NA())","v":"Winter"},{"$f":"IF($E317=DataInput!$B316,DataInput!G316,NA())","v":"Non-Coincident"},{"$f":"IF($E317=DataInput!$B316,DataInput!H316,NA())","v":2021},{"$f":"IF($E317=DataInput!$B316,DataInput!I316,NA())","v":"POE10"},{"$f":"IF($E317=DataInput!$B316,DataInput!J316,NA())","v":21.265922883998702},{"$f":"IF($E317=DataInput!$B316,DataInput!K316,NA())","v":0.87864941274917496},null,null,"QLD Alan Sherriff",null,null,null,null,false,null,null,{"$error":"#N/A"},{"$error":"#N/A"},{"$error":"#N/A"},{"$error":"#N/A"},{"$error":"#N/A"},{"$error":"#N/A"},{"$error":"#N/A"},{"$error":"#N/A"},{"$error":"#N/A"},{"$error":"#N/A"}]
[null,{"$f":"IF(DataInput!B317=$B$8,IF($B$9=$B$10,TRUE,IF(DataInput!E317=$B$9,TRUE,FALSE)))","v":true},null,null,{"$f":"IF(B318=TRUE,DataInput!B317,NA())","v":"QLD"},{"$f":"IF($E318=DataInput!$B317,DataInput!C317,NA())","v":"QASF"},{"$f":"IF($E318=DataInput!$B317,DataInput!D317,NA())","v":"Alan Sherriff"},{"$f":"IF($E318=DataInput!$B317,DataInput!E317,NA())","v":"Ergon"},{"$f":"IF($E318=DataInput!$B317,DataInput!F317,NA())","v":"Winter"},{"$f":"IF($E318=DataInput!$B317,DataInput!G317,NA())","v":"Non-Coincident"},{"$f":"IF($E318=DataInput!$B317,DataInput!H317,NA())","v":2022},{"$f":"IF($E318=DataInput!$B317,DataInput!I317,NA())","v":"POE10"},{"$f":"IF($E318=DataInput!$B317,DataInput!J317,NA())","v":22.045983769998799},{"$f":"IF($E318=DataInput!$B317,DataInput!K317,NA())","v":0.87902685532631697},null,null,"QLD Alan Sherriff",null,null,null,null,false,null,null,{"$error":"#N/A"},{"$error":"#N/A"},{"$error":"#N/A"},{"$error":"#N/A"},{"$error":"#N/A"},{"$error":"#N/A"},{"$error":"#N/A"},{"$error":"#N/A"},{"$error":"#N/A"},{"$error":"#N/A"}]
[null,{"$f":"IF(DataInput!B318=$B$8,IF($B$9=$B$10,TRUE,IF(DataInput!E318=$B$9,TRUE,FALSE)))","v":true},null,null,{"$f":"IF(B319=TRUE,DataInput!B318,NA())","v":"QLD"},{"$f":"IF($E319=DataInput!$B318,DataInput!C318,NA())","v":"QASF"},{"$f":"IF($E319=DataInput!$B318,DataInput!D318,NA())","v":"Alan Sherriff"},{"$f":"IF($E319=DataInput!$B318,DataInput!E318,NA())","v":"Ergon"},{"$f":"IF($E319=DataInput!$B318,DataInput!F318,NA())","v":"Winter"},{"$f":"IF($E319=DataInput!$B318,DataInput!G318,NA())","v":"Non-Coincident"},{"$f":"IF($E319=DataInput!$B318,DataInput!H318,NA())","v":2023},{"$f":"IF($E319=DataInput!$B318,DataInput!I318,NA())","v":"POE10"},{"$f":"IF($E319=DataInput!$B318,DataInput!J318,NA())","v":22.7338715161988},{"$f":"IF($E319=DataInput!$B318,DataInput!K318,NA())","v":0.87929813914417598},null,null,"QLD Alan Sherriff",null,null,null,null,false,null,null,{"$error":"#N/A"},{"$error":"#N/A"},{"$error":"#N/A"},{"$error":"#N/A"},{"$error":"#N/A"},{"$error":"#N/A"},{"$error":"#N/A"},{"$error":"#N/A"},{"$error":"#N/A"},{"$error":"#N/A"}]
[null,{"$f":"IF(DataInput!B319=$B$8,IF($B$9=$B$10,TRUE,IF(DataInput!E319=$B$9,TRUE,FALSE)))","v":true},null,null,{"$f":"IF(B320=TRUE,DataInput!B319,NA())","v":"QLD"},{"$f":"IF($E320=DataInput!$B319,DataInput!C319,NA())","v":"QASF"},{"$f":"IF($E320=DataInput!$B319,DataInput!D319,NA())","v":"Alan Sherriff"},{"$f":"IF($E320=DataInput!$B319,DataInput!E319,NA())","v":"Ergon"},{"$f":"IF($E320=DataInput!$B319,DataInput!F319,NA())","v":"Winter"},{"$f":"IF($E320=DataInput!$B319,DataInput!G319,NA())","v":"Non-Coincident"},{"$f":"IF($E320=DataInput!$B319,DataInput!H319,NA())","v":2024},{"$f":"IF($E320=DataInput!$B319,DataInput!I319,NA())","v":"POE10"},{"$f":"IF($E320=DataInput!$B319,DataInput!J319,NA())","v":24.071775711830501},{"$f":"IF($E320=DataInput!$B319,DataInput!K319,NA())","v":0.879637796981663},null,null,"QLD Alan Sherriff",null,null,null,null,false,null,null,{"$error":"#N/A"},{"$error":"#N/A"},{"$error":"#N/A"},{"$error":"#N/A"},{"$error":"#N/A"},{"$error":"#N/A"},{"$error":"#N/A"},{"$error":"#N/A"},{"$error":"#N/A"},{"$error":"#N/A"}]
[null,{"$f":"IF(DataInput!B320=$B$8,IF($B$9=$B$10,TRUE,IF(DataInput!E320=$B$9,TRUE,FALSE)))","v":true},null,null,{"$f":"IF(B321=TRUE,DataInput!B320,NA())","v":"QLD"},{"$f":"IF($E321=DataInput!$B320,DataInput!C320,NA())","v":"QASF"},{"$f":"IF($E321=DataInput!$B320,DataInput!D320,NA())","v":"Alan Sherriff"},{"$f":"IF($E321=DataInput!$B320,DataInput!E320,NA())","v":"Ergon"},{"$f":"IF($E321=DataInput!$B320,DataInput!F320,NA())","v":"Winter"},{"$f":"IF($E321=DataInput!$B320,DataInput!G320,NA())","v":"Non-Coincident"},{"$f":"IF($E321=DataInput!$B320,DataInput!H320,NA())","v":2025},{"$f":"IF($E321=DataInput!$B320,DataInput!I320,NA())","v":"POE10"},{"$f":"IF($E321=DataInput!$B320,DataInput!J320,NA())","v":24.799777617341601},{"$f":"IF($E321=DataInput!$B320,DataInput!K320,NA())","v":0.87994506844754505},null,null,"QLD Alan Sherriff",null,null,null,null,false,null,null,{"$error":"#N/A"},{"$error":"#N/A"},{"$error":"#N/A"},{"$error":"#N/A"},{"$error":"#N/A"},{"$error":"#N/A"},{"$error":"#N/A"},{"$error":"#N/A"},{"$error":"#N/A"},{"$error":"#N/A"}]
[null,{"$f":"IF(DataInput!B321=$B$8,IF($B$9=$B$10,TRUE,IF(DataInput!E321=$B$9,TRUE,FALSE)))","v":true},null,null,{"$f":"IF(B322=TRUE,DataInput!B321,NA())","v":"QLD"},{"$f":"IF($E322=DataInput!$B321,DataInput!C321,NA())","v":"QASF"},{"$f":"IF($E322=DataInput!$B321,DataInput!D321,NA())","v":"Alan Sherriff"},{"$f":"IF($E322=DataInput!$B321,DataInput!E321,NA())","v":"Ergon"},{"$f":"IF($E322=DataInput!$B321,DataInput!F321,NA())","v":"Winter"},{"$f":"IF($E322=DataInput!$B321,DataInput!G321,NA())","v":"Non-Coincident"},{"$f":"IF($E322=DataInput!$B321,DataInput!H321,NA())","v":2016},{"$f":"IF($E322=DataInput!$B321,DataInput!I321,NA())","v":"POE50"},{"$f":"IF($E322=DataInput!$B321,DataInput!J321,NA())","v":16.915664886653101},{"$f":"IF($E322=DataInput!$B321,DataInput!K321,NA())","v":0.89498882000393198},null,null,"QLD Alan Sherriff",null,null,null,null,false,null,null,{"$error":"#N/A"},{"$error":"#N/A"},{"$error":"#N/A"},{"$error":"#N/A"},{"$error":"#N/A"},{"$error":"#N/A"},{"$error":"#N/A"},{"$error":"#N/A"},{"$error":"#N/A"},{"$error":"#N/A"}]
[null,{"$f":"IF(DataInput!B322=$B$8,IF($B$9=$B$10,TRUE,IF(DataInput!E322=$B$9,TRUE,FALSE)))","v":true},null,null,{"$f":"IF(B323=TRUE,DataInput!B322,NA())","v":"QLD"},{"$f":"IF($E323=DataInput!$B322,DataInput!C322,NA())","v":"QASF"},{"$f":"IF($E323=DataInput!$B322,DataInput!D322,NA())","v":"Alan Sherriff"},{"$f":"IF($E323=DataInput!$B322,DataInput!E322,NA())","v":"Ergon"},{"$f":"IF($E323=DataInput!$B322,DataInput!F322,NA())","v":"Winter"},{"$f":"IF($E323=DataInput!$B322,DataInput!G322,NA())","v":"Non-Coincident"},{"$f":"IF($E323=DataInput!$B322,DataInput!H322,NA())","v":2017},{"$f":"IF($E323=DataInput!$B322,DataInput!I322,NA())","v":"POE50"},{"$f":"IF($E323=DataInput!$B322,DataInput!J322,NA())","v":17.346789671761499},{"$f":"IF($E323=DataInput!$B322,DataInput!K322,NA())","v":0.92079208821540504},null,null,"QLD Alan Sherriff",null,null,null,null,false,null,null,{"$error":"#N/A"},{"$error":"#N/A"},{"$error":"#N/A"},{"$error":"#N/A"},{"$error":"#N/A"},{"$error":"#N/A"},{"$error":"#N/A"},{"$error":"#N/A"},{"$error":"#N/A"},{"$error":"#N/A"}]
[null,{"$f":"IF(DataInput!B323=$B$8,IF($B$9=$B$10,TRUE,IF(DataInput!E323=$B$9,TRUE,FALSE)))","v":true},null,null,{"$f":"IF(B324=TRUE,DataInput!B323,NA())","v":"QLD"},{"$f":"IF($E324=DataInput!$B323,DataInput!C323,NA())","v":"QASF"},{"$f":"IF($E324=DataInput!$B323,DataInput!D323,NA())","v":"Alan Sherriff"},{"$f":"IF($E324=DataInput!$B323,DataInput!E323,NA())","v":"Ergon"},{"$f":"IF($E324=DataInput!$B323,DataInput!F323,NA())","v":"Winter"},{"$f":"IF($E324=DataInput!$B323,DataInput!G323,NA())","v":"Non-Coincident"},{"$f":"IF($E324=DataInput!$B323,DataInput!H323,NA())","v":2018},{"$f":"IF($E324=DataInput!$B323,DataInput!I323,NA())","v":"POE50"},{"$f":"IF($E324=DataInput!$B323,DataInput!J323,NA())","v":18.0978673367044},{"$f":"IF($E324=DataInput!$B323,DataInput!K323,NA())","v":0.92842197253353498},null,null,"QLD Alan Sherriff",null,null,null,null,false,null,null,{"$error":"#N/A"},{"$error":"#N/A"},{"$error":"#N/A"},{"$error":"#N/A"},{"$error":"#N/A"},{"$error":"#N/A"},{"$error":"#N/A"},{"$error":"#N/A"},{"$error":"#N/A"},{"$error":"#N/A"}]
[null,{"$f":"IF(DataInput!B324=$B$8,IF($B$9=$B$10,TRUE,IF(DataInput!E324=$B$9,TRUE,FALSE)))","v":true},null,null,{"$f":"IF(B325=TRUE,DataInput!B324,NA())","v":"QLD"},{"$f":"IF($E325=DataInput!$B324,DataInput!C324,NA())","v":"QASF"},{"$f":"IF($E325=DataInput!$B324,DataInput!D324,NA())","v":"Alan Sherriff"},{"$f":"IF($E325=DataInput!$B324,DataInput!E324,NA())","v":"Ergon"},{"$f":"IF($E325=DataInput!$B324,DataInput!F324,NA())","v":"Winter"},{"$f":"IF($E325=DataInput!$B324,DataInput!G324,NA())","v":"Non-Coincident"},{"$f":"IF($E325=DataInput!$B324,DataInput!H324,NA())","v":2019},{"$f":"IF($E325=DataInput!$B324,DataInput!I324,NA())","v":"POE50"},{"$f":"IF($E325=DataInput!$B324,DataInput!J324,NA())","v":19.027901652521901},{"$f":"IF($E325=DataInput!$B324,DataInput!K324,NA())","v":0.91771084668101499},null,null,"QLD Alan Sherriff",null,null,null,null,false,null,null,{"$error":"#N/A"},{"$error":"#N/A"},{"$error":"#N/A"},{"$error":"#N/A"},{"$error":"#N/A"},{"$error":"#N/A"},{"$error":"#N/A"},{"$error":"#N/A"},{"$error":"#N/A"},{"$error":"#N/A"}]
[null,{"$f":"IF(DataInput!B325=$B$8,IF($B$9=$B$10,TRUE,IF(DataInput!E325=$B$9,TRUE,FALSE)))","v":true},null,null,{"$f":"IF(B326=TRUE,DataInput!B325,NA())","v":"QLD"},{"$f":"IF($E326=DataInput!$B325,DataInput!C325,NA())","v":"QASF"},{"$f":"IF($E326=DataInput!$B325,DataInput!D325,NA())","v":"Alan Sherriff"},{"$f":"IF($E326=DataInput!$B325,DataInput!E325,NA())","v":"Ergon"},{"$f":"IF($E326=DataInput!$B325,DataInput!F325,NA())","v":"Winter"},{"$f":"IF($E326=DataInput!$B325,DataInput!G325,NA())","v":"Non-Coincident"},{"$f":"IF($E326=DataInput!$B325,DataInput!H325,NA())","v":2020},{"$f":"IF($E326=DataInput!$B325,DataInput!I325,NA())","v":"POE50"},{"$f":"IF($E326=DataInput!$B325,DataInput!J325,NA())","v":19.969864511463499},{"$f":"IF($E326=DataInput!$B325,DataInput!K325,NA())","v":0.89771991688402697},null,null,"QLD Alan Sherriff",null,null,null,null,false,null,null,{"$error":"#N/A"},{"$error":"#N/A"},{"$error":"#N/A"},{"$error":"#N/A"},{"$error":"#N/A"},{"$error":"#N/A"},{"$error":"#N/A"},{"$error":"#N/A"},{"$error":"#N/A"},{"$error":"#N/A"}]
[null,{"$f":"IF(DataInput!B326=$B$8,IF($B$9=$B$10,TRUE,IF(DataInput!E326=$B$9,TRUE,FALSE)))","v":true},null,null,{"$f":"IF(B327=TRUE,DataInput!B326,NA())","v":"QLD"},{"$f":"IF($E327=DataInput!$B326,DataInput!C326,NA())","v":"QASF"},{"$f":"IF($E327=DataInput!$B326,DataInput!D326,NA())","v":"Alan Sherriff"},{"$f":"IF($E327=DataInput!$B326,DataInput!E326,NA())","v":"Ergon"},{"$f":"IF($E327=DataInput!$B326,DataInput!F326,NA())","v":"Winter"},{"$f":"IF($E327=DataInput!$B326,DataInput!G326,NA())","v":"Non-Coincident"},{"$f":"IF($E327=DataInput!$B326,DataInput!H326,NA())","v":2021},{"$f":"IF($E327=DataInput!$B326,DataInput!I326,NA())","v":"POE50"},{"$f":"IF($E327=DataInput!$B326,DataInput!J326,NA())","v":20.423359731549699},{"$f":"IF($E327=DataInput!$B326,DataInput!K326,NA())","v":0.89811007496338002},null,null,"QLD Alan Sherriff",null,null,null,null,false,null,null,{"$error":"#N/A"},{"$error":"#N/A"},{"$error":"#N/A"},{"$error":"#N/A"},{"$error":"#N/A"},{"$error":"#N/A"},{"$error":"#N/A"},{"$error":"#N/A"},{"$error":"#N/A"},{"$error":"#N/A"}]
[null,{"$f":"IF(DataInput!B327=$B$8,IF($B$9=$B$10,TRUE,IF(DataInput!E327=$B$9,TRUE,FALSE)))","v":true},null,null,{"$f":"IF(B328=TRUE,DataInput!B327,NA())","v":"QLD"},{"$f":"IF($E328=DataInput!$B327,DataInput!C327,NA())","v":"QASF"},{"$f":"IF($E328=DataInput!$B327,DataInput!D327,NA())","v":"Alan Sherriff"},{"$f":"IF($E328=DataInput!$B327,DataInput!E327,NA())","v":"Ergon"},{"$f":"IF($E328=DataInput!$B327,DataInput!F327,NA())","v":"Winter"},{"$f":"IF($E328=DataInput!$B327,DataInput!G327,NA())","v":"Non-Coincident"},{"$f":"IF($E328=DataInput!$B327,DataInput!H327,NA())","v":2022},{"$f":"IF($E328=DataInput!$B327,DataInput!I327,NA())","v":"POE50"},{"$f":"IF($E328=DataInput!$B327,DataInput!J327,NA())","v":21.166451233280899},{"$f":"IF($E328=DataInput!$B327,DataInput!K327,NA())","v":0.89846610775225},null,null,"QLD Alan Sherriff",null,null,null,null,false,null,null,{"$error":"#N/A"},{"$error":"#N/A"},{"$error":"#N/A"},{"$error":"#N/A"},{"$error":"#N/A"},{"$error":"#N/A"},{"$error":"#N/A"},{"$error":"#N/A"},{"$error":"#N/A"},{"$error":"#N/A"}]
[null,{"$f":"IF(DataInput!B328=$B$8,IF($B$9=$B$10,TRUE,IF(DataInput!E328=$B$9,TRUE,FALSE)))","v":true},null,null,{"$f":"IF(B329=TRUE,DataInput!B328,NA())","v":"QLD"},{"$f":"IF($E329=DataInput!$B328,DataInput!C328,NA())","v":"QASF"},{"$f":"IF($E329=DataInput!$B328,DataInput!D328,NA())","v":"Alan Sherriff"},{"$f":"IF($E329=DataInput!$B328,DataInput!E328,NA())","v":"Ergon"},{"$f":"IF($E329=DataInput!$B328,DataInput!F328,NA())","v":"Winter"},{"$f":"IF($E329=DataInput!$B328,DataInput!G328,NA())","v":"Non-Coincident"},{"$f":"IF($E329=DataInput!$B328,DataInput!H328,NA())","v":2023},{"$f":"IF($E329=DataInput!$B328,DataInput!I328,NA())","v":"POE50"},{"$f":"IF($E329=DataInput!$B328,DataInput!J328,NA())","v":21.813479379790898},{"$f":"IF($E329=DataInput!$B328,DataInput!K328,NA())","v":0.89871304020637999},null,null,"QLD Alan Sherriff",null,null,null,null,false,null,null,{"$error":"#N/A"},{"$error":"#N/A"},{"$error":"#N/A"},{"$error":"#N/A"},{"$error":"#N/A"},{"$error":"#N/A"},{"$error":"#N/A"},{"$error":"#N/A"},{"$error":"#N/A"},{"$error":"#N/A"}]
[null,{"$f":"IF(DataInput!B329=$B$8,IF($B$9=$B$10,TRUE,IF(DataInput!E329=$B$9,TRUE,FALSE)))","v":true},null,null,{"$f":"IF(B330=TRUE,DataInput!B329,NA())","v":"QLD"},{"$f":"IF($E330=DataInput!$B329,DataInput!C329,NA())","v":"QASF"},{"$f":"IF($E330=DataInput!$B329,DataInput!D329,NA())","v":"Alan Sherriff"},{"$f":"IF($E330=DataInput!$B329,DataInput!E329,NA())","v":"Ergon"},{"$f":"IF($E330=DataInput!$B329,DataInput!F329,NA())","v":"Winter"},{"$f":"IF($E330=DataInput!$B329,DataInput!G329,NA())","v":"Non-Coincident"},{"$f":"IF($E330=DataInput!$B329,DataInput!H329,NA())","v":2024},{"$f":"IF($E330=DataInput!$B329,DataInput!I329,NA())","v":"POE50"},{"$f":"IF($E330=DataInput!$B329,DataInput!J329,NA())","v":22.796718972969401},{"$f":"IF($E330=DataInput!$B329,DataInput!K329,NA())","v":0.89903335105170401},null,null,"QLD Alan Sherriff",null,null,null,null,false,null,null,{"$error":"#N/A"},{"$error":"#N/A"},{"$error":"#N/A"},{"$error":"#N/A"},{"$error":"#N/A"},{"$error":"#N/A"},{"$error":"#N/A"},{"$error":"#N/A"},{"$error":"#N/A"},{"$error":"#N/A"}]
[null,{"$f":"IF(DataInput!B330=$B$8,IF($B$9=$B$10,TRUE,IF(DataInput!E330=$B$9,TRUE,FALSE)))","v":true},null,null,{"$f":"IF(B331=TRUE,DataInput!B330,NA())","v":"QLD"},{"$f":"IF($E331=DataInput!$B330,DataInput!C330,NA())","v":"QASF"},{"$f":"IF($E331=DataInput!$B330,DataInput!D330,NA())","v":"Alan Sherriff"},{"$f":"IF($E331=DataInput!$B330,DataInput!E330,NA())","v":"Ergon"},{"$f":"IF($E331=DataInput!$B330,DataInput!F330,NA())","v":"Winter"},{"$f":"IF($E331=DataInput!$B330,DataInput!G330,NA())","v":"Non-Coincident"},{"$f":"IF($E331=DataInput!$B330,DataInput!H330,NA())","v":2025},{"$f":"IF($E331=DataInput!$B330,DataInput!I330,NA())","v":"POE50"},{"$f":"IF($E331=DataInput!$B330,DataInput!J330,NA())","v":23.387153254334802},{"$f":"IF($E331=DataInput!$B330,DataInput!K330,NA())","v":0.89932055947996103},null,null,"QLD Alan Sherriff",null,null,null,null,false,null,null,{"$error":"#N/A"},{"$error":"#N/A"},{"$error":"#N/A"},{"$error":"#N/A"},{"$error":"#N/A"},{"$error":"#N/A"},{"$error":"#N/A"},{"$error":"#N/A"},{"$error":"#N/A"},{"$error":"#N/A"}]
[null,{"$f":"IF(DataInput!B331=$B$8,IF($B$9=$B$10,TRUE,IF(DataInput!E331=$B$9,TRUE,FALSE)))","v":true},null,null,{"$f":"IF(B332=TRUE,DataInput!B331,NA())","v":"QLD"},{"$f":"IF($E332=DataInput!$B331,DataInput!C331,NA())","v":"QBBS"},{"$f":"IF($E332=DataInput!$B331,DataInput!D331,NA())","v":"Belmont Wecker Road 33"},{"$f":"IF($E332=DataInput!$B331,DataInput!E331,NA())","v":"Energex"},{"$f":"IF($E332=DataInput!$B331,DataInput!F331,NA())","v":"Summer"},{"$f":"IF($E332=DataInput!$B331,DataInput!G331,NA())","v":"Non-Coincident"},{"$f":"IF($E332=DataInput!$B331,DataInput!H331,NA())","v":2017},{"$f":"IF($E332=DataInput!$B331,DataInput!I331,NA())","v":"POE10"},{"$f":"IF($E332=DataInput!$B331,DataInput!J331,NA())","v":141.87847979721101},{"$f":"IF($E332=DataInput!$B331,DataInput!K331,NA())","v":1},null,null,{"$f":"IF(OR(ISERROR(E332),ISERROR(G332)),\"  \",E332&\" \"&G332)","v":"QLD Belmont Wecker Road 33"},null,null,null,null,{"$f":"IF(ISERROR(G332),FALSE,IF($V$9=G332,TRUE,FALSE))","v":false},null,null,{"$f":"IF($V332=TRUE,E332,NA())","v":{"$error":"#N/A"}},{"$error":"#N/A"},{"$error":"#N/A"},{"$error":"#N/A"},{"$error":"#N/A"},{"$error":"#N/A"},{"$error":"#N/A"},{"$error":"#N/A"},{"$error":"#N/A"},{"$error":"#N/A"}]
[null,{"$f":"IF(DataInput!B332=$B$8,IF($B$9=$B$10,TRUE,IF(DataInput!E332=$B$9,TRUE,FALSE)))","v":true},null,null,{"$f":"IF(B333=TRUE,DataInput!B332,NA())","v":"QLD"},{"$f":"IF($E333=DataInput!$B332,DataInput!C332,NA())","v":"QBBS"},{"$f":"IF($E333=DataInput!$B332,DataInput!D332,NA())","v":"Belmont Wecker Road 33"},{"$f":"IF($E333=DataInput!$B332,DataInput!E332,NA())","v":"Energex"},{"$f":"IF($E333=DataInput!$B332,DataInput!F332,NA())","v":"Summer"},{"$f":"IF($E333=DataInput!$B332,DataInput!G332,NA())","v":"Non-Coincident"},{"$f":"IF($E333=DataInput!$B332,DataInput!H332,NA())","v":2018},{"$f":"IF($E333=DataInput!$B332,DataInput!I332,NA())","v":"POE10"},{"$f":"IF($E333=DataInput!$B332,DataInput!J332,NA())","v":144.61694166896601},{"$f":"IF($E333=DataInput!$B332,DataInput!K332,NA())","v":1},null,null,"QLD Belmont Wecker Road 33",null,null,null,null,false,null,null,{"$error":"#N/A"},{"$error":"#N/A"},{"$error":"#N/A"},{"$error":"#N/A"},{"$error":"#N/A"},{"$error":"#N/A"},{"$error":"#N/A"},{"$error":"#N/A"},{"$error":"#N/A"},{"$error":"#N/A"}]
[null,{"$f":"IF(DataInput!B333=$B$8,IF($B$9=$B$10,TRUE,IF(DataInput!E333=$B$9,TRUE,FALSE)))","v":true},null,null,{"$f":"IF(B334=TRUE,DataInput!B333,NA())","v":"QLD"},{"$f":"IF($E334=DataInput!$B333,DataInput!C333,NA())","v":"QBBS"},{"$f":"IF($E334=DataInput!$B333,DataInput!D333,NA())","v":"Belmont Wecker Road 33"},{"$f":"IF($E334=DataInput!$B333,DataInput!E333,NA())","v":"Energex"},{"$f":"IF($E334=DataInput!$B333,DataInput!F333,NA())","v":"Summer"},{"$f":"IF($E334=DataInput!$B333,DataInput!G333,NA())","v":"Non-Coincident"},{"$f":"IF($E334=DataInput!$B333,DataInput!H333,NA())","v":2019},{"$f":"IF($E334=DataInput!$B333,DataInput!I333,NA())","v":"POE10"},{"$f":"IF($E334=DataInput!$B333,DataInput!J333,NA())","v":148.392310258847},{"$f":"IF($E334=DataInput!$B333,DataInput!K333,NA())","v":1},null,null,"QLD Belmont Wecker Road 33",null,null,null,null,false,null,null,{"$error":"#N/A"},{"$error":"#N/A"},{"$error":"#N/A"},{"$error":"#N/A"},{"$error":"#N/A"},{"$error":"#N/A"},{"$error":"#N/A"},{"$error":"#N/A"},{"$error":"#N/A"},{"$error":"#N/A"}]
[null,{"$f":"IF(DataInput!B334=$B$8,IF($B$9=$B$10,TRUE,IF(DataInput!E334=$B$9,TRUE,FALSE)))","v":true},null,null,{"$f":"IF(B335=TRUE,DataInput!B334,NA())","v":"QLD"},{"$f":"IF($E335=DataInput!$B334,DataInput!C334,NA())","v":"QBBS"},{"$f":"IF($E335=DataInput!$B334,DataInput!D334,NA())","v":"Belmont Wecker Road 33"},{"$f":"IF($E335=DataInput!$B334,DataInput!E334,NA())","v":"Energex"},{"$f":"IF($E335=DataInput!$B334,DataInput!F334,NA())","v":"Summer"},{"$f":"IF($E335=DataInput!$B334,DataInput!G334,NA())","v":"Non-Coincident"},{"$f":"IF($E335=DataInput!$B334,DataInput!H334,NA())","v":2020},{"$f":"IF($E335=DataInput!$B334,DataInput!I334,NA())","v":"POE10"},{"$f":"IF($E335=DataInput!$B334,DataInput!J334,NA())","v":153.25160983751601},{"$f":"IF($E335=DataInput!$B334,DataInput!K334,NA())","v":1},null,null,"QLD Belmont Wecker Road 33",null,null,null,null,false,null,null,{"$error":"#N/A"},{"$error":"#N/A"},{"$error":"#N/A"},{"$error":"#N/A"},{"$error":"#N/A"},{"$error":"#N/A"},{"$error":"#N/A"},{"$error":"#N/A"},{"$error":"#N/A"},{"$error":"#N/A"}]
[null,{"$f":"IF(DataInput!B335=$B$8,IF($B$9=$B$10,TRUE,IF(DataInput!E335=$B$9,TRUE,FALSE)))","v":true},null,null,{"$f":"IF(B336=TRUE,DataInput!B335,NA())","v":"QLD"},{"$f":"IF($E336=DataInput!$B335,DataInput!C335,NA())","v":"QBBS"},{"$f":"IF($E336=DataInput!$B335,DataInput!D335,NA())","v":"Belmont Wecker Road 33"},{"$f":"IF($E336=DataInput!$B335,DataInput!E335,NA())","v":"Energex"},{"$f":"IF($E336=DataInput!$B335,DataInput!F335,NA())","v":"Summer"},{"$f":"IF($E336=DataInput!$B335,DataInput!G335,NA())","v":"Non-Coincident"},{"$f":"IF($E336=DataInput!$B335,DataInput!H335,NA())","v":2021},{"$f":"IF($E336=DataInput!$B335,DataInput!I335,NA())","v":"POE10"},{"$f":"IF($E336=DataInput!$B335,DataInput!J335,NA())","v":154.78461700032699},{"$f":"IF($E336=DataInput!$B335,DataInput!K335,NA())","v":1},null,null,"QLD Belmont Wecker Road 33",null,null,null,null,false,null,null,{"$error":"#N/A"},{"$error":"#N/A"},{"$error":"#N/A"},{"$error":"#N/A"},{"$error":"#N/A"},{"$error":"#N/A"},{"$error":"#N/A"},{"$error":"#N/A"},{"$error":"#N/A"},{"$error":"#N/A"}]
[null,{"$f":"IF(DataInput!B336=$B$8,IF($B$9=$B$10,TRUE,IF(DataInput!E336=$B$9,TRUE,FALSE)))","v":true},null,null,{"$f":"IF(B337=TRUE,DataInput!B336,NA())","v":"QLD"},{"$f":"IF($E337=DataInput!$B336,DataInput!C336,NA())","v":"QBBS"},{"$f":"IF($E337=DataInput!$B336,DataInput!D336,NA())","v":"Belmont Wecker Road 33"},{"$f":"IF($E337=DataInput!$B336,DataInput!E336,NA())","v":"Energex"},{"$f":"IF($E337=DataInput!$B336,DataInput!F336,NA())","v":"Summer"},{"$f":"IF($E337=DataInput!$B336,DataInput!G336,NA())","v":"Non-Coincident"},{"$f":"IF($E337=DataInput!$B336,DataInput!H336,NA())","v":2022},{"$f":"IF($E337=DataInput!$B336,DataInput!I336,NA())","v":"POE10"},{"$f":"IF($E337=DataInput!$B336,DataInput!J336,NA())","v":157.17224438455699},{"$f":"IF($E337=DataInput!$B336,DataInput!K336,NA())","v":1},null,null,"QLD Belmont Wecker Road 33",null,null,null,null,false,null,null,{"$error":"#N/A"},{"$error":"#N/A"},{"$error":"#N/A"},{"$error":"#N/A"},{"$error":"#N/A"},{"$error":"#N/A"},{"$error":"#N/A"},{"$error":"#N/A"},{"$error":"#N/A"},{"$error":"#N/A"}]
[null,{"$f":"IF(DataInput!B337=$B$8,IF($B$9=$B$10,TRUE,IF(DataInput!E337=$B$9,TRUE,FALSE)))","v":true},null,null,{"$f":"IF(B338=TRUE,DataInput!B337,NA())","v":"QLD"},{"$f":"IF($E338=DataInput!$B337,DataInput!C337,NA())","v":"QBBS"},{"$f":"IF($E338=DataInput!$B337,DataInput!D337,NA())","v":"Belmont Wecker Road 33"},{"$f":"IF($E338=DataInput!$B337,DataInput!E337,NA())","v":"Energex"},{"$f":"IF($E338=DataInput!$B337,DataInput!F337,NA())","v":"Summer"},{"$f":"IF($E338=DataInput!$B337,DataInput!G337,NA())","v":"Non-Coincident"},{"$f":"IF($E338=DataInput!$B337,DataInput!H337,NA())","v":2023},{"$f":"IF($E338=DataInput!$B337,DataInput!I337,NA())","v":"POE10"},{"$f":"IF($E338=DataInput!$B337,DataInput!J337,NA())","v":158.11989861927799},{"$f":"IF($E338=DataInput!$B337,DataInput!K337,NA())","v":1},null,null,"QLD Belmont Wecker Road 33",null,null,null,null,false,null,null,{"$error":"#N/A"},{"$error":"#N/A"},{"$error":"#N/A"},{"$error":"#N/A"},{"$error":"#N/A"},{"$error":"#N/A"},{"$error":"#N/A"},{"$error":"#N/A"},{"$error":"#N/A"},{"$error":"#N/A"}]
[null,{"$f":"IF(DataInput!B338=$B$8,IF($B$9=$B$10,TRUE,IF(DataInput!E338=$B$9,TRUE,FALSE)))","v":true},null,null,{"$f":"IF(B339=TRUE,DataInput!B338,NA())","v":"QLD"},{"$f":"IF($E339=DataInput!$B338,DataInput!C338,NA())","v":"QBBS"},{"$f":"IF($E339=DataInput!$B338,DataInput!D338,NA())","v":"Belmont Wecker Road 33"},{"$f":"IF($E339=DataInput!$B338,DataInput!E338,NA())","v":"Energex"},{"$f":"IF($E339=DataInput!$B338,DataInput!F338,NA())","v":"Summer"},{"$f":"IF($E339=DataInput!$B338,DataInput!G338,NA())","v":"Non-Coincident"},{"$f":"IF($E339=DataInput!$B338,DataInput!H338,NA())","v":2024},{"$f":"IF($E339=DataInput!$B338,DataInput!I338,NA())","v":"POE10"},{"$f":"IF($E339=DataInput!$B338,DataInput!J338,NA())","v":162.189934637231},{"$f":"IF($E339=DataInput!$B338,DataInput!K338,NA())","v":1},null,null,"QLD Belmont Wecker Road 33",null,null,null,null,false,null,null,{"$error":"#N/A"},{"$error":"#N/A"},{"$error":"#N/A"},{"$error":"#N/A"},{"$error":"#N/A"},{"$error":"#N/A"},{"$error":"#N/A"},{"$error":"#N/A"},{"$error":"#N/A"},{"$error":"#N/A"}]
[null,{"$f":"IF(DataInput!B339=$B$8,IF($B$9=$B$10,TRUE,IF(DataInput!E339=$B$9,TRUE,FALSE)))","v":true},null,null,{"$f":"IF(B340=TRUE,DataInput!B339,NA())","v":"QLD"},{"$f":"IF($E340=DataInput!$B339,DataInput!C339,NA())","v":"QBBS"},{"$f":"IF($E340=DataInput!$B339,DataInput!D339,NA())","v":"Belmont Wecker Road 33"},{"$f":"IF($E340=DataInput!$B339,DataInput!E339,NA())","v":"Energex"},{"$f":"IF($E340=DataInput!$B339,DataInput!F339,NA())","v":"Summer"},{"$f":"IF($E340=DataInput!$B339,DataInput!G339,NA())","v":"Non-Coincident"},{"$f":"IF($E340=DataInput!$B339,DataInput!H339,NA())","v":2025},{"$f":"IF($E340=DataInput!$B339,DataInput!I339,NA())","v":"POE10"},{"$f":"IF($E340=DataInput!$B339,DataInput!J339,NA())","v":165.58267575604199},{"$f":"IF($E340=DataInput!$B339,DataInput!K339,NA())","v":1},null,null,"QLD Belmont Wecker Road 33",null,null,null,null,false,null,null,{"$error":"#N/A"},{"$error":"#N/A"},{"$error":"#N/A"},{"$error":"#N/A"},{"$error":"#N/A"},{"$error":"#N/A"},{"$error":"#N/A"},{"$error":"#N/A"},{"$error":"#N/A"},{"$error":"#N/A"}]
[null,{"$f":"IF(DataInput!B340=$B$8,IF($B$9=$B$10,TRUE,IF(DataInput!E340=$B$9,TRUE,FALSE)))","v":true},null,null,{"$f":"IF(B341=TRUE,DataInput!B340,NA())","v":"QLD"},{"$f":"IF($E341=DataInput!$B340,DataInput!C340,NA())","v":"QBBS"},{"$f":"IF($E341=DataInput!$B340,DataInput!D340,NA())","v":"Belmont Wecker Road 33"},{"$f":"IF($E341=DataInput!$B340,DataInput!E340,NA())","v":"Energex"},{"$f":"IF($E341=DataInput!$B340,DataInput!F340,NA())","v":"Summer"},{"$f":"IF($E341=DataInput!$B340,DataInput!G340,NA())","v":"Non-Coincident"},{"$f":"IF($E341=DataInput!$B340,DataInput!H340,NA())","v":2026},{"$f":"IF($E341=DataInput!$B340,DataInput!I340,NA())","v":"POE10"},{"$f":"IF($E341=DataInput!$B340,DataInput!J340,NA())","v":166.86598890859599},{"$f":"IF($E341=DataInput!$B340,DataInput!K340,NA())","v":1},null,null,"QLD Belmont Wecker Road 33",null,null,null,null,false,null,null,{"$error":"#N/A"},{"$error":"#N/A"},{"$error":"#N/A"},{"$error":"#N/A"},{"$error":"#N/A"},{"$error":"#N/A"},{"$error":"#N/A"},{"$error":"#N/A"},{"$error":"#N/A"},{"$error":"#N/A"}]
[null,{"$f":"IF(DataInput!B341=$B$8,IF($B$9=$B$10,TRUE,IF(DataInput!E341=$B$9,TRUE,FALSE)))","v":true},null,null,{"$f":"IF(B342=TRUE,DataInput!B341,NA())","v":"QLD"},{"$f":"IF($E342=DataInput!$B341,DataInput!C341,NA())","v":"QBBS"},{"$f":"IF($E342=DataInput!$B341,DataInput!D341,NA())","v":"Belmont Wecker Road 33"},{"$f":"IF($E342=DataInput!$B341,DataInput!E341,NA())","v":"Energex"},{"$f":"IF($E342=DataInput!$B341,DataInput!F341,NA())","v":"Summer"},{"$f":"IF($E342=DataInput!$B341,DataInput!G341,NA())","v":"Non-Coincident"},{"$f":"IF($E342=DataInput!$B341,DataInput!H341,NA())","v":2017},{"$f":"IF($E342=DataInput!$B341,DataInput!I341,NA())","v":"POE50"},{"$f":"IF($E342=DataInput!$B341,DataInput!J341,NA())","v":133.40514008148},{"$f":"IF($E342=DataInput!$B341,DataInput!K341,NA())","v":1},null,null,"QLD Belmont Wecker Road 33",null,null,null,null,false,null,null,{"$error":"#N/A"},{"$error":"#N/A"},{"$error":"#N/A"},{"$error":"#N/A"},{"$error":"#N/A"},{"$error":"#N/A"},{"$error":"#N/A"},{"$error":"#N/A"},{"$error":"#N/A"},{"$error":"#N/A"}]
[null,{"$f":"IF(DataInput!B342=$B$8,IF($B$9=$B$10,TRUE,IF(DataInput!E342=$B$9,TRUE,FALSE)))","v":true},null,null,{"$f":"IF(B343=TRUE,DataInput!B342,NA())","v":"QLD"},{"$f":"IF($E343=DataInput!$B342,DataInput!C342,NA())","v":"QBBS"},{"$f":"IF($E343=DataInput!$B342,DataInput!D342,NA())","v":"Belmont Wecker Road 33"},{"$f":"IF($E343=DataInput!$B342,DataInput!E342,NA())","v":"Energex"},{"$f":"IF($E343=DataInput!$B342,DataInput!F342,NA())","v":"Summer"},{"$f":"IF($E343=DataInput!$B342,DataInput!G342,NA())","v":"Non-Coincident"},{"$f":"IF($E343=DataInput!$B342,DataInput!H342,NA())","v":2018},{"$f":"IF($E343=DataInput!$B342,DataInput!I342,NA())","v":"POE50"},{"$f":"IF($E343=DataInput!$B342,DataInput!J342,NA())","v":135.71076329827599},{"$f":"IF($E343=DataInput!$B342,DataInput!K342,NA())","v":1},null,null,"QLD Belmont Wecker Road 33",null,null,null,null,false,null,null,{"$error":"#N/A"},{"$error":"#N/A"},{"$error":"#N/A"},{"$error":"#N/A"},{"$error":"#N/A"},{"$error":"#N/A"},{"$error":"#N/A"},{"$error":"#N/A"},{"$error":"#N/A"},{"$error":"#N/A"}]
[null,{"$f":"IF(DataInput!B343=$B$8,IF($B$9=$B$10,TRUE,IF(DataInput!E343=$B$9,TRUE,FALSE)))","v":true},null,null,{"$f":"IF(B344=TRUE,DataInput!B343,NA())","v":"QLD"},{"$f":"IF($E344=DataInput!$B343,DataInput!C343,NA())","v":"QBBS"},{"$f":"IF($E344=DataInput!$B343,DataInput!D343,NA())","v":"Belmont Wecker Road 33"},{"$f":"IF($E344=DataInput!$B343,DataInput!E343,NA())","v":"Energex"},{"$f":"IF($E344=DataInput!$B343,DataInput!F343,NA())","v":"Summer"},{"$f":"IF($E344=DataInput!$B343,DataInput!G343,NA())","v":"Non-Coincident"},{"$f":"IF($E344=DataInput!$B343,DataInput!H343,NA())","v":2019},{"$f":"IF($E344=DataInput!$B343,DataInput!I343,NA())","v":"POE50"},{"$f":"IF($E344=DataInput!$B343,DataInput!J343,NA())","v":138.09039132029901},{"$f":"IF($E344=DataInput!$B343,DataInput!K343,NA())","v":1},null,null,"QLD Belmont Wecker Road 33",null,null,null,null,false,null,null,{"$error":"#N/A"},{"$error":"#N/A"},{"$error":"#N/A"},{"$error":"#N/A"},{"$error":"#N/A"},{"$error":"#N/A"},{"$error":"#N/A"},{"$error":"#N/A"},{"$error":"#N/A"},{"$error":"#N/A"}]
[null,{"$f":"IF(DataInput!B344=$B$8,IF($B$9=$B$10,TRUE,IF(DataInput!E344=$B$9,TRUE,FALSE)))","v":true},null,null,{"$f":"IF(B345=TRUE,DataInput!B344,NA())","v":"QLD"},{"$f":"IF($E345=DataInput!$B344,DataInput!C344,NA())","v":"QBBS"},{"$f":"IF($E345=DataInput!$B344,DataInput!D344,NA())","v":"Belmont Wecker Road 33"},{"$f":"IF($E345=DataInput!$B344,DataInput!E344,NA())","v":"Energex"},{"$f":"IF($E345=DataInput!$B344,DataInput!F344,NA())","v":"Summer"},{"$f":"IF($E345=DataInput!$B344,DataInput!G344,NA())","v":"Non-Coincident"},{"$f":"IF($E345=DataInput!$B344,DataInput!H344,NA())","v":2020},{"$f":"IF($E345=DataInput!$B344,DataInput!I344,NA())","v":"POE50"},{"$f":"IF($E345=DataInput!$B344,DataInput!J344,NA())","v":144.298700249219},{"$f":"IF($E345=DataInput!$B344,DataInput!K344,NA())","v":1},null,null,"QLD Belmont Wecker Road 33",null,null,null,null,false,null,null,{"$error":"#N/A"},{"$error":"#N/A"},{"$error":"#N/A"},{"$error":"#N/A"},{"$error":"#N/A"},{"$error":"#N/A"},{"$error":"#N/A"},{"$error":"#N/A"},{"$error":"#N/A"},{"$error":"#N/A"}]
[null,{"$f":"IF(DataInput!B345=$B$8,IF($B$9=$B$10,TRUE,IF(DataInput!E345=$B$9,TRUE,FALSE)))","v":true},null,null,{"$f":"IF(B346=TRUE,DataInput!B345,NA())","v":"QLD"},{"$f":"IF($E346=DataInput!$B345,DataInput!C345,NA())","v":"QBBS"},{"$f":"IF($E346=DataInput!$B345,DataInput!D345,NA())","v":"Belmont Wecker Road 33"},{"$f":"IF($E346=DataInput!$B345,DataInput!E345,NA())","v":"Energex"},{"$f":"IF($E346=DataInput!$B345,DataInput!F345,NA())","v":"Summer"},{"$f":"IF($E346=DataInput!$B345,DataInput!G345,NA())","v":"Non-Coincident"},{"$f":"IF($E346=DataInput!$B345,DataInput!H345,NA())","v":2021},{"$f":"IF($E346=DataInput!$B345,DataInput!I345,NA())","v":"POE50"},{"$f":"IF($E346=DataInput!$B345,DataInput!J345,NA())","v":145.058598549518},{"$f":"IF($E346=DataInput!$B345,DataInput!K345,NA())","v":1},null,null,"QLD Belmont Wecker Road 33",null,null,null,null,false,null,null,{"$error":"#N/A"},{"$error":"#N/A"},{"$error":"#N/A"},{"$error":"#N/A"},{"$error":"#N/A"},{"$error":"#N/A"},{"$error":"#N/A"},{"$error":"#N/A"},{"$error":"#N/A"},{"$error":"#N/A"}]
[null,{"$f":"IF(DataInput!B346=$B$8,IF($B$9=$B$10,TRUE,IF(DataInput!E346=$B$9,TRUE,FALSE)))","v":true},null,null,{"$f":"IF(B347=TRUE,DataInput!B346,NA())","v":"QLD"},{"$f":"IF($E347=DataInput!$B346,DataInput!C346,NA())","v":"QBBS"},{"$f":"IF($E347=DataInput!$B346,DataInput!D346,NA())","v":"Belmont Wecker Road 33"},{"$f":"IF($E347=DataInput!$B346,DataInput!E346,NA())","v":"Energex"},{"$f":"IF($E347=DataInput!$B346,DataInput!F346,NA())","v":"Summer"},{"$f":"IF($E347=DataInput!$B346,DataInput!G346,NA())","v":"Non-Coincident"},{"$f":"IF($E347=DataInput!$B346,DataInput!H346,NA())","v":2022},{"$f":"IF($E347=DataInput!$B346,DataInput!I346,NA())","v":"POE50"},{"$f":"IF($E347=DataInput!$B346,DataInput!J346,NA())","v":147.985942455832},{"$f":"IF($E347=DataInput!$B346,DataInput!K346,NA())","v":1},null,null,"QLD Belmont Wecker Road 33",null,null,null,null,false,null,null,{"$error":"#N/A"},{"$error":"#N/A"},{"$error":"#N/A"},{"$error":"#N/A"},{"$error":"#N/A"},{"$error":"#N/A"},{"$error":"#N/A"},{"$error":"#N/A"},{"$error":"#N/A"},{"$error":"#N/A"}]
[null,{"$f":"IF(DataInput!B347=$B$8,IF($B$9=$B$10,TRUE,IF(DataInput!E347=$B$9,TRUE,FALSE)))","v":true},null,null,{"$f":"IF(B348=TRUE,DataInput!B347,NA())","v":"QLD"},{"$f":"IF($E348=DataInput!$B347,DataInput!C347,NA())","v":"QBBS"},{"$f":"IF($E348=DataInput!$B347,DataInput!D347,NA())","v":"Belmont Wecker Road 33"},{"$f":"IF($E348=DataInput!$B347,DataInput!E347,NA())","v":"Energex"},{"$f":"IF($E348=DataInput!$B347,DataInput!F347,NA())","v":"Summer"},{"$f":"IF($E348=DataInput!$B347,DataInput!G347,NA())","v":"Non-Coincident"},{"$f":"IF($E348=DataInput!$B347,DataInput!H347,NA())","v":2023},{"$f":"IF($E348=DataInput!$B347,DataInput!I347,NA())","v":"POE50"},{"$f":"IF($E348=DataInput!$B347,DataInput!J347,NA())","v":151.31201418952301},{"$f":"IF($E348=DataInput!$B347,DataInput!K347,NA())","v":1},null,null,"QLD Belmont Wecker Road 33",null,null,null,null,false,null,null,{"$error":"#N/A"},{"$error":"#N/A"},{"$error":"#N/A"},{"$error":"#N/A"},{"$error":"#N/A"},{"$error":"#N/A"},{"$error":"#N/A"},{"$error":"#N/A"},{"$error":"#N/A"},{"$error":"#N/A"}]
[null,{"$f":"IF(DataInput!B348=$B$8,IF($B$9=$B$10,TRUE,IF(DataInput!E348=$B$9,TRUE,FALSE)))","v":true},null,null,{"$f":"IF(B349=TRUE,DataInput!B348,NA())","v":"QLD"},{"$f":"IF($E349=DataInput!$B348,DataInput!C348,NA())","v":"QBBS"},{"$f":"IF($E349=DataInput!$B348,DataInput!D348,NA())","v":"Belmont Wecker Road 33"},{"$f":"IF($E349=DataInput!$B348,DataInput!E348,NA())","v":"Energex"},{"$f":"IF($E349=DataInput!$B348,DataInput!F348,NA())","v":"Summer"},{"$f":"IF($E349=DataInput!$B348,DataInput!G348,NA())","v":"Non-Coincident"},{"$f":"IF($E349=DataInput!$B348,DataInput!H348,NA())","v":2024},{"$f":"IF($E349=DataInput!$B348,DataInput!I348,NA())","v":"POE50"},{"$f":"IF($E349=DataInput!$B348,DataInput!J348,NA())","v":154.705836537198},{"$f":"IF($E349=DataInput!$B348,DataInput!K348,NA())","v":1},null,null,"QLD Belmont Wecker Road 33",null,null,null,null,false,null,null,{"$error":"#N/A"},{"$error":"#N/A"},{"$error":"#N/A"},{"$error":"#N/A"},{"$error":"#N/A"},{"$error":"#N/A"},{"$error":"#N/A"},{"$error":"#N/A"},{"$error":"#N/A"},{"$error":"#N/A"}]
[null,{"$f":"IF(DataInput!B349=$B$8,IF($B$9=$B$10,TRUE,IF(DataInput!E349=$B$9,TRUE,FALSE)))","v":true},null,null,{"$f":"IF(B350=TRUE,DataInput!B349,NA())","v":"QLD"},{"$f":"IF($E350=DataInput!$B349,DataInput!C349,NA())","v":"QBBS"},{"$f":"IF($E350=DataInput!$B349,DataInput!D349,NA())","v":"Belmont Wecker Road 33"},{"$f":"IF($E350=DataInput!$B349,DataInput!E349,NA())","v":"Energex"},{"$f":"IF($E350=DataInput!$B349,DataInput!F349,NA())","v":"Summer"},{"$f":"IF($E350=DataInput!$B349,DataInput!G349,NA())","v":"Non-Coincident"},{"$f":"IF($E350=DataInput!$B349,DataInput!H349,NA())","v":2025},{"$f":"IF($E350=DataInput!$B349,DataInput!I349,NA())","v":"POE50"},{"$f":"IF($E350=DataInput!$B349,DataInput!J349,NA())","v":157.07700566848399},{"$f":"IF($E350=DataInput!$B349,DataInput!K349,NA())","v":1},null,null,"QLD Belmont Wecker Road 33",null,null,null,null,false,null,null,{"$error":"#N/A"},{"$error":"#N/A"},{"$error":"#N/A"},{"$error":"#N/A"},{"$error":"#N/A"},{"$error":"#N/A"},{"$error":"#N/A"},{"$error":"#N/A"},{"$error":"#N/A"},{"$error":"#N/A"}]
[null,{"$f":"IF(DataInput!B350=$B$8,IF($B$9=$B$10,TRUE,IF(DataInput!E350=$B$9,TRUE,FALSE)))","v":true},null,null,{"$f":"IF(B351=TRUE,DataInput!B350,NA())","v":"QLD"},{"$f":"IF($E351=DataInput!$B350,DataInput!C350,NA())","v":"QBBS"},{"$f":"IF($E351=DataInput!$B350,DataInput!D350,NA())","v":"Belmont Wecker Road 33"},{"$f":"IF($E351=DataInput!$B350,DataInput!E350,NA())","v":"Energex"},{"$f":"IF($E351=DataInput!$B350,DataInput!F350,NA())","v":"Summer"},{"$f":"IF($E351=DataInput!$B350,DataInput!G350,NA())","v":"Non-Coincident"},{"$f":"IF($E351=DataInput!$B350,DataInput!H350,NA())","v":2026},{"$f":"IF($E351=DataInput!$B350,DataInput!I350,NA())","v":"POE50"},{"$f":"IF($E351=DataInput!$B350,DataInput!J350,NA())","v":158.92015593855001},{"$f":"IF($E351=DataInput!$B350,DataInput!K350,NA())","v":1},null,null,"QLD Belmont Wecker Road 33",null,null,null,null,false,null,null,{"$error":"#N/A"},{"$error":"#N/A"},{"$error":"#N/A"},{"$error":"#N/A"},{"$error":"#N/A"},{"$error":"#N/A"},{"$error":"#N/A"},{"$error":"#N/A"},{"$error":"#N/A"},{"$error":"#N/A"}]
[null,{"$f":"IF(DataInput!B351=$B$8,IF($B$9=$B$10,TRUE,IF(DataInput!E351=$B$9,TRUE,FALSE)))","v":true},null,null,{"$f":"IF(B352=TRUE,DataInput!B351,NA())","v":"QLD"},{"$f":"IF($E352=DataInput!$B351,DataInput!C351,NA())","v":"QBBS"},{"$f":"IF($E352=DataInput!$B351,DataInput!D351,NA())","v":"Belmont Wecker Road 33"},{"$f":"IF($E352=DataInput!$B351,DataInput!E351,NA())","v":"Energex"},{"$f":"IF($E352=DataInput!$B351,DataInput!F351,NA())","v":"Winter"},{"$f":"IF($E352=DataInput!$B351,DataInput!G351,NA())","v":"Non-Coincident"},{"$f":"IF($E352=DataInput!$B351,DataInput!H351,NA())","v":2016},{"$f":"IF($E352=DataInput!$B351,DataInput!I351,NA())","v":"POE10"},{"$f":"IF($E352=DataInput!$B351,DataInput!J351,NA())","v":106.981598859442},{"$f":"IF($E352=DataInput!$B351,DataInput!K351,NA())","v":1},null,null,"QLD Belmont Wecker Road 33",null,null,null,null,false,null,null,{"$error":"#N/A"},{"$error":"#N/A"},{"$error":"#N/A"},{"$error":"#N/A"},{"$error":"#N/A"},{"$error":"#N/A"},{"$error":"#N/A"},{"$error":"#N/A"},{"$error":"#N/A"},{"$error":"#N/A"}]
[null,{"$f":"IF(DataInput!B352=$B$8,IF($B$9=$B$10,TRUE,IF(DataInput!E352=$B$9,TRUE,FALSE)))","v":true},null,null,{"$f":"IF(B353=TRUE,DataInput!B352,NA())","v":"QLD"},{"$f":"IF($E353=DataInput!$B352,DataInput!C352,NA())","v":"QBBS"},{"$f":"IF($E353=DataInput!$B352,DataInput!D352,NA())","v":"Belmont Wecker Road 33"},{"$f":"IF($E353=DataInput!$B352,DataInput!E352,NA())","v":"Energex"},{"$f":"IF($E353=DataInput!$B352,DataInput!F352,NA())","v":"Winter"},{"$f":"IF($E353=DataInput!$B352,DataInput!G352,NA())","v":"Non-Coincident"},{"$f":"IF($E353=DataInput!$B352,DataInput!H352,NA())","v":2017},{"$f":"IF($E353=DataInput!$B352,DataInput!I352,NA())","v":"POE10"},{"$f":"IF($E353=DataInput!$B352,DataInput!J352,NA())","v":111.706934262996},{"$f":"IF($E353=DataInput!$B352,DataInput!K352,NA())","v":1},null,null,"QLD Belmont Wecker Road 33",null,null,null,null,false,null,null,{"$error":"#N/A"},{"$error":"#N/A"},{"$error":"#N/A"},{"$error":"#N/A"},{"$error":"#N/A"},{"$error":"#N/A"},{"$error":"#N/A"},{"$error":"#N/A"},{"$error":"#N/A"},{"$error":"#N/A"}]
[null,{"$f":"IF(DataInput!B353=$B$8,IF($B$9=$B$10,TRUE,IF(DataInput!E353=$B$9,TRUE,FALSE)))","v":true},null,null,{"$f":"IF(B354=TRUE,DataInput!B353,NA())","v":"QLD"},{"$f":"IF($E354=DataInput!$B353,DataInput!C353,NA())","v":"QBBS"},{"$f":"IF($E354=DataInput!$B353,DataInput!D353,NA())","v":"Belmont Wecker Road 33"},{"$f":"IF($E354=DataInput!$B353,DataInput!E353,NA())","v":"Energex"},{"$f":"IF($E354=DataInput!$B353,DataInput!F353,NA())","v":"Winter"},{"$f":"IF($E354=DataInput!$B353,DataInput!G353,NA())","v":"Non-Coincident"},{"$f":"IF($E354=DataInput!$B353,DataInput!H353,NA())","v":2018},{"$f":"IF($E354=DataInput!$B353,DataInput!I353,NA())","v":"POE10"},{"$f":"IF($E354=DataInput!$B353,DataInput!J353,NA())","v":116.245275899015},{"$f":"IF($E354=DataInput!$B353,DataInput!K353,NA())","v":1},null,null,"QLD Belmont Wecker Road 33",null,null,null,null,false,null,null,{"$error":"#N/A"},{"$error":"#N/A"},{"$error":"#N/A"},{"$error":"#N/A"},{"$error":"#N/A"},{"$error":"#N/A"},{"$error":"#N/A"},{"$error":"#N/A"},{"$error":"#N/A"},{"$error":"#N/A"}]
[null,{"$f":"IF(DataInput!B354=$B$8,IF($B$9=$B$10,TRUE,IF(DataInput!E354=$B$9,TRUE,FALSE)))","v":true},null,null,{"$f":"IF(B355=TRUE,DataInput!B354,NA())","v":"QLD"},{"$f":"IF($E355=DataInput!$B354,DataInput!C354,NA())","v":"QBBS"},{"$f":"IF($E355=DataInput!$B354,DataInput!D354,NA())","v":"Belmont Wecker Road 33"},{"$f":"IF($E355=DataInput!$B354,DataInput!E354,NA())","v":"Energex"},{"$f":"IF($E355=DataInput!$B354,DataInput!F354,NA())","v":"Winter"},{"$f":"IF($E355=DataInput!$B354,DataInput!G354,NA())","v":"Non-Coincident"},{"$f":"IF($E355=DataInput!$B354,DataInput!H354,NA())","v":2019},{"$f":"IF($E355=DataInput!$B354,DataInput!I354,NA())","v":"POE10"},{"$f":"IF($E355=DataInput!$B354,DataInput!J354,NA())","v":120.435026626397},{"$f":"IF($E355=DataInput!$B354,DataInput!K354,NA())","v":1},null,null,"QLD Belmont Wecker Road 33",null,null,null,null,false,null,null,{"$error":"#N/A"},{"$error":"#N/A"},{"$error":"#N/A"},{"$error":"#N/A"},{"$error":"#N/A"},{"$error":"#N/A"},{"$error":"#N/A"},{"$error":"#N/A"},{"$error":"#N/A"},{"$error":"#N/A"}]
[null,{"$f":"IF(DataInput!B355=$B$8,IF($B$9=$B$10,TRUE,IF(DataInput!E355=$B$9,TRUE,FALSE)))","v":true},null,null,{"$f":"IF(B356=TRUE,DataInput!B355,NA())","v":"QLD"},{"$f":"IF($E356=DataInput!$B355,DataInput!C355,NA())","v":"QBBS"},{"$f":"IF($E356=DataInput!$B355,DataInput!D355,NA())","v":"Belmont Wecker Road 33"},{"$f":"IF($E356=DataInput!$B355,DataInput!E355,NA())","v":"Energex"},{"$f":"IF($E356=DataInput!$B355,DataInput!F355,NA())","v":"Winter"},{"$f":"IF($E356=DataInput!$B355,DataInput!G355,NA())","v":"Non-Coincident"},{"$f":"IF($E356=DataInput!$B355,DataInput!H355,NA())","v":2020},{"$f":"IF($E356=DataInput!$B355,DataInput!I355,NA())","v":"POE10"},{"$f":"IF($E356=DataInput!$B355,DataInput!J355,NA())","v":122.47529971438},{"$f":"IF($E356=DataInput!$B355,DataInput!K355,NA())","v":1},null,null,"QLD Belmont Wecker Road 33",null,null,null,null,false,null,null,{"$error":"#N/A"},{"$error":"#N/A"},{"$error":"#N/A"},{"$error":"#N/A"},{"$error":"#N/A"},{"$error":"#N/A"},{"$error":"#N/A"},{"$error":"#N/A"},{"$error":"#N/A"},{"$error":"#N/A"}]
[null,{"$f":"IF(DataInput!B356=$B$8,IF($B$9=$B$10,TRUE,IF(DataInput!E356=$B$9,TRUE,FALSE)))","v":true},null,null,{"$f":"IF(B357=TRUE,DataInput!B356,NA())","v":"QLD"},{"$f":"IF($E357=DataInput!$B356,DataInput!C356,NA())","v":"QBBS"},{"$f":"IF($E357=DataInput!$B356,DataInput!D356,NA())","v":"Belmont Wecker Road 33"},{"$f":"IF($E357=DataInput!$B356,DataInput!E356,NA())","v":"Energex"},{"$f":"IF($E357=DataInput!$B356,DataInput!F356,NA())","v":"Winter"},{"$f":"IF($E357=DataInput!$B356,DataInput!G356,NA())","v":"Non-Coincident"},{"$f":"IF($E357=DataInput!$B356,DataInput!H356,NA())","v":2021},{"$f":"IF($E357=DataInput!$B356,DataInput!I356,NA())","v":"POE10"},{"$f":"IF($E357=DataInput!$B356,DataInput!J356,NA())","v":121.23925273858499},{"$f":"IF($E357=DataInput!$B356,DataInput!K356,NA())","v":1},null,null,"QLD Belmont Wecker Road 33",null,null,null,null,false,null,null,{"$error":"#N/A"},{"$error":"#N/A"},{"$error":"#N/A"},{"$error":"#N/A"},{"$error":"#N/A"},{"$error":"#N/A"},{"$error":"#N/A"},{"$error":"#N/A"},{"$error":"#N/A"},{"$error":"#N/A"}]
[null,{"$f":"IF(DataInput!B357=$B$8,IF($B$9=$B$10,TRUE,IF(DataInput!E357=$B$9,TRUE,FALSE)))","v":true},null,null,{"$f":"IF(B358=TRUE,DataInput!B357,NA())","v":"QLD"},{"$f":"IF($E358=DataInput!$B357,DataInput!C357,NA())","v":"QBBS"},{"$f":"IF($E358=DataInput!$B357,DataInput!D357,NA())","v":"Belmont Wecker Road 33"},{"$f":"IF($E358=DataInput!$B357,DataInput!E357,NA())","v":"Energex"},{"$f":"IF($E358=DataInput!$B357,DataInput!F357,NA())","v":"Winter"},{"$f":"IF($E358=DataInput!$B357,DataInput!G357,NA())","v":"Non-Coincident"},{"$f":"IF($E358=DataInput!$B357,DataInput!H357,NA())","v":2022},{"$f":"IF($E358=DataInput!$B357,DataInput!I357,NA())","v":"POE10"},{"$f":"IF($E358=DataInput!$B357,DataInput!J357,NA())","v":122.82586575866399},{"$f":"IF($E358=DataInput!$B357,DataInput!K357,NA())","v":1},null,null,"QLD Belmont Wecker Road 33",null,null,null,null,false,null,null,{"$error":"#N/A"},{"$error":"#N/A"},{"$error":"#N/A"},{"$error":"#N/A"},{"$error":"#N/A"},{"$error":"#N/A"},{"$error":"#N/A"},{"$error":"#N/A"},{"$error":"#N/A"},{"$error":"#N/A"}]
[null,{"$f":"IF(DataInput!B358=$B$8,IF($B$9=$B$10,TRUE,IF(DataInput!E358=$B$9,TRUE,FALSE)))","v":true},null,null,{"$f":"IF(B359=TRUE,DataInput!B358,NA())","v":"QLD"},{"$f":"IF($E359=DataInput!$B358,DataInput!C358,NA())","v":"QBBS"},{"$f":"IF($E359=DataInput!$B358,DataInput!D358,NA())","v":"Belmont Wecker Road 33"},{"$f":"IF($E359=DataInput!$B358,DataInput!E358,NA())","v":"Energex"},{"$f":"IF($E359=DataInput!$B358,DataInput!F358,NA())","v":"Winter"},{"$f":"IF($E359=DataInput!$B358,DataInput!G358,NA())","v":"Non-Coincident"},{"$f":"IF($E359=DataInput!$B358,DataInput!H358,NA())","v":2023},{"$f":"IF($E359=DataInput!$B358,DataInput!I358,NA())","v":"POE10"},{"$f":"IF($E359=DataInput!$B358,DataInput!J358,NA())","v":123.77659840834001},{"$f":"IF($E359=DataInput!$B358,DataInput!K358,NA())","v":1},null,null,"QLD Belmont Wecker Road 33",null,null,null,null,false,null,null,{"$error":"#N/A"},{"$error":"#N/A"},{"$error":"#N/A"},{"$error":"#N/A"},{"$error":"#N/A"},{"$error":"#N/A"},{"$error":"#N/A"},{"$error":"#N/A"},{"$error":"#N/A"},{"$error":"#N/A"}]
[null,{"$f":"IF(DataInput!B359=$B$8,IF($B$9=$B$10,TRUE,IF(DataInput!E359=$B$9,TRUE,FALSE)))","v":true},null,null,{"$f":"IF(B360=TRUE,DataInput!B359,NA())","v":"QLD"},{"$f":"IF($E360=DataInput!$B359,DataInput!C359,NA())","v":"QBBS"},{"$f":"IF($E360=DataInput!$B359,DataInput!D359,NA())","v":"Belmont Wecker Road 33"},{"$f":"IF($E360=DataInput!$B359,DataInput!E359,NA())","v":"Energex"},{"$f":"IF($E360=DataInput!$B359,DataInput!F359,NA())","v":"Winter"},{"$f":"IF($E360=DataInput!$B359,DataInput!G359,NA())","v":"Non-Coincident"},{"$f":"IF($E360=DataInput!$B359,DataInput!H359,NA())","v":2024},{"$f":"IF($E360=DataInput!$B359,DataInput!I359,NA())","v":"POE10"},{"$f":"IF($E360=DataInput!$B359,DataInput!J359,NA())","v":128.1045493901},{"$f":"IF($E360=DataInput!$B359,DataInput!K359,NA())","v":1},null,null,"QLD Belmont Wecker Road 33",null,null,null,null,false,null,null,{"$error":"#N/A"},{"$error":"#N/A"},{"$error":"#N/A"},{"$error":"#N/A"},{"$error":"#N/A"},{"$error":"#N/A"},{"$error":"#N/A"},{"$error":"#N/A"},{"$error":"#N/A"},{"$error":"#N/A"}]
[null,{"$f":"IF(DataInput!B360=$B$8,IF($B$9=$B$10,TRUE,IF(DataInput!E360=$B$9,TRUE,FALSE)))","v":true},null,null,{"$f":"IF(B361=TRUE,DataInput!B360,NA())","v":"QLD"},{"$f":"IF($E361=DataInput!$B360,DataInput!C360,NA())","v":"QBBS"},{"$f":"IF($E361=DataInput!$B360,DataInput!D360,NA())","v":"Belmont Wecker Road 33"},{"$f":"IF($E361=DataInput!$B360,DataInput!E360,NA())","v":"Energex"},{"$f":"IF($E361=DataInput!$B360,DataInput!F360,NA())","v":"Winter"},{"$f":"IF($E361=DataInput!$B360,DataInput!G360,NA())","v":"Non-Coincident"},{"$f":"IF($E361=DataInput!$B360,DataInput!H360,NA())","v":2025},{"$f":"IF($E361=DataInput!$B360,DataInput!I360,NA())","v":"POE10"},{"$f":"IF($E361=DataInput!$B360,DataInput!J360,NA())","v":129.011705328169},{"$f":"IF($E361=DataInput!$B360,DataInput!K360,NA())","v":1},null,null,"QLD Belmont Wecker Road 33",null,null,null,null,false,null,null,{"$error":"#N/A"},{"$error":"#N/A"},{"$error":"#N/A"},{"$error":"#N/A"},{"$error":"#N/A"},{"$error":"#N/A"},{"$error":"#N/A"},{"$error":"#N/A"},{"$error":"#N/A"},{"$error":"#N/A"}]
[null,{"$f":"IF(DataInput!B361=$B$8,IF($B$9=$B$10,TRUE,IF(DataInput!E361=$B$9,TRUE,FALSE)))","v":true},null,null,{"$f":"IF(B362=TRUE,DataInput!B361,NA())","v":"QLD"},{"$f":"IF($E362=DataInput!$B361,DataInput!C361,NA())","v":"QBBS"},{"$f":"IF($E362=DataInput!$B361,DataInput!D361,NA())","v":"Belmont Wecker Road 33"},{"$f":"IF($E362=DataInput!$B361,DataInput!E361,NA())","v":"Energex"},{"$f":"IF($E362=DataInput!$B361,DataInput!F361,NA())","v":"Winter"},{"$f":"IF($E362=DataInput!$B361,DataInput!G361,NA())","v":"Non-Coincident"},{"$f":"IF($E362=DataInput!$B361,DataInput!H361,NA())","v":2016},{"$f":"IF($E362=DataInput!$B361,DataInput!I361,NA())","v":"POE50"},{"$f":"IF($E362=DataInput!$B361,DataInput!J361,NA())","v":103.555640440489},{"$f":"IF($E362=DataInput!$B361,DataInput!K361,NA())","v":1},null,null,"QLD Belmont Wecker Road 33",null,null,null,null,false,null,null,{"$error":"#N/A"},{"$error":"#N/A"},{"$error":"#N/A"},{"$error":"#N/A"},{"$error":"#N/A"},{"$error":"#N/A"},{"$error":"#N/A"},{"$error":"#N/A"},{"$error":"#N/A"},{"$error":"#N/A"}]
[null,{"$f":"IF(DataInput!B362=$B$8,IF($B$9=$B$10,TRUE,IF(DataInput!E362=$B$9,TRUE,FALSE)))","v":true},null,null,{"$f":"IF(B363=TRUE,DataInput!B362,NA())","v":"QLD"},{"$f":"IF($E363=DataInput!$B362,DataInput!C362,NA())","v":"QBBS"},{"$f":"IF($E363=DataInput!$B362,DataInput!D362,NA())","v":"Belmont Wecker Road 33"},{"$f":"IF($E363=DataInput!$B362,DataInput!E362,NA())","v":"Energex"},{"$f":"IF($E363=DataInput!$B362,DataInput!F362,NA())","v":"Winter"},{"$f":"IF($E363=DataInput!$B362,DataInput!G362,NA())","v":"Non-Coincident"},{"$f":"IF($E363=DataInput!$B362,DataInput!H362,NA())","v":2017},{"$f":"IF($E363=DataInput!$B362,DataInput!I362,NA())","v":"POE50"},{"$f":"IF($E363=DataInput!$B362,DataInput!J362,NA())","v":108.51149982865},{"$f":"IF($E363=DataInput!$B362,DataInput!K362,NA())","v":1},null,null,"QLD Belmont Wecker Road 33",null,null,null,null,false,null,null,{"$error":"#N/A"},{"$error":"#N/A"},{"$error":"#N/A"},{"$error":"#N/A"},{"$error":"#N/A"},{"$error":"#N/A"},{"$error":"#N/A"},{"$error":"#N/A"},{"$error":"#N/A"},{"$error":"#N/A"}]
[null,{"$f":"IF(DataInput!B363=$B$8,IF($B$9=$B$10,TRUE,IF(DataInput!E363=$B$9,TRUE,FALSE)))","v":true},null,null,{"$f":"IF(B364=TRUE,DataInput!B363,NA())","v":"QLD"},{"$f":"IF($E364=DataInput!$B363,DataInput!C363,NA())","v":"QBBS"},{"$f":"IF($E364=DataInput!$B363,DataInput!D363,NA())","v":"Belmont Wecker Road 33"},{"$f":"IF($E364=DataInput!$B363,DataInput!E363,NA())","v":"Energex"},{"$f":"IF($E364=DataInput!$B363,DataInput!F363,NA())","v":"Winter"},{"$f":"IF($E364=DataInput!$B363,DataInput!G363,NA())","v":"Non-Coincident"},{"$f":"IF($E364=DataInput!$B363,DataInput!H363,NA())","v":2018},{"$f":"IF($E364=DataInput!$B363,DataInput!I363,NA())","v":"POE50"},{"$f":"IF($E364=DataInput!$B363,DataInput!J363,NA())","v":111.804867160811},{"$f":"IF($E364=DataInput!$B363,DataInput!K363,NA())","v":1},null,null,"QLD Belmont Wecker Road 33",null,null,null,null,false,null,null,{"$error":"#N/A"},{"$error":"#N/A"},{"$error":"#N/A"},{"$error":"#N/A"},{"$error":"#N/A"},{"$error":"#N/A"},{"$error":"#N/A"},{"$error":"#N/A"},{"$error":"#N/A"},{"$error":"#N/A"}]
[null,{"$f":"IF(DataInput!B364=$B$8,IF($B$9=$B$10,TRUE,IF(DataInput!E364=$B$9,TRUE,FALSE)))","v":true},null,null,{"$f":"IF(B365=TRUE,DataInput!B364,NA())","v":"QLD"},{"$f":"IF($E365=DataInput!$B364,DataInput!C364,NA())","v":"QBBS"},{"$f":"IF($E365=DataInput!$B364,DataInput!D364,NA())","v":"Belmont Wecker Road 33"},{"$f":"IF($E365=DataInput!$B364,DataInput!E364,NA())","v":"Energex"},{"$f":"IF($E365=DataInput!$B364,DataInput!F364,NA())","v":"Winter"},{"$f":"IF($E365=DataInput!$B364,DataInput!G364,NA())","v":"Non-Coincident"},{"$f":"IF($E365=DataInput!$B364,DataInput!H364,NA())","v":2019},{"$f":"IF($E365=DataInput!$B364,DataInput!I364,NA())","v":"POE50"},{"$f":"IF($E365=DataInput!$B364,DataInput!J364,NA())","v":115.480436036532},{"$f":"IF($E365=DataInput!$B364,DataInput!K364,NA())","v":1},null,null,"QLD Belmont Wecker Road 33",null,null,null,null,false,null,null,{"$error":"#N/A"},{"$error":"#N/A"},{"$error":"#N/A"},{"$error":"#N/A"},{"$error":"#N/A"},{"$error":"#N/A"},{"$error":"#N/A"},{"$error":"#N/A"},{"$error":"#N/A"},{"$error":"#N/A"}]
[null,{"$f":"IF(DataInput!B365=$B$8,IF($B$9=$B$10,TRUE,IF(DataInput!E365=$B$9,TRUE,FALSE)))","v":true},null,null,{"$f":"IF(B366=TRUE,DataInput!B365,NA())","v":"QLD"},{"$f":"IF($E366=DataInput!$B365,DataInput!C365,NA())","v":"QBBS"},{"$f":"IF($E366=DataInput!$B365,DataInput!D365,NA())","v":"Belmont Wecker Road 33"},{"$f":"IF($E366=DataInput!$B365,DataInput!E365,NA())","v":"Energex"},{"$f":"IF($E366=DataInput!$B365,DataInput!F365,NA())","v":"Winter"},{"$f":"IF($E366=DataInput!$B365,DataInput!G365,NA())","v":"Non-Coincident"},{"$f":"IF($E366=DataInput!$B365,DataInput!H365,NA())","v":2020},{"$f":"IF($E366=DataInput!$B365,DataInput!I365,NA())","v":"POE50"},{"$f":"IF($E366=DataInput!$B365,DataInput!J365,NA())","v":117.84633203175299},{"$f":"IF($E366=DataInput!$B365,DataInput!K365,NA())","v":1},null,null,"QLD Belmont Wecker Road 33",null,null,null,null,false,null,null,{"$error":"#N/A"},{"$error":"#N/A"},{"$error":"#N/A"},{"$error":"#N/A"},{"$error":"#N/A"},{"$error":"#N/A"},{"$error":"#N/A"},{"$error":"#N/A"},{"$error":"#N/A"},{"$error":"#N/A"}]
[null,{"$f":"IF(DataInput!B366=$B$8,IF($B$9=$B$10,TRUE,IF(DataInput!E366=$B$9,TRUE,FALSE)))","v":true},null,null,{"$f":"IF(B367=TRUE,DataInput!B366,NA())","v":"QLD"},{"$f":"IF($E367=DataInput!$B366,DataInput!C366,NA())","v":"QBBS"},{"$f":"IF($E367=DataInput!$B366,DataInput!D366,NA())","v":"Belmont Wecker Road 33"},{"$f":"IF($E367=DataInput!$B366,DataInput!E366,NA())","v":"Energex"},{"$f":"IF($E367=DataInput!$B366,DataInput!F366,NA())","v":"Winter"},{"$f":"IF($E367=DataInput!$B366,DataInput!G366,NA())","v":"Non-Coincident"},{"$f":"IF($E367=DataInput!$B366,DataInput!H366,NA())","v":2021},{"$f":"IF($E367=DataInput!$B366,DataInput!I366,NA())","v":"POE50"},{"$f":"IF($E367=DataInput!$B366,DataInput!J366,NA())","v":118.190673674298},{"$f":"IF($E367=DataInput!$B366,DataInput!K366,NA())","v":1},null,null,"QLD Belmont Wecker Road 33",null,null,null,null,false,null,null,{"$error":"#N/A"},{"$error":"#N/A"},{"$error":"#N/A"},{"$error":"#N/A"},{"$error":"#N/A"},{"$error":"#N/A"},{"$error":"#N/A"},{"$error":"#N/A"},{"$error":"#N/A"},{"$error":"#N/A"}]
[null,{"$f":"IF(DataInput!B367=$B$8,IF($B$9=$B$10,TRUE,IF(DataInput!E367=$B$9,TRUE,FALSE)))","v":true},null,null,{"$f":"IF(B368=TRUE,DataInput!B367,NA())","v":"QLD"},{"$f":"IF($E368=DataInput!$B367,DataInput!C367,NA())","v":"QBBS"},{"$f":"IF($E368=DataInput!$B367,DataInput!D367,NA())","v":"Belmont Wecker Road 33"},{"$f":"IF($E368=DataInput!$B367,DataInput!E367,NA())","v":"Energex"},{"$f":"IF($E368=DataInput!$B367,DataInput!F367,NA())","v":"Winter"},{"$f":"IF($E368=DataInput!$B367,DataInput!G367,NA())","v":"Non-Coincident"},{"$f":"IF($E368=DataInput!$B367,DataInput!H367,NA())","v":2022},{"$f":"IF($E368=DataInput!$B367,DataInput!I367,NA())","v":"POE50"},{"$f":"IF($E368=DataInput!$B367,DataInput!J367,NA())","v":120.13980663834},{"$f":"IF($E368=DataInput!$B367,DataInput!K367,NA())","v":1},null,null,"QLD Belmont Wecker Road 33",null,null,null,null,false,null,null,{"$error":"#N/A"},{"$error":"#N/A"},{"$error":"#N/A"},{"$error":"#N/A"},{"$error":"#N/A"},{"$error":"#N/A"},{"$error":"#N/A"},{"$error":"#N/A"},{"$error":"#N/A"},{"$error":"#N/A"}]
[null,{"$f":"IF(DataInput!B368=$B$8,IF($B$9=$B$10,TRUE,IF(DataInput!E368=$B$9,TRUE,FALSE)))","v":true},null,null,{"$f":"IF(B369=TRUE,DataInput!B368,NA())","v":"QLD"},{"$f":"IF($E369=DataInput!$B368,DataInput!C368,NA())","v":"QBBS"},{"$f":"IF($E369=DataInput!$B368,DataInput!D368,NA())","v":"Belmont Wecker Road 33"},{"$f":"IF($E369=DataInput!$B368,DataInput!E368,NA())","v":"Energex"},{"$f":"IF($E369=DataInput!$B368,DataInput!F368,NA())","v":"Winter"},{"$f":"IF($E369=DataInput!$B368,DataInput!G368,NA())","v":"Non-Coincident"},{"$f":"IF($E369=DataInput!$B368,DataInput!H368,NA())","v":2023},{"$f":"IF($E369=DataInput!$B368,DataInput!I368,NA())","v":"POE50"},{"$f":"IF($E369=DataInput!$B368,DataInput!J368,NA())","v":121.443807816176},{"$f":"IF($E369=DataInput!$B368,DataInput!K368,NA())","v":1},null,null,"QLD Belmont Wecker Road 33",null,null,null,null,false,null,null,{"$error":"#N/A"},{"$error":"#N/A"},{"$error":"#N/A"},{"$error":"#N/A"},{"$error":"#N/A"},{"$error":"#N/A"},{"$error":"#N/A"},{"$error":"#N/A"},{"$error":"#N/A"},{"$error":"#N/A"}]
[null,{"$f":"IF(DataInput!B369=$B$8,IF($B$9=$B$10,TRUE,IF(DataInput!E369=$B$9,TRUE,FALSE)))","v":true},null,null,{"$f":"IF(B370=TRUE,DataInput!B369,NA())","v":"QLD"},{"$f":"IF($E370=DataInput!$B369,DataInput!C369,NA())","v":"QBBS"},{"$f":"IF($E370=DataInput!$B369,DataInput!D369,NA())","v":"Belmont Wecker Road 33"},{"$f":"IF($E370=DataInput!$B369,DataInput!E369,NA())","v":"Energex"},{"$f":"IF($E370=DataInput!$B369,DataInput!F369,NA())","v":"Winter"},{"$f":"IF($E370=DataInput!$B369,DataInput!G369,NA())","v":"Non-Coincident"},{"$f":"IF($E370=DataInput!$B369,DataInput!H369,NA())","v":2024},{"$f":"IF($E370=DataInput!$B369,DataInput!I369,NA())","v":"POE50"},{"$f":"IF($E370=DataInput!$B369,DataInput!J369,NA())","v":124.52268215850501},{"$f":"IF($E370=DataInput!$B369,DataInput!K369,NA())","v":1},null,null,"QLD Belmont Wecker Road 33",null,null,null,null,false,null,null,{"$error":"#N/A"},{"$error":"#N/A"},{"$error":"#N/A"},{"$error":"#N/A"},{"$error":"#N/A"},{"$error":"#N/A"},{"$error":"#N/A"},{"$error":"#N/A"},{"$error":"#N/A"},{"$error":"#N/A"}]
[null,{"$f":"IF(DataInput!B370=$B$8,IF($B$9=$B$10,TRUE,IF(DataInput!E370=$B$9,TRUE,FALSE)))","v":true},null,null,{"$f":"IF(B371=TRUE,DataInput!B370,NA())","v":"QLD"},{"$f":"IF($E371=DataInput!$B370,DataInput!C370,NA())","v":"QBBS"},{"$f":"IF($E371=DataInput!$B370,DataInput!D370,NA())","v":"Belmont Wecker Road 33"},{"$f":"IF($E371=DataInput!$B370,DataInput!E370,NA())","v":"Energex"},{"$f":"IF($E371=DataInput!$B370,DataInput!F370,NA())","v":"Winter"},{"$f":"IF($E371=DataInput!$B370,DataInput!G370,NA())","v":"Non-Coincident"},{"$f":"IF($E371=DataInput!$B370,DataInput!H370,NA())","v":2025},{"$f":"IF($E371=DataInput!$B370,DataInput!I370,NA())","v":"POE50"},{"$f":"IF($E371=DataInput!$B370,DataInput!J370,NA())","v":125.354288750263},{"$f":"IF($E371=DataInput!$B370,DataInput!K370,NA())","v":1},null,null,"QLD Belmont Wecker Road 33",null,null,null,null,false,null,null,{"$error":"#N/A"},{"$f":"IF($V371=TRUE,F371,NA())","v":{"$error":"#N/A"}},{"$f":"IF($V371=TRUE,G371,NA())","v":{"$error":"#N/A"}},{"$f":"IF($V371=TRUE,H371,NA())","v":{"$error":"#N/A"}},{"$f":"IF($V371=TRUE,I371,NA())","v":{"$error":"#N/A"}},{"$f":"IF($V371=TRUE,J371,NA())","v":{"$error":"#N/A"}},{"$f":"IF($V371=TRUE,K371,NA())","v":{"$error":"#N/A"}},{"$f":"IF($V371=TRUE,L371,NA())","v":{"$error":"#N/A"}},{"$f":"IF($V371=TRUE,M371,NA())","v":{"$error":"#N/A"}},{"$f":"IF($V371=TRUE,N371,NA())","v":{"$error":"#N/A"}}]
[null,{"$f":"IF(DataInput!B371=$B$8,IF($B$9=$B$10,TRUE,IF(DataInput!E371=$B$9,TRUE,FALSE)))","v":true},null,null,{"$f":"IF(B372=TRUE,DataInput!B371,NA())","v":"QLD"},{"$f":"IF($E372=DataInput!$B371,DataInput!C371,NA())","v":"QBDA"},{"$f":"IF($E372=DataInput!$B371,DataInput!D371,NA())","v":"Bundamba"},{"$f":"IF($E372=DataInput!$B371,DataInput!E371,NA())","v":"Energex"},{"$f":"IF($E372=DataInput!$B371,DataInput!F371,NA())","v":"Summer"},{"$f":"IF($E372=DataInput!$B371,DataInput!G371,NA())","v":"Non-Coincident"},{"$f":"IF($E372=DataInput!$B371,DataInput!H371,NA())","v":2017},{"$f":"IF($E372=DataInput!$B371,DataInput!I371,NA())","v":"POE10"},{"$f":"IF($E372=DataInput!$B371,DataInput!J371,NA())","v":35.897595303168202},{"$f":"IF($E372=DataInput!$B371,DataInput!K371,NA())","v":0.98801470228448796},null,null,"QLD Bundamba",null,null,null,null,false,null,null,{"$error":"#N/A"},{"$error":"#N/A"},{"$error":"#N/A"},{"$error":"#N/A"},{"$error":"#N/A"},{"$error":"#N/A"},{"$error":"#N/A"},{"$error":"#N/A"},{"$error":"#N/A"},{"$error":"#N/A"}]
[null,{"$f":"IF(DataInput!B372=$B$8,IF($B$9=$B$10,TRUE,IF(DataInput!E372=$B$9,TRUE,FALSE)))","v":true},null,null,{"$f":"IF(B373=TRUE,DataInput!B372,NA())","v":"QLD"},{"$f":"IF($E373=DataInput!$B372,DataInput!C372,NA())","v":"QBDA"},{"$f":"IF($E373=DataInput!$B372,DataInput!D372,NA())","v":"Bundamba"},{"$f":"IF($E373=DataInput!$B372,DataInput!E372,NA())","v":"Energex"},{"$f":"IF($E373=DataInput!$B372,DataInput!F372,NA())","v":"Summer"},{"$f":"IF($E373=DataInput!$B372,DataInput!G372,NA())","v":"Non-Coincident"},{"$f":"IF($E373=DataInput!$B372,DataInput!H372,NA())","v":2018},{"$f":"IF($E373=DataInput!$B372,DataInput!I372,NA())","v":"POE10"},{"$f":"IF($E373=DataInput!$B372,DataInput!J372,NA())","v":36.469512779718102},{"$f":"IF($E373=DataInput!$B372,DataInput!K372,NA())","v":0.99438868929969804},null,null,"QLD Bundamba",null,null,null,null,false,null,null,{"$error":"#N/A"},{"$error":"#N/A"},{"$error":"#N/A"},{"$error":"#N/A"},{"$error":"#N/A"},{"$error":"#N/A"},{"$error":"#N/A"},{"$error":"#N/A"},{"$error":"#N/A"},{"$error":"#N/A"}]
[null,{"$f":"IF(DataInput!B373=$B$8,IF($B$9=$B$10,TRUE,IF(DataInput!E373=$B$9,TRUE,FALSE)))","v":true},null,null,{"$f":"IF(B374=TRUE,DataInput!B373,NA())","v":"QLD"},{"$f":"IF($E374=DataInput!$B373,DataInput!C373,NA())","v":"QBDA"},{"$f":"IF($E374=DataInput!$B373,DataInput!D373,NA())","v":"Bundamba"},{"$f":"IF($E374=DataInput!$B373,DataInput!E373,NA())","v":"Energex"},{"$f":"IF($E374=DataInput!$B373,DataInput!F373,NA())","v":"Summer"},{"$f":"IF($E374=DataInput!$B373,DataInput!G373,NA())","v":"Non-Coincident"},{"$f":"IF($E374=DataInput!$B373,DataInput!H373,NA())","v":2019},{"$f":"IF($E374=DataInput!$B373,DataInput!I373,NA())","v":"POE10"},{"$f":"IF($E374=DataInput!$B373,DataInput!J373,NA())","v":37.139038075317004},{"$f":"IF($E374=DataInput!$B373,DataInput!K373,NA())","v":0.99538326444296499},null,null,"QLD Bundamba",null,null,null,null,false,null,null,{"$error":"#N/A"},{"$error":"#N/A"},{"$error":"#N/A"},{"$error":"#N/A"},{"$error":"#N/A"},{"$error":"#N/A"},{"$error":"#N/A"},{"$error":"#N/A"},{"$error":"#N/A"},{"$error":"#N/A"}]
[null,{"$f":"IF(DataInput!B374=$B$8,IF($B$9=$B$10,TRUE,IF(DataInput!E374=$B$9,TRUE,FALSE)))","v":true},null,null,{"$f":"IF(B375=TRUE,DataInput!B374,NA())","v":"QLD"},{"$f":"IF($E375=DataInput!$B374,DataInput!C374,NA())","v":"QBDA"},{"$f":"IF($E375=DataInput!$B374,DataInput!D374,NA())","v":"Bundamba"},{"$f":"IF($E375=DataInput!$B374,DataInput!E374,NA())","v":"Energex"},{"$f":"IF($E375=DataInput!$B374,DataInput!F374,NA())","v":"Summer"},{"$f":"IF($E375=DataInput!$B374,DataInput!G374,NA())","v":"Non-Coincident"},{"$f":"IF($E375=DataInput!$B374,DataInput!H374,NA())","v":2020},{"$f":"IF($E375=DataInput!$B374,DataInput!I374,NA())","v":"POE10"},{"$f":"IF($E375=DataInput!$B374,DataInput!J374,NA())","v":38.1111875519696},{"$f":"IF($E375=DataInput!$B374,DataInput!K374,NA())","v":0.99558738375620504},null,null,"QLD Bundamba",null,null,null,null,false,null,null,{"$error":"#N/A"},{"$error":"#N/A"},{"$error":"#N/A"},{"$error":"#N/A"},{"$error":"#N/A"},{"$error":"#N/A"},{"$error":"#N/A"},{"$error":"#N/A"},{"$error":"#N/A"},{"$error":"#N/A"}]
[null,{"$f":"IF(DataInput!B375=$B$8,IF($B$9=$B$10,TRUE,IF(DataInput!E375=$B$9,TRUE,FALSE)))","v":true},null,null,{"$f":"IF(B376=TRUE,DataInput!B375,NA())","v":"QLD"},{"$f":"IF($E376=DataInput!$B375,DataInput!C375,NA())","v":"QBDA"},{"$f":"IF($E376=DataInput!$B375,DataInput!D375,NA())","v":"Bundamba"},{"$f":"IF($E376=DataInput!$B375,DataInput!E375,NA())","v":"Energex"},{"$f":"IF($E376=DataInput!$B375,DataInput!F375,NA())","v":"Summer"},{"$f":"IF($E376=DataInput!$B375,DataInput!G375,NA())","v":"Non-Coincident"},{"$f":"IF($E376=DataInput!$B375,DataInput!H375,NA())","v":2021},{"$f":"IF($E376=DataInput!$B375,DataInput!I375,NA())","v":"POE10"},{"$f":"IF($E376=DataInput!$B375,DataInput!J375,NA())","v":38.845870766981001},{"$f":"IF($E376=DataInput!$B375,DataInput!K375,NA())","v":0.99003457247040205},null,null,"QLD Bundamba",null,null,null,null,false,null,null,{"$error":"#N/A"},{"$error":"#N/A"},{"$error":"#N/A"},{"$error":"#N/A"},{"$error":"#N/A"},{"$error":"#N/A"},{"$error":"#N/A"},{"$error":"#N/A"},{"$error":"#N/A"},{"$error":"#N/A"}]
[null,{"$f":"IF(DataInput!B376=$B$8,IF($B$9=$B$10,TRUE,IF(DataInput!E376=$B$9,TRUE,FALSE)))","v":true},null,null,{"$f":"IF(B377=TRUE,DataInput!B376,NA())","v":"QLD"},{"$f":"IF($E377=DataInput!$B376,DataInput!C376,NA())","v":"QBDA"},{"$f":"IF($E377=DataInput!$B376,DataInput!D376,NA())","v":"Bundamba"},{"$f":"IF($E377=DataInput!$B376,DataInput!E376,NA())","v":"Energex"},{"$f":"IF($E377=DataInput!$B376,DataInput!F376,NA())","v":"Summer"},{"$f":"IF($E377=DataInput!$B376,DataInput!G376,NA())","v":"Non-Coincident"},{"$f":"IF($E377=DataInput!$B376,DataInput!H376,NA())","v":2022},{"$f":"IF($E377=DataInput!$B376,DataInput!I376,NA())","v":"POE10"},{"$f":"IF($E377=DataInput!$B376,DataInput!J376,NA())","v":39.581090545867397},{"$f":"IF($E377=DataInput!$B376,DataInput!K376,NA())","v":0.99014491825217799},null,null,"QLD Bundamba",null,null,null,null,false,null,null,{"$error":"#N/A"},{"$error":"#N/A"},{"$error":"#N/A"},{"$error":"#N/A"},{"$error":"#N/A"},{"$error":"#N/A"},{"$error":"#N/A"},{"$error":"#N/A"},{"$error":"#N/A"},{"$error":"#N/A"}]
[null,{"$f":"IF(DataInput!B377=$B$8,IF($B$9=$B$10,TRUE,IF(DataInput!E377=$B$9,TRUE,FALSE)))","v":true},null,null,{"$f":"IF(B378=TRUE,DataInput!B377,NA())","v":"QLD"},{"$f":"IF($E378=DataInput!$B377,DataInput!C377,NA())","v":"QBDA"},{"$f":"IF($E378=DataInput!$B377,DataInput!D377,NA())","v":"Bundamba"},{"$f":"IF($E378=DataInput!$B377,DataInput!E377,NA())","v":"Energex"},{"$f":"IF($E378=DataInput!$B377,DataInput!F377,NA())","v":"Summer"},{"$f":"IF($E378=DataInput!$B377,DataInput!G377,NA())","v":"Non-Coincident"},{"$f":"IF($E378=DataInput!$B377,DataInput!H377,NA())","v":2023},{"$f":"IF($E378=DataInput!$B377,DataInput!I377,NA())","v":"POE10"},{"$f":"IF($E378=DataInput!$B377,DataInput!J377,NA())","v":39.962121602709203},{"$f":"IF($E378=DataInput!$B377,DataInput!K377,NA())","v":0.99014340773966203},null,null,"QLD Bundamba",null,null,null,null,false,null,null,{"$error":"#N/A"},{"$error":"#N/A"},{"$error":"#N/A"},{"$error":"#N/A"},{"$error":"#N/A"},{"$error":"#N/A"},{"$error":"#N/A"},{"$error":"#N/A"},{"$error":"#N/A"},{"$error":"#N/A"}]
[null,{"$f":"IF(DataInput!B378=$B$8,IF($B$9=$B$10,TRUE,IF(DataInput!E378=$B$9,TRUE,FALSE)))","v":true},null,null,{"$f":"IF(B379=TRUE,DataInput!B378,NA())","v":"QLD"},{"$f":"IF($E379=DataInput!$B378,DataInput!C378,NA())","v":"QBDA"},{"$f":"IF($E379=DataInput!$B378,DataInput!D378,NA())","v":"Bundamba"},{"$f":"IF($E379=DataInput!$B378,DataInput!E378,NA())","v":"Energex"},{"$f":"IF($E379=DataInput!$B378,DataInput!F378,NA())","v":"Summer"},{"$f":"IF($E379=DataInput!$B378,DataInput!G378,NA())","v":"Non-Coincident"},{"$f":"IF($E379=DataInput!$B378,DataInput!H378,NA())","v":2024},{"$f":"IF($E379=DataInput!$B378,DataInput!I378,NA())","v":"POE10"},{"$f":"IF($E379=DataInput!$B378,DataInput!J378,NA())","v":41.136430525848702},{"$f":"IF($E379=DataInput!$B378,DataInput!K378,NA())","v":0.99014967170183499},null,null,"QLD Bundamba",null,null,null,null,false,null,null,{"$error":"#N/A"},{"$error":"#N/A"},{"$error":"#N/A"},{"$error":"#N/A"},{"$error":"#N/A"},{"$error":"#N/A"},{"$error":"#N/A"},{"$error":"#N/A"},{"$error":"#N/A"},{"$error":"#N/A"}]
[null,{"$f":"IF(DataInput!B379=$B$8,IF($B$9=$B$10,TRUE,IF(DataInput!E379=$B$9,TRUE,FALSE)))","v":true},null,null,{"$f":"IF(B380=TRUE,DataInput!B379,NA())","v":"QLD"},{"$f":"IF($E380=DataInput!$B379,DataInput!C379,NA())","v":"QBDA"},{"$f":"IF($E380=DataInput!$B379,DataInput!D379,NA())","v":"Bundamba"},{"$f":"IF($E380=DataInput!$B379,DataInput!E379,NA())","v":"Energex"},{"$f":"IF($E380=DataInput!$B379,DataInput!F379,NA())","v":"Summer"},{"$f":"IF($E380=DataInput!$B379,DataInput!G379,NA())","v":"Non-Coincident"},{"$f":"IF($E380=DataInput!$B379,DataInput!H379,NA())","v":2025},{"$f":"IF($E380=DataInput!$B379,DataInput!I379,NA())","v":"POE10"},{"$f":"IF($E380=DataInput!$B379,DataInput!J379,NA())","v":42.150144819409},{"$f":"IF($E380=DataInput!$B379,DataInput!K379,NA())","v":0.99003697253927403},null,null,"QLD Bundamba",null,null,null,null,false,null,null,{"$error":"#N/A"},{"$error":"#N/A"},{"$error":"#N/A"},{"$error":"#N/A"},{"$error":"#N/A"},{"$error":"#N/A"},{"$error":"#N/A"},{"$error":"#N/A"},{"$error":"#N/A"},{"$error":"#N/A"}]
[null,{"$f":"IF(DataInput!B380=$B$8,IF($B$9=$B$10,TRUE,IF(DataInput!E380=$B$9,TRUE,FALSE)))","v":true},null,null,{"$f":"IF(B381=TRUE,DataInput!B380,NA())","v":"QLD"},{"$f":"IF($E381=DataInput!$B380,DataInput!C380,NA())","v":"QBDA"},{"$f":"IF($E381=DataInput!$B380,DataInput!D380,NA())","v":"Bundamba"},{"$f":"IF($E381=DataInput!$B380,DataInput!E380,NA())","v":"Energex"},{"$f":"IF($E381=DataInput!$B380,DataInput!F380,NA())","v":"Summer"},{"$f":"IF($E381=DataInput!$B380,DataInput!G380,NA())","v":"Non-Coincident"},{"$f":"IF($E381=DataInput!$B380,DataInput!H380,NA())","v":2026},{"$f":"IF($E381=DataInput!$B380,DataInput!I380,NA())","v":"POE10"},{"$f":"IF($E381=DataInput!$B380,DataInput!J380,NA())","v":42.625770579235002},{"$f":"IF($E381=DataInput!$B380,DataInput!K380,NA())","v":0.99003566740538496},null,null,"QLD Bundamba",null,null,null,null,false,null,null,{"$error":"#N/A"},{"$error":"#N/A"},{"$error":"#N/A"},{"$error":"#N/A"},{"$error":"#N/A"},{"$error":"#N/A"},{"$error":"#N/A"},{"$error":"#N/A"},{"$error":"#N/A"},{"$error":"#N/A"}]
[null,{"$f":"IF(DataInput!B381=$B$8,IF($B$9=$B$10,TRUE,IF(DataInput!E381=$B$9,TRUE,FALSE)))","v":true},null,null,{"$f":"IF(B382=TRUE,DataInput!B381,NA())","v":"QLD"},{"$f":"IF($E382=DataInput!$B381,DataInput!C381,NA())","v":"QBDA"},{"$f":"IF($E382=DataInput!$B381,DataInput!D381,NA())","v":"Bundamba"},{"$f":"IF($E382=DataInput!$B381,DataInput!E381,NA())","v":"Energex"},{"$f":"IF($E382=DataInput!$B381,DataInput!F381,NA())","v":"Summer"},{"$f":"IF($E382=DataInput!$B381,DataInput!G381,NA())","v":"Non-Coincident"},{"$f":"IF($E382=DataInput!$B381,DataInput!H381,NA())","v":2017},{"$f":"IF($E382=DataInput!$B381,DataInput!I381,NA())","v":"POE50"},{"$f":"IF($E382=DataInput!$B381,DataInput!J381,NA())","v":33.851996617111901},{"$f":"IF($E382=DataInput!$B381,DataInput!K381,NA())","v":1},null,null,"QLD Bundamba",null,null,null,null,false,null,null,{"$error":"#N/A"},{"$error":"#N/A"},{"$error":"#N/A"},{"$error":"#N/A"},{"$error":"#N/A"},{"$error":"#N/A"},{"$error":"#N/A"},{"$error":"#N/A"},{"$error":"#N/A"},{"$error":"#N/A"}]
[null,{"$f":"IF(DataInput!B382=$B$8,IF($B$9=$B$10,TRUE,IF(DataInput!E382=$B$9,TRUE,FALSE)))","v":true},null,null,{"$f":"IF(B383=TRUE,DataInput!B382,NA())","v":"QLD"},{"$f":"IF($E383=DataInput!$B382,DataInput!C382,NA())","v":"QBDA"},{"$f":"IF($E383=DataInput!$B382,DataInput!D382,NA())","v":"Bundamba"},{"$f":"IF($E383=DataInput!$B382,DataInput!E382,NA())","v":"Energex"},{"$f":"IF($E383=DataInput!$B382,DataInput!F382,NA())","v":"Summer"},{"$f":"IF($E383=DataInput!$B382,DataInput!G382,NA())","v":"Non-Coincident"},{"$f":"IF($E383=DataInput!$B382,DataInput!H382,NA())","v":2018},{"$f":"IF($E383=DataInput!$B382,DataInput!I382,NA())","v":"POE50"},{"$f":"IF($E383=DataInput!$B382,DataInput!J382,NA())","v":34.345478700699402},{"$f":"IF($E383=DataInput!$B382,DataInput!K382,NA())","v":1},null,null,"QLD Bundamba",null,null,null,null,false,null,null,{"$error":"#N/A"},{"$error":"#N/A"},{"$error":"#N/A"},{"$error":"#N/A"},{"$error":"#N/A"},{"$error":"#N/A"},{"$error":"#N/A"},{"$error":"#N/A"},{"$error":"#N/A"},{"$error":"#N/A"}]
[null,{"$f":"IF(DataInput!B383=$B$8,IF($B$9=$B$10,TRUE,IF(DataInput!E383=$B$9,TRUE,FALSE)))","v":true},null,null,{"$f":"IF(B384=TRUE,DataInput!B383,NA())","v":"QLD"},{"$f":"IF($E384=DataInput!$B383,DataInput!C383,NA())","v":"QBDA"},{"$f":"IF($E384=DataInput!$B383,DataInput!D383,NA())","v":"Bundamba"},{"$f":"IF($E384=DataInput!$B383,DataInput!E383,NA())","v":"Energex"},{"$f":"IF($E384=DataInput!$B383,DataInput!F383,NA())","v":"Summer"},{"$f":"IF($E384=DataInput!$B383,DataInput!G383,NA())","v":"Non-Coincident"},{"$f":"IF($E384=DataInput!$B383,DataInput!H383,NA())","v":2019},{"$f":"IF($E384=DataInput!$B383,DataInput!I383,NA())","v":"POE50"},{"$f":"IF($E384=DataInput!$B383,DataInput!J383,NA())","v":34.497471255421203},{"$f":"IF($E384=DataInput!$B383,DataInput!K383,NA())","v":1},null,null,"QLD Bundamba",null,null,null,null,false,null,null,{"$error":"#N/A"},{"$error":"#N/A"},{"$error":"#N/A"},{"$error":"#N/A"},{"$error":"#N/A"},{"$error":"#N/A"},{"$error":"#N/A"},{"$error":"#N/A"},{"$error":"#N/A"},{"$error":"#N/A"}]
[null,{"$f":"IF(DataInput!B384=$B$8,IF($B$9=$B$10,TRUE,IF(DataInput!E384=$B$9,TRUE,FALSE)))","v":true},null,null,{"$f":"IF(B385=TRUE,DataInput!B384,NA())","v":"QLD"},{"$f":"IF($E385=DataInput!$B384,DataInput!C384,NA())","v":"QBDA"},{"$f":"IF($E385=DataInput!$B384,DataInput!D384,NA())","v":"Bundamba"},{"$f":"IF($E385=DataInput!$B384,DataInput!E384,NA())","v":"Energex"},{"$f":"IF($E385=DataInput!$B384,DataInput!F384,NA())","v":"Summer"},{"$f":"IF($E385=DataInput!$B384,DataInput!G384,NA())","v":"Non-Coincident"},{"$f":"IF($E385=DataInput!$B384,DataInput!H384,NA())","v":2020},{"$f":"IF($E385=DataInput!$B384,DataInput!I384,NA())","v":"POE50"},{"$f":"IF($E385=DataInput!$B384,DataInput!J384,NA())","v":35.6057817270095},{"$f":"IF($E385=DataInput!$B384,DataInput!K384,NA())","v":1},null,null,"QLD Bundamba",null,null,null,null,false,null,null,{"$error":"#N/A"},{"$error":"#N/A"},{"$error":"#N/A"},{"$error":"#N/A"},{"$error":"#N/A"},{"$error":"#N/A"},{"$error":"#N/A"},{"$error":"#N/A"},{"$error":"#N/A"},{"$error":"#N/A"}]
[null,{"$f":"IF(DataInput!B385=$B$8,IF($B$9=$B$10,TRUE,IF(DataInput!E385=$B$9,TRUE,FALSE)))","v":true},null,null,{"$f":"IF(B386=TRUE,DataInput!B385,NA())","v":"QLD"},{"$f":"IF($E386=DataInput!$B385,DataInput!C385,NA())","v":"QBDA"},{"$f":"IF($E386=DataInput!$B385,DataInput!D385,NA())","v":"Bundamba"},{"$f":"IF($E386=DataInput!$B385,DataInput!E385,NA())","v":"Energex"},{"$f":"IF($E386=DataInput!$B385,DataInput!F385,NA())","v":"Summer"},{"$f":"IF($E386=DataInput!$B385,DataInput!G385,NA())","v":"Non-Coincident"},{"$f":"IF($E386=DataInput!$B385,DataInput!H385,NA())","v":2021},{"$f":"IF($E386=DataInput!$B385,DataInput!I385,NA())","v":"POE50"},{"$f":"IF($E386=DataInput!$B385,DataInput!J385,NA())","v":35.730291665864598},{"$f":"IF($E386=DataInput!$B385,DataInput!K385,NA())","v":1},null,null,"QLD Bundamba",null,null,null,null,false,null,null,{"$error":"#N/A"},{"$error":"#N/A"},{"$error":"#N/A"},{"$error":"#N/A"},{"$error":"#N/A"},{"$error":"#N/A"},{"$error":"#N/A"},{"$error":"#N/A"},{"$error":"#N/A"},{"$error":"#N/A"}]
[null,{"$f":"IF(DataInput!B386=$B$8,IF($B$9=$B$10,TRUE,IF(DataInput!E386=$B$9,TRUE,FALSE)))","v":true},null,null,{"$f":"IF(B387=TRUE,DataInput!B386,NA())","v":"QLD"},{"$f":"IF($E387=DataInput!$B386,DataInput!C386,NA())","v":"QBDA"},{"$f":"IF($E387=DataInput!$B386,DataInput!D386,NA())","v":"Bundamba"},{"$f":"IF($E387=DataInput!$B386,DataInput!E386,NA())","v":"Energex"},{"$f":"IF($E387=DataInput!$B386,DataInput!F386,NA())","v":"Summer"},{"$f":"IF($E387=DataInput!$B386,DataInput!G386,NA())","v":"Non-Coincident"},{"$f":"IF($E387=DataInput!$B386,DataInput!H386,NA())","v":2022},{"$f":"IF($E387=DataInput!$B386,DataInput!I386,NA())","v":"POE50"},{"$f":"IF($E387=DataInput!$B386,DataInput!J386,NA())","v":36.391915042283401},{"$f":"IF($E387=DataInput!$B386,DataInput!K386,NA())","v":1},null,null,"QLD Bundamba",null,null,null,null,false,null,null,{"$error":"#N/A"},{"$error":"#N/A"},{"$error":"#N/A"},{"$error":"#N/A"},{"$error":"#N/A"},{"$error":"#N/A"},{"$error":"#N/A"},{"$error":"#N/A"},{"$error":"#N/A"},{"$error":"#N/A"}]
[null,{"$f":"IF(DataInput!B387=$B$8,IF($B$9=$B$10,TRUE,IF(DataInput!E387=$B$9,TRUE,FALSE)))","v":true},null,null,{"$f":"IF(B388=TRUE,DataInput!B387,NA())","v":"QLD"},{"$f":"IF($E388=DataInput!$B387,DataInput!C387,NA())","v":"QBDA"},{"$f":"IF($E388=DataInput!$B387,DataInput!D387,NA())","v":"Bundamba"},{"$f":"IF($E388=DataInput!$B387,DataInput!E387,NA())","v":"Energex"},{"$f":"IF($E388=DataInput!$B387,DataInput!F387,NA())","v":"Summer"},{"$f":"IF($E388=DataInput!$B387,DataInput!G387,NA())","v":"Non-Coincident"},{"$f":"IF($E388=DataInput!$B387,DataInput!H387,NA())","v":2023},{"$f":"IF($E388=DataInput!$B387,DataInput!I387,NA())","v":"POE50"},{"$f":"IF($E388=DataInput!$B387,DataInput!J387,NA())","v":37.154160923657003},{"$f":"IF($E388=DataInput!$B387,DataInput!K387,NA())","v":1},null,null,"QLD Bundamba",null,null,null,null,false,null,null,{"$error":"#N/A"},{"$error":"#N/A"},{"$error":"#N/A"},{"$error":"#N/A"},{"$error":"#N/A"},{"$error":"#N/A"},{"$error":"#N/A"},{"$error":"#N/A"},{"$error":"#N/A"},{"$error":"#N/A"}]
[null,{"$f":"IF(DataInput!B388=$B$8,IF($B$9=$B$10,TRUE,IF(DataInput!E388=$B$9,TRUE,FALSE)))","v":true},null,null,{"$f":"IF(B389=TRUE,DataInput!B388,NA())","v":"QLD"},{"$f":"IF($E389=DataInput!$B388,DataInput!C388,NA())","v":"QBDA"},{"$f":"IF($E389=DataInput!$B388,DataInput!D388,NA())","v":"Bundamba"},{"$f":"IF($E389=DataInput!$B388,DataInput!E388,NA())","v":"Energex"},{"$f":"IF($E389=DataInput!$B388,DataInput!F388,NA())","v":"Summer"},{"$f":"IF($E389=DataInput!$B388,DataInput!G388,NA())","v":"Non-Coincident"},{"$f":"IF($E389=DataInput!$B388,DataInput!H388,NA())","v":2024},{"$f":"IF($E389=DataInput!$B388,DataInput!I388,NA())","v":"POE50"},{"$f":"IF($E389=DataInput!$B388,DataInput!J388,NA())","v":37.934438332837097},{"$f":"IF($E389=DataInput!$B388,DataInput!K388,NA())","v":1},null,null,"QLD Bundamba",null,null,null,null,false,null,null,{"$error":"#N/A"},{"$error":"#N/A"},{"$error":"#N/A"},{"$error":"#N/A"},{"$error":"#N/A"},{"$error":"#N/A"},{"$error":"#N/A"},{"$error":"#N/A"},{"$error":"#N/A"},{"$error":"#N/A"}]
[null,{"$f":"IF(DataInput!B389=$B$8,IF($B$9=$B$10,TRUE,IF(DataInput!E389=$B$9,TRUE,FALSE)))","v":true},null,null,{"$f":"IF(B390=TRUE,DataInput!B389,NA())","v":"QLD"},{"$f":"IF($E390=DataInput!$B389,DataInput!C389,NA())","v":"QBDA"},{"$f":"IF($E390=DataInput!$B389,DataInput!D389,NA())","v":"Bundamba"},{"$f":"IF($E390=DataInput!$B389,DataInput!E389,NA())","v":"Energex"},{"$f":"IF($E390=DataInput!$B389,DataInput!F389,NA())","v":"Summer"},{"$f":"IF($E390=DataInput!$B389,DataInput!G389,NA())","v":"Non-Coincident"},{"$f":"IF($E390=DataInput!$B389,DataInput!H389,NA())","v":2025},{"$f":"IF($E390=DataInput!$B389,DataInput!I389,NA())","v":"POE50"},{"$f":"IF($E390=DataInput!$B389,DataInput!J389,NA())","v":38.465227352577898},{"$f":"IF($E390=DataInput!$B389,DataInput!K389,NA())","v":1},null,null,"QLD Bundamba",null,null,null,null,false,null,null,{"$error":"#N/A"},{"$error":"#N/A"},{"$error":"#N/A"},{"$error":"#N/A"},{"$error":"#N/A"},{"$error":"#N/A"},{"$error":"#N/A"},{"$error":"#N/A"},{"$error":"#N/A"},{"$error":"#N/A"}]
[null,{"$f":"IF(DataInput!B390=$B$8,IF($B$9=$B$10,TRUE,IF(DataInput!E390=$B$9,TRUE,FALSE)))","v":true},null,null,{"$f":"IF(B391=TRUE,DataInput!B390,NA())","v":"QLD"},{"$f":"IF($E391=DataInput!$B390,DataInput!C390,NA())","v":"QBDA"},{"$f":"IF($E391=DataInput!$B390,DataInput!D390,NA())","v":"Bundamba"},{"$f":"IF($E391=DataInput!$B390,DataInput!E390,NA())","v":"Energex"},{"$f":"IF($E391=DataInput!$B390,DataInput!F390,NA())","v":"Summer"},{"$f":"IF($E391=DataInput!$B390,DataInput!G390,NA())","v":"Non-Coincident"},{"$f":"IF($E391=DataInput!$B390,DataInput!H390,NA())","v":2026},{"$f":"IF($E391=DataInput!$B390,DataInput!I390,NA())","v":"POE50"},{"$f":"IF($E391=DataInput!$B390,DataInput!J390,NA())","v":38.820587682152002},{"$f":"IF($E391=DataInput!$B390,DataInput!K390,NA())","v":1},null,null,"QLD Bundamba",null,null,null,null,false,null,null,{"$error":"#N/A"},{"$error":"#N/A"},{"$error":"#N/A"},{"$error":"#N/A"},{"$error":"#N/A"},{"$error":"#N/A"},{"$error":"#N/A"},{"$error":"#N/A"},{"$error":"#N/A"},{"$error":"#N/A"}]
[null,{"$f":"IF(DataInput!B391=$B$8,IF($B$9=$B$10,TRUE,IF(DataInput!E391=$B$9,TRUE,FALSE)))","v":true},null,null,{"$f":"IF(B392=TRUE,DataInput!B391,NA())","v":"QLD"},{"$f":"IF($E392=DataInput!$B391,DataInput!C391,NA())","v":"QBDA"},{"$f":"IF($E392=DataInput!$B391,DataInput!D391,NA())","v":"Bundamba"},{"$f":"IF($E392=DataInput!$B391,DataInput!E391,NA())","v":"Energex"},{"$f":"IF($E392=DataInput!$B391,DataInput!F391,NA())","v":"Winter"},{"$f":"IF($E392=DataInput!$B391,DataInput!G391,NA())","v":"Non-Coincident"},{"$f":"IF($E392=DataInput!$B391,DataInput!H391,NA())","v":2016},{"$f":"IF($E392=DataInput!$B391,DataInput!I391,NA())","v":"POE10"},{"$f":"IF($E392=DataInput!$B391,DataInput!J391,NA())","v":34.091428510609198},{"$f":"IF($E392=DataInput!$B391,DataInput!K391,NA())","v":1},null,null,"QLD Bundamba",null,null,null,null,false,null,null,{"$error":"#N/A"},{"$error":"#N/A"},{"$error":"#N/A"},{"$error":"#N/A"},{"$error":"#N/A"},{"$error":"#N/A"},{"$error":"#N/A"},{"$error":"#N/A"},{"$error":"#N/A"},{"$error":"#N/A"}]
[null,{"$f":"IF(DataInput!B392=$B$8,IF($B$9=$B$10,TRUE,IF(DataInput!E392=$B$9,TRUE,FALSE)))","v":true},null,null,{"$f":"IF(B393=TRUE,DataInput!B392,NA())","v":"QLD"},{"$f":"IF($E393=DataInput!$B392,DataInput!C392,NA())","v":"QBDA"},{"$f":"IF($E393=DataInput!$B392,DataInput!D392,NA())","v":"Bundamba"},{"$f":"IF($E393=DataInput!$B392,DataInput!E392,NA())","v":"Energex"},{"$f":"IF($E393=DataInput!$B392,DataInput!F392,NA())","v":"Winter"},{"$f":"IF($E393=DataInput!$B392,DataInput!G392,NA())","v":"Non-Coincident"},{"$f":"IF($E393=DataInput!$B392,DataInput!H392,NA())","v":2017},{"$f":"IF($E393=DataInput!$B392,DataInput!I392,NA())","v":"POE10"},{"$f":"IF($E393=DataInput!$B392,DataInput!J392,NA())","v":35.652175112073998},{"$f":"IF($E393=DataInput!$B392,DataInput!K392,NA())","v":1},null,null,"QLD Bundamba",null,null,null,null,false,null,null,{"$error":"#N/A"},{"$error":"#N/A"},{"$error":"#N/A"},{"$error":"#N/A"},{"$error":"#N/A"},{"$error":"#N/A"},{"$error":"#N/A"},{"$error":"#N/A"},{"$error":"#N/A"},{"$error":"#N/A"}]
[null,{"$f":"IF(DataInput!B393=$B$8,IF($B$9=$B$10,TRUE,IF(DataInput!E393=$B$9,TRUE,FALSE)))","v":true},null,null,{"$f":"IF(B394=TRUE,DataInput!B393,NA())","v":"QLD"},{"$f":"IF($E394=DataInput!$B393,DataInput!C393,NA())","v":"QBDA"},{"$f":"IF($E394=DataInput!$B393,DataInput!D393,NA())","v":"Bundamba"},{"$f":"IF($E394=DataInput!$B393,DataInput!E393,NA())","v":"Energex"},{"$f":"IF($E394=DataInput!$B393,DataInput!F393,NA())","v":"Winter"},{"$f":"IF($E394=DataInput!$B393,DataInput!G393,NA())","v":"Non-Coincident"},{"$f":"IF($E394=DataInput!$B393,DataInput!H393,NA())","v":2018},{"$f":"IF($E394=DataInput!$B393,DataInput!I393,NA())","v":"POE10"},{"$f":"IF($E394=DataInput!$B393,DataInput!J393,NA())","v":37.659681277709304},{"$f":"IF($E394=DataInput!$B393,DataInput!K393,NA())","v":1},null,null,"QLD Bundamba",null,null,null,null,false,null,null,{"$error":"#N/A"},{"$error":"#N/A"},{"$error":"#N/A"},{"$error":"#N/A"},{"$error":"#N/A"},{"$error":"#N/A"},{"$error":"#N/A"},{"$error":"#N/A"},{"$error":"#N/A"},{"$error":"#N/A"}]
[null,{"$f":"IF(DataInput!B394=$B$8,IF($B$9=$B$10,TRUE,IF(DataInput!E394=$B$9,TRUE,FALSE)))","v":true},null,null,{"$f":"IF(B395=TRUE,DataInput!B394,NA())","v":"QLD"},{"$f":"IF($E395=DataInput!$B394,DataInput!C394,NA())","v":"QBDA"},{"$f":"IF($E395=DataInput!$B394,DataInput!D394,NA())","v":"Bundamba"},{"$f":"IF($E395=DataInput!$B394,DataInput!E394,NA())","v":"Energex"},{"$f":"IF($E395=DataInput!$B394,DataInput!F394,NA())","v":"Winter"},{"$f":"IF($E395=DataInput!$B394,DataInput!G394,NA())","v":"Non-Coincident"},{"$f":"IF($E395=DataInput!$B394,DataInput!H394,NA())","v":2019},{"$f":"IF($E395=DataInput!$B394,DataInput!I394,NA())","v":"POE10"},{"$f":"IF($E395=DataInput!$B394,DataInput!J394,NA())","v":39.065033754113401},{"$f":"IF($E395=DataInput!$B394,DataInput!K394,NA())","v":1},null,null,"QLD Bundamba",null,null,null,null,false,null,null,{"$error":"#N/A"},{"$error":"#N/A"},{"$error":"#N/A"},{"$error":"#N/A"},{"$error":"#N/A"},{"$error":"#N/A"},{"$error":"#N/A"},{"$error":"#N/A"},{"$error":"#N/A"},{"$error":"#N/A"}]
[null,{"$f":"IF(DataInput!B395=$B$8,IF($B$9=$B$10,TRUE,IF(DataInput!E395=$B$9,TRUE,FALSE)))","v":true},null,null,{"$f":"IF(B396=TRUE,DataInput!B395,NA())","v":"QLD"},{"$f":"IF($E396=DataInput!$B395,DataInput!C395,NA())","v":"QBDA"},{"$f":"IF($E396=DataInput!$B395,DataInput!D395,NA())","v":"Bundamba"},{"$f":"IF($E396=DataInput!$B395,DataInput!E395,NA())","v":"Energex"},{"$f":"IF($E396=DataInput!$B395,DataInput!F395,NA())","v":"Winter"},{"$f":"IF($E396=DataInput!$B395,DataInput!G395,NA())","v":"Non-Coincident"},{"$f":"IF($E396=DataInput!$B395,DataInput!H395,NA())","v":2020},{"$f":"IF($E396=DataInput!$B395,DataInput!I395,NA())","v":"POE10"},{"$f":"IF($E396=DataInput!$B395,DataInput!J395,NA())","v":39.775180933616198},{"$f":"IF($E396=DataInput!$B395,DataInput!K395,NA())","v":1},null,null,{"$f":"IF(OR(ISERROR(E396),ISERROR(G396)),\"  \",E396&\" \"&G396)","v":"QLD Bundamba"},null,null,null,null,{"$f":"IF(ISERROR(G396),FALSE,IF($V$9=G396,TRUE,FALSE))","v":false},null,null,{"$f":"IF($V396=TRUE,E396,NA())","v":{"$error":"#N/A"}},{"$error":"#N/A"},{"$error":"#N/A"},{"$error":"#N/A"},{"$error":"#N/A"},{"$error":"#N/A"},{"$error":"#N/A"},{"$error":"#N/A"},{"$error":"#N/A"},{"$error":"#N/A"}]
[null,{"$f":"IF(DataInput!B396=$B$8,IF($B$9=$B$10,TRUE,IF(DataInput!E396=$B$9,TRUE,FALSE)))","v":true},null,null,{"$f":"IF(B397=TRUE,DataInput!B396,NA())","v":"QLD"},{"$f":"IF($E397=DataInput!$B396,DataInput!C396,NA())","v":"QBDA"},{"$f":"IF($E397=DataInput!$B396,DataInput!D396,NA())","v":"Bundamba"},{"$f":"IF($E397=DataInput!$B396,DataInput!E396,NA())","v":"Energex"},{"$f":"IF($E397=DataInput!$B396,DataInput!F396,NA())","v":"Winter"},{"$f":"IF($E397=DataInput!$B396,DataInput!G396,NA())","v":"Non-Coincident"},{"$f":"IF($E397=DataInput!$B396,DataInput!H396,NA())","v":2021},{"$f":"IF($E397=DataInput!$B396,DataInput!I396,NA())","v":"POE10"},{"$f":"IF($E397=DataInput!$B396,DataInput!J396,NA())","v":39.962342162733997},{"$f":"IF($E397=DataInput!$B396,DataInput!K396,NA())","v":1},null,null,"QLD Bundamba",null,null,null,null,false,null,null,{"$error":"#N/A"},{"$error":"#N/A"},{"$error":"#N/A"},{"$error":"#N/A"},{"$error":"#N/A"},{"$error":"#N/A"},{"$error":"#N/A"},{"$error":"#N/A"},{"$error":"#N/A"},{"$error":"#N/A"}]
[null,{"$f":"IF(DataInput!B397=$B$8,IF($B$9=$B$10,TRUE,IF(DataInput!E397=$B$9,TRUE,FALSE)))","v":true},null,null,{"$f":"IF(B398=TRUE,DataInput!B397,NA())","v":"QLD"},{"$f":"IF($E398=DataInput!$B397,DataInput!C397,NA())","v":"QBDA"},{"$f":"IF($E398=DataInput!$B397,DataInput!D397,NA())","v":"Bundamba"},{"$f":"IF($E398=DataInput!$B397,DataInput!E397,NA())","v":"Energex"},{"$f":"IF($E398=DataInput!$B397,DataInput!F397,NA())","v":"Winter"},{"$f":"IF($E398=DataInput!$B397,DataInput!G397,NA())","v":"Non-Coincident"},{"$f":"IF($E398=DataInput!$B397,DataInput!H397,NA())","v":2022},{"$f":"IF($E398=DataInput!$B397,DataInput!I397,NA())","v":"POE10"},{"$f":"IF($E398=DataInput!$B397,DataInput!J397,NA())","v":41.092257658913802},{"$f":"IF($E398=DataInput!$B397,DataInput!K397,NA())","v":1},null,null,"QLD Bundamba",null,null,null,null,false,null,null,{"$error":"#N/A"},{"$error":"#N/A"},{"$error":"#N/A"},{"$error":"#N/A"},{"$error":"#N/A"},{"$error":"#N/A"},{"$error":"#N/A"},{"$error":"#N/A"},{"$error":"#N/A"},{"$error":"#N/A"}]
[null,{"$f":"IF(DataInput!B398=$B$8,IF($B$9=$B$10,TRUE,IF(DataInput!E398=$B$9,TRUE,FALSE)))","v":true},null,null,{"$f":"IF(B399=TRUE,DataInput!B398,NA())","v":"QLD"},{"$f":"IF($E399=DataInput!$B398,DataInput!C398,NA())","v":"QBDA"},{"$f":"IF($E399=DataInput!$B398,DataInput!D398,NA())","v":"Bundamba"},{"$f":"IF($E399=DataInput!$B398,DataInput!E398,NA())","v":"Energex"},{"$f":"IF($E399=DataInput!$B398,DataInput!F398,NA())","v":"Winter"},{"$f":"IF($E399=DataInput!$B398,DataInput!G398,NA())","v":"Non-Coincident"},{"$f":"IF($E399=DataInput!$B398,DataInput!H398,NA())","v":2023},{"$f":"IF($E399=DataInput!$B398,DataInput!I398,NA())","v":"POE10"},{"$f":"IF($E399=DataInput!$B398,DataInput!J398,NA())","v":42.033006112699297},{"$f":"IF($E399=DataInput!$B398,DataInput!K398,NA())","v":1},null,null,"QLD Bundamba",null,null,null,null,false,null,null,{"$error":"#N/A"},{"$error":"#N/A"},{"$error":"#N/A"},{"$error":"#N/A"},{"$error":"#N/A"},{"$error":"#N/A"},{"$error":"#N/A"},{"$error":"#N/A"},{"$error":"#N/A"},{"$error":"#N/A"}]
[null,{"$f":"IF(DataInput!B399=$B$8,IF($B$9=$B$10,TRUE,IF(DataInput!E399=$B$9,TRUE,FALSE)))","v":true},null,null,{"$f":"IF(B400=TRUE,DataInput!B399,NA())","v":"QLD"},{"$f":"IF($E400=DataInput!$B399,DataInput!C399,NA())","v":"QBDA"},{"$f":"IF($E400=DataInput!$B399,DataInput!D399,NA())","v":"Bundamba"},{"$f":"IF($E400=DataInput!$B399,DataInput!E399,NA())","v":"Energex"},{"$f":"IF($E400=DataInput!$B399,DataInput!F399,NA())","v":"Winter"},{"$f":"IF($E400=DataInput!$B399,DataInput!G399,NA())","v":"Non-Coincident"},{"$f":"IF($E400=DataInput!$B399,DataInput!H399,NA())","v":2024},{"$f":"IF($E400=DataInput!$B399,DataInput!I399,NA())","v":"POE10"},{"$f":"IF($E400=DataInput!$B399,DataInput!J399,NA())","v":44.158901836809399},{"$f":"IF($E400=DataInput!$B399,DataInput!K399,NA())","v":1},null,null,"QLD Bundamba",null,null,null,null,false,null,null,{"$error":"#N/A"},{"$error":"#N/A"},{"$error":"#N/A"},{"$error":"#N/A"},{"$error":"#N/A"},{"$error":"#N/A"},{"$error":"#N/A"},{"$error":"#N/A"},{"$error":"#N/A"},{"$error":"#N/A"}]
[null,{"$f":"IF(DataInput!B400=$B$8,IF($B$9=$B$10,TRUE,IF(DataInput!E400=$B$9,TRUE,FALSE)))","v":true},null,null,{"$f":"IF(B401=TRUE,DataInput!B400,NA())","v":"QLD"},{"$f":"IF($E401=DataInput!$B400,DataInput!C400,NA())","v":"QBDA"},{"$f":"IF($E401=DataInput!$B400,DataInput!D400,NA())","v":"Bundamba"},{"$f":"IF($E401=DataInput!$B400,DataInput!E400,NA())","v":"Energex"},{"$f":"IF($E401=DataInput!$B400,DataInput!F400,NA())","v":"Winter"},{"$f":"IF($E401=DataInput!$B400,DataInput!G400,NA())","v":"Non-Coincident"},{"$f":"IF($E401=DataInput!$B400,DataInput!H400,NA())","v":2025},{"$f":"IF($E401=DataInput!$B400,DataInput!I400,NA())","v":"POE10"},{"$f":"IF($E401=DataInput!$B400,DataInput!J400,NA())","v":45.144570087690397},{"$f":"IF($E401=DataInput!$B400,DataInput!K400,NA())","v":1},null,null,"QLD Bundamba",null,null,null,null,false,null,null,{"$error":"#N/A"},{"$error":"#N/A"},{"$error":"#N/A"},{"$error":"#N/A"},{"$error":"#N/A"},{"$error":"#N/A"},{"$error":"#N/A"},{"$error":"#N/A"},{"$error":"#N/A"},{"$error":"#N/A"}]
[null,{"$f":"IF(DataInput!B401=$B$8,IF($B$9=$B$10,TRUE,IF(DataInput!E401=$B$9,TRUE,FALSE)))","v":true},null,null,{"$f":"IF(B402=TRUE,DataInput!B401,NA())","v":"QLD"},{"$f":"IF($E402=DataInput!$B401,DataInput!C401,NA())","v":"QBDA"},{"$f":"IF($E402=DataInput!$B401,DataInput!D401,NA())","v":"Bundamba"},{"$f":"IF($E402=DataInput!$B401,DataInput!E401,NA())","v":"Energex"},{"$f":"IF($E402=DataInput!$B401,DataInput!F401,NA())","v":"Winter"},{"$f":"IF($E402=DataInput!$B401,DataInput!G401,NA())","v":"Non-Coincident"},{"$f":"IF($E402=DataInput!$B401,DataInput!H401,NA())","v":2016},{"$f":"IF($E402=DataInput!$B401,DataInput!I401,NA())","v":"POE50"},{"$f":"IF($E402=DataInput!$B401,DataInput!J401,NA())","v":32.957523506569899},{"$f":"IF($E402=DataInput!$B401,DataInput!K401,NA())","v":1},null,null,"QLD Bundamba",null,null,null,null,false,null,null,{"$error":"#N/A"},{"$error":"#N/A"},{"$error":"#N/A"},{"$error":"#N/A"},{"$error":"#N/A"},{"$error":"#N/A"},{"$error":"#N/A"},{"$error":"#N/A"},{"$error":"#N/A"},{"$error":"#N/A"}]
[null,{"$f":"IF(DataInput!B402=$B$8,IF($B$9=$B$10,TRUE,IF(DataInput!E402=$B$9,TRUE,FALSE)))","v":true},null,null,{"$f":"IF(B403=TRUE,DataInput!B402,NA())","v":"QLD"},{"$f":"IF($E403=DataInput!$B402,DataInput!C402,NA())","v":"QBDA"},{"$f":"IF($E403=DataInput!$B402,DataInput!D402,NA())","v":"Bundamba"},{"$f":"IF($E403=DataInput!$B402,DataInput!E402,NA())","v":"Energex"},{"$f":"IF($E403=DataInput!$B402,DataInput!F402,NA())","v":"Winter"},{"$f":"IF($E403=DataInput!$B402,DataInput!G402,NA())","v":"Non-Coincident"},{"$f":"IF($E403=DataInput!$B402,DataInput!H402,NA())","v":2017},{"$f":"IF($E403=DataInput!$B402,DataInput!I402,NA())","v":"POE50"},{"$f":"IF($E403=DataInput!$B402,DataInput!J402,NA())","v":34.3091067029182},{"$f":"IF($E403=DataInput!$B402,DataInput!K402,NA())","v":1},null,null,"QLD Bundamba",null,null,null,null,false,null,null,{"$error":"#N/A"},{"$error":"#N/A"},{"$error":"#N/A"},{"$error":"#N/A"},{"$error":"#N/A"},{"$error":"#N/A"},{"$error":"#N/A"},{"$error":"#N/A"},{"$error":"#N/A"},{"$error":"#N/A"}]
[null,{"$f":"IF(DataInput!B403=$B$8,IF($B$9=$B$10,TRUE,IF(DataInput!E403=$B$9,TRUE,FALSE)))","v":true},null,null,{"$f":"IF(B404=TRUE,DataInput!B403,NA())","v":"QLD"},{"$f":"IF($E404=DataInput!$B403,DataInput!C403,NA())","v":"QBDA"},{"$f":"IF($E404=DataInput!$B403,DataInput!D403,NA())","v":"Bundamba"},{"$f":"IF($E404=DataInput!$B403,DataInput!E403,NA())","v":"Energex"},{"$f":"IF($E404=DataInput!$B403,DataInput!F403,NA())","v":"Winter"},{"$f":"IF($E404=DataInput!$B403,DataInput!G403,NA())","v":"Non-Coincident"},{"$f":"IF($E404=DataInput!$B403,DataInput!H403,NA())","v":2018},{"$f":"IF($E404=DataInput!$B403,DataInput!I403,NA())","v":"POE50"},{"$f":"IF($E404=DataInput!$B403,DataInput!J403,NA())","v":35.619477110726898},{"$f":"IF($E404=DataInput!$B403,DataInput!K403,NA())","v":1},null,null,"QLD Bundamba",null,null,null,null,false,null,null,{"$error":"#N/A"},{"$error":"#N/A"},{"$error":"#N/A"},{"$error":"#N/A"},{"$error":"#N/A"},{"$error":"#N/A"},{"$error":"#N/A"},{"$error":"#N/A"},{"$error":"#N/A"},{"$error":"#N/A"}]
[null,{"$f":"IF(DataInput!B404=$B$8,IF($B$9=$B$10,TRUE,IF(DataInput!E404=$B$9,TRUE,FALSE)))","v":true},null,null,{"$f":"IF(B405=TRUE,DataInput!B404,NA())","v":"QLD"},{"$f":"IF($E405=DataInput!$B404,DataInput!C404,NA())","v":"QBDA"},{"$f":"IF($E405=DataInput!$B404,DataInput!D404,NA())","v":"Bundamba"},{"$f":"IF($E405=DataInput!$B404,DataInput!E404,NA())","v":"Energex"},{"$f":"IF($E405=DataInput!$B404,DataInput!F404,NA())","v":"Winter"},{"$f":"IF($E405=DataInput!$B404,DataInput!G404,NA())","v":"Non-Coincident"},{"$f":"IF($E405=DataInput!$B404,DataInput!H404,NA())","v":2019},{"$f":"IF($E405=DataInput!$B404,DataInput!I404,NA())","v":"POE50"},{"$f":"IF($E405=DataInput!$B404,DataInput!J404,NA())","v":36.542594105652597},{"$f":"IF($E405=DataInput!$B404,DataInput!K404,NA())","v":1},null,null,"QLD Bundamba",null,null,null,null,false,null,null,{"$error":"#N/A"},{"$error":"#N/A"},{"$error":"#N/A"},{"$error":"#N/A"},{"$error":"#N/A"},{"$error":"#N/A"},{"$error":"#N/A"},{"$error":"#N/A"},{"$error":"#N/A"},{"$error":"#N/A"}]
[null,{"$f":"IF(DataInput!B405=$B$8,IF($B$9=$B$10,TRUE,IF(DataInput!E405=$B$9,TRUE,FALSE)))","v":true},null,null,{"$f":"IF(B406=TRUE,DataInput!B405,NA())","v":"QLD"},{"$f":"IF($E406=DataInput!$B405,DataInput!C405,NA())","v":"QBDA"},{"$f":"IF($E406=DataInput!$B405,DataInput!D405,NA())","v":"Bundamba"},{"$f":"IF($E406=DataInput!$B405,DataInput!E405,NA())","v":"Energex"},{"$f":"IF($E406=DataInput!$B405,DataInput!F405,NA())","v":"Winter"},{"$f":"IF($E406=DataInput!$B405,DataInput!G405,NA())","v":"Non-Coincident"},{"$f":"IF($E406=DataInput!$B405,DataInput!H405,NA())","v":2020},{"$f":"IF($E406=DataInput!$B405,DataInput!I405,NA())","v":"POE50"},{"$f":"IF($E406=DataInput!$B405,DataInput!J405,NA())","v":37.0429177206221},{"$f":"IF($E406=DataInput!$B405,DataInput!K405,NA())","v":1},null,null,"QLD Bundamba",null,null,null,null,false,null,null,{"$error":"#N/A"},{"$error":"#N/A"},{"$error":"#N/A"},{"$error":"#N/A"},{"$error":"#N/A"},{"$error":"#N/A"},{"$error":"#N/A"},{"$error":"#N/A"},{"$error":"#N/A"},{"$error":"#N/A"}]
[null,{"$f":"IF(DataInput!B406=$B$8,IF($B$9=$B$10,TRUE,IF(DataInput!E406=$B$9,TRUE,FALSE)))","v":true},null,null,{"$f":"IF(B407=TRUE,DataInput!B406,NA())","v":"QLD"},{"$f":"IF($E407=DataInput!$B406,DataInput!C406,NA())","v":"QBDA"},{"$f":"IF($E407=DataInput!$B406,DataInput!D406,NA())","v":"Bundamba"},{"$f":"IF($E407=DataInput!$B406,DataInput!E406,NA())","v":"Energex"},{"$f":"IF($E407=DataInput!$B406,DataInput!F406,NA())","v":"Winter"},{"$f":"IF($E407=DataInput!$B406,DataInput!G406,NA())","v":"Non-Coincident"},{"$f":"IF($E407=DataInput!$B406,DataInput!H406,NA())","v":2021},{"$f":"IF($E407=DataInput!$B406,DataInput!I406,NA())","v":"POE50"},{"$f":"IF($E407=DataInput!$B406,DataInput!J406,NA())","v":37.430726838493598},{"$f":"IF($E407=DataInput!$B406,DataInput!K406,NA())","v":1},null,null,"QLD Bundamba",null,null,null,null,false,null,null,{"$error":"#N/A"},{"$error":"#N/A"},{"$error":"#N/A"},{"$error":"#N/A"},{"$error":"#N/A"},{"$error":"#N/A"},{"$error":"#N/A"},{"$error":"#N/A"},{"$error":"#N/A"},{"$error":"#N/A"}]
[null,{"$f":"IF(DataInput!B407=$B$8,IF($B$9=$B$10,TRUE,IF(DataInput!E407=$B$9,TRUE,FALSE)))","v":true},null,null,{"$f":"IF(B408=TRUE,DataInput!B407,NA())","v":"QLD"},{"$f":"IF($E408=DataInput!$B407,DataInput!C407,NA())","v":"QBDA"},{"$f":"IF($E408=DataInput!$B407,DataInput!D407,NA())","v":"Bundamba"},{"$f":"IF($E408=DataInput!$B407,DataInput!E407,NA())","v":"Energex"},{"$f":"IF($E408=DataInput!$B407,DataInput!F407,NA())","v":"Winter"},{"$f":"IF($E408=DataInput!$B407,DataInput!G407,NA())","v":"Non-Coincident"},{"$f":"IF($E408=DataInput!$B407,DataInput!H407,NA())","v":2022},{"$f":"IF($E408=DataInput!$B407,DataInput!I407,NA())","v":"POE50"},{"$f":"IF($E408=DataInput!$B407,DataInput!J407,NA())","v":38.335079733234203},{"$f":"IF($E408=DataInput!$B407,DataInput!K407,NA())","v":1},null,null,"QLD Bundamba",null,null,null,null,false,null,null,{"$error":"#N/A"},{"$error":"#N/A"},{"$error":"#N/A"},{"$error":"#N/A"},{"$error":"#N/A"},{"$error":"#N/A"},{"$error":"#N/A"},{"$error":"#N/A"},{"$error":"#N/A"},{"$error":"#N/A"}]
[null,{"$f":"IF(DataInput!B408=$B$8,IF($B$9=$B$10,TRUE,IF(DataInput!E408=$B$9,TRUE,FALSE)))","v":true},null,null,{"$f":"IF(B409=TRUE,DataInput!B408,NA())","v":"QLD"},{"$f":"IF($E409=DataInput!$B408,DataInput!C408,NA())","v":"QBDA"},{"$f":"IF($E409=DataInput!$B408,DataInput!D408,NA())","v":"Bundamba"},{"$f":"IF($E409=DataInput!$B408,DataInput!E408,NA())","v":"Energex"},{"$f":"IF($E409=DataInput!$B408,DataInput!F408,NA())","v":"Winter"},{"$f":"IF($E409=DataInput!$B408,DataInput!G408,NA())","v":"Non-Coincident"},{"$f":"IF($E409=DataInput!$B408,DataInput!H408,NA())","v":2023},{"$f":"IF($E409=DataInput!$B408,DataInput!I408,NA())","v":"POE50"},{"$f":"IF($E409=DataInput!$B408,DataInput!J408,NA())","v":39.044313256825902},{"$f":"IF($E409=DataInput!$B408,DataInput!K408,NA())","v":1},null,null,"QLD Bundamba",null,null,null,null,false,null,null,{"$error":"#N/A"},{"$error":"#N/A"},{"$error":"#N/A"},{"$error":"#N/A"},{"$error":"#N/A"},{"$error":"#N/A"},{"$error":"#N/A"},{"$error":"#N/A"},{"$error":"#N/A"},{"$error":"#N/A"}]
[null,{"$f":"IF(DataInput!B409=$B$8,IF($B$9=$B$10,TRUE,IF(DataInput!E409=$B$9,TRUE,FALSE)))","v":true},null,null,{"$f":"IF(B410=TRUE,DataInput!B409,NA())","v":"QLD"},{"$f":"IF($E410=DataInput!$B409,DataInput!C409,NA())","v":"QBDA"},{"$f":"IF($E410=DataInput!$B409,DataInput!D409,NA())","v":"Bundamba"},{"$f":"IF($E410=DataInput!$B409,DataInput!E409,NA())","v":"Energex"},{"$f":"IF($E410=DataInput!$B409,DataInput!F409,NA())","v":"Winter"},{"$f":"IF($E410=DataInput!$B409,DataInput!G409,NA())","v":"Non-Coincident"},{"$f":"IF($E410=DataInput!$B409,DataInput!H409,NA())","v":2024},{"$f":"IF($E410=DataInput!$B409,DataInput!I409,NA())","v":"POE50"},{"$f":"IF($E410=DataInput!$B409,DataInput!J409,NA())","v":40.337832407112401},{"$f":"IF($E410=DataInput!$B409,DataInput!K409,NA())","v":1},null,null,"QLD Bundamba",null,null,null,null,false,null,null,{"$error":"#N/A"},{"$error":"#N/A"},{"$error":"#N/A"},{"$error":"#N/A"},{"$error":"#N/A"},{"$error":"#N/A"},{"$error":"#N/A"},{"$error":"#N/A"},{"$error":"#N/A"},{"$error":"#N/A"}]
[null,{"$f":"IF(DataInput!B410=$B$8,IF($B$9=$B$10,TRUE,IF(DataInput!E410=$B$9,TRUE,FALSE)))","v":true},null,null,{"$f":"IF(B411=TRUE,DataInput!B410,NA())","v":"QLD"},{"$f":"IF($E411=DataInput!$B410,DataInput!C410,NA())","v":"QBDA"},{"$f":"IF($E411=DataInput!$B410,DataInput!D410,NA())","v":"Bundamba"},{"$f":"IF($E411=DataInput!$B410,DataInput!E410,NA())","v":"Energex"},{"$f":"IF($E411=DataInput!$B410,DataInput!F410,NA())","v":"Winter"},{"$f":"IF($E411=DataInput!$B410,DataInput!G410,NA())","v":"Non-Coincident"},{"$f":"IF($E411=DataInput!$B410,DataInput!H410,NA())","v":2025},{"$f":"IF($E411=DataInput!$B410,DataInput!I410,NA())","v":"POE50"},{"$f":"IF($E411=DataInput!$B410,DataInput!J410,NA())","v":40.916059574614501},{"$f":"IF($E411=DataInput!$B410,DataInput!K410,NA())","v":1},null,null,"QLD Bundamba",null,null,null,null,false,null,null,{"$error":"#N/A"},{"$error":"#N/A"},{"$error":"#N/A"},{"$error":"#N/A"},{"$error":"#N/A"},{"$error":"#N/A"},{"$error":"#N/A"},{"$error":"#N/A"},{"$error":"#N/A"},{"$error":"#N/A"}]
[null,{"$f":"IF(DataInput!B411=$B$8,IF($B$9=$B$10,TRUE,IF(DataInput!E411=$B$9,TRUE,FALSE)))","v":true},null,null,{"$f":"IF(B412=TRUE,DataInput!B411,NA())","v":"QLD"},{"$f":"IF($E412=DataInput!$B411,DataInput!C411,NA())","v":"QBIL"},{"$f":"IF($E412=DataInput!$B411,DataInput!D411,NA())","v":"Biloela"},{"$f":"IF($E412=DataInput!$B411,DataInput!E411,NA())","v":"Ergon"},{"$f":"IF($E412=DataInput!$B411,DataInput!F411,NA())","v":"Summer"},{"$f":"IF($E412=DataInput!$B411,DataInput!G411,NA())","v":"Non-Coincident"},{"$f":"IF($E412=DataInput!$B411,DataInput!H411,NA())","v":2017},{"$f":"IF($E412=DataInput!$B411,DataInput!I411,NA())","v":"POE10"},{"$f":"IF($E412=DataInput!$B411,DataInput!J411,NA())","v":40.411423102134997},{"$f":"IF($E412=DataInput!$B411,DataInput!K411,NA())","v":0.865351852727828},null,null,"QLD Biloela",null,null,null,null,false,null,null,{"$error":"#N/A"},{"$error":"#N/A"},{"$error":"#N/A"},{"$error":"#N/A"},{"$error":"#N/A"},{"$error":"#N/A"},{"$error":"#N/A"},{"$error":"#N/A"},{"$error":"#N/A"},{"$error":"#N/A"}]
[null,{"$f":"IF(DataInput!B412=$B$8,IF($B$9=$B$10,TRUE,IF(DataInput!E412=$B$9,TRUE,FALSE)))","v":true},null,null,{"$f":"IF(B413=TRUE,DataInput!B412,NA())","v":"QLD"},{"$f":"IF($E413=DataInput!$B412,DataInput!C412,NA())","v":"QBIL"},{"$f":"IF($E413=DataInput!$B412,DataInput!D412,NA())","v":"Biloela"},{"$f":"IF($E413=DataInput!$B412,DataInput!E412,NA())","v":"Ergon"},{"$f":"IF($E413=DataInput!$B412,DataInput!F412,NA())","v":"Summer"},{"$f":"IF($E413=DataInput!$B412,DataInput!G412,NA())","v":"Non-Coincident"},{"$f":"IF($E413=DataInput!$B412,DataInput!H412,NA())","v":2018},{"$f":"IF($E413=DataInput!$B412,DataInput!I412,NA())","v":"POE10"},{"$f":"IF($E413=DataInput!$B412,DataInput!J412,NA())","v":41.019737913900201},{"$f":"IF($E413=DataInput!$B412,DataInput!K412,NA())","v":0.87093450393749305},null,null,"QLD Biloela",null,null,null,null,false,null,null,{"$error":"#N/A"},{"$error":"#N/A"},{"$error":"#N/A"},{"$error":"#N/A"},{"$error":"#N/A"},{"$error":"#N/A"},{"$error":"#N/A"},{"$error":"#N/A"},{"$error":"#N/A"},{"$error":"#N/A"}]
[null,{"$f":"IF(DataInput!B413=$B$8,IF($B$9=$B$10,TRUE,IF(DataInput!E413=$B$9,TRUE,FALSE)))","v":true},null,null,{"$f":"IF(B414=TRUE,DataInput!B413,NA())","v":"QLD"},{"$f":"IF($E414=DataInput!$B413,DataInput!C413,NA())","v":"QBIL"},{"$f":"IF($E414=DataInput!$B413,DataInput!D413,NA())","v":"Biloela"},{"$f":"IF($E414=DataInput!$B413,DataInput!E413,NA())","v":"Ergon"},{"$f":"IF($E414=DataInput!$B413,DataInput!F413,NA())","v":"Summer"},{"$f":"IF($E414=DataInput!$B413,DataInput!G413,NA())","v":"Non-Coincident"},{"$f":"IF($E414=DataInput!$B413,DataInput!H413,NA())","v":2019},{"$f":"IF($E414=DataInput!$B413,DataInput!I413,NA())","v":"POE10"},{"$f":"IF($E414=DataInput!$B413,DataInput!J413,NA())","v":41.684269094388299},{"$f":"IF($E414=DataInput!$B413,DataInput!K413,NA())","v":0.87180560174698196},null,null,"QLD Biloela",null,null,null,null,false,null,null,{"$error":"#N/A"},{"$error":"#N/A"},{"$error":"#N/A"},{"$error":"#N/A"},{"$error":"#N/A"},{"$error":"#N/A"},{"$error":"#N/A"},{"$error":"#N/A"},{"$error":"#N/A"},{"$error":"#N/A"}]
[null,{"$f":"IF(DataInput!B414=$B$8,IF($B$9=$B$10,TRUE,IF(DataInput!E414=$B$9,TRUE,FALSE)))","v":true},null,null,{"$f":"IF(B415=TRUE,DataInput!B414,NA())","v":"QLD"},{"$f":"IF($E415=DataInput!$B414,DataInput!C414,NA())","v":"QBIL"},{"$f":"IF($E415=DataInput!$B414,DataInput!D414,NA())","v":"Biloela"},{"$f":"IF($E415=DataInput!$B414,DataInput!E414,NA())","v":"Ergon"},{"$f":"IF($E415=DataInput!$B414,DataInput!F414,NA())","v":"Summer"},{"$f":"IF($E415=DataInput!$B414,DataInput!G414,NA())","v":"Non-Coincident"},{"$f":"IF($E415=DataInput!$B414,DataInput!H414,NA())","v":2020},{"$f":"IF($E415=DataInput!$B414,DataInput!I414,NA())","v":"POE10"},{"$f":"IF($E415=DataInput!$B414,DataInput!J414,NA())","v":52.687313349571198},{"$f":"IF($E415=DataInput!$B414,DataInput!K414,NA())","v":0.87198437947719398},null,null,"QLD Biloela",null,null,null,null,false,null,null,{"$error":"#N/A"},{"$error":"#N/A"},{"$error":"#N/A"},{"$error":"#N/A"},{"$error":"#N/A"},{"$error":"#N/A"},{"$error":"#N/A"},{"$error":"#N/A"},{"$error":"#N/A"},{"$error":"#N/A"}]
[null,{"$f":"IF(DataInput!B415=$B$8,IF($B$9=$B$10,TRUE,IF(DataInput!E415=$B$9,TRUE,FALSE)))","v":true},null,null,{"$f":"IF(B416=TRUE,DataInput!B415,NA())","v":"QLD"},{"$f":"IF($E416=DataInput!$B415,DataInput!C415,NA())","v":"QBIL"},{"$f":"IF($E416=DataInput!$B415,DataInput!D415,NA())","v":"Biloela"},{"$f":"IF($E416=DataInput!$B415,DataInput!E415,NA())","v":"Ergon"},{"$f":"IF($E416=DataInput!$B415,DataInput!F415,NA())","v":"Summer"},{"$f":"IF($E416=DataInput!$B415,DataInput!G415,NA())","v":"Non-Coincident"},{"$f":"IF($E416=DataInput!$B415,DataInput!H415,NA())","v":2021},{"$f":"IF($E416=DataInput!$B415,DataInput!I415,NA())","v":"POE10"},{"$f":"IF($E416=DataInput!$B415,DataInput!J415,NA())","v":53.3528348818311},{"$f":"IF($E416=DataInput!$B415,DataInput!K415,NA())","v":0.86712095434504999},null,null,"QLD Biloela",null,null,null,null,false,null,null,{"$error":"#N/A"},{"$error":"#N/A"},{"$error":"#N/A"},{"$error":"#N/A"},{"$error":"#N/A"},{"$error":"#N/A"},{"$error":"#N/A"},{"$error":"#N/A"},{"$error":"#N/A"},{"$error":"#N/A"}]
[null,{"$f":"IF(DataInput!B416=$B$8,IF($B$9=$B$10,TRUE,IF(DataInput!E416=$B$9,TRUE,FALSE)))","v":true},null,null,{"$f":"IF(B417=TRUE,DataInput!B416,NA())","v":"QLD"},{"$f":"IF($E417=DataInput!$B416,DataInput!C416,NA())","v":"QBIL"},{"$f":"IF($E417=DataInput!$B416,DataInput!D416,NA())","v":"Biloela"},{"$f":"IF($E417=DataInput!$B416,DataInput!E416,NA())","v":"Ergon"},{"$f":"IF($E417=DataInput!$B416,DataInput!F416,NA())","v":"Summer"},{"$f":"IF($E417=DataInput!$B416,DataInput!G416,NA())","v":"Non-Coincident"},{"$f":"IF($E417=DataInput!$B416,DataInput!H416,NA())","v":2022},{"$f":"IF($E417=DataInput!$B416,DataInput!I416,NA())","v":"POE10"},{"$f":"IF($E417=DataInput!$B416,DataInput!J416,NA())","v":53.946726431326503},{"$f":"IF($E417=DataInput!$B416,DataInput!K416,NA())","v":0.86721760060596098},null,null,"QLD Biloela",null,null,null,null,false,null,null,{"$error":"#N/A"},{"$error":"#N/A"},{"$error":"#N/A"},{"$error":"#N/A"},{"$error":"#N/A"},{"$error":"#N/A"},{"$error":"#N/A"},{"$error":"#N/A"},{"$error":"#N/A"},{"$error":"#N/A"}]
[null,{"$f":"IF(DataInput!B417=$B$8,IF($B$9=$B$10,TRUE,IF(DataInput!E417=$B$9,TRUE,FALSE)))","v":true},null,null,{"$f":"IF(B418=TRUE,DataInput!B417,NA())","v":"QLD"},{"$f":"IF($E418=DataInput!$B417,DataInput!C417,NA())","v":"QBIL"},{"$f":"IF($E418=DataInput!$B417,DataInput!D417,NA())","v":"Biloela"},{"$f":"IF($E418=DataInput!$B417,DataInput!E417,NA())","v":"Ergon"},{"$f":"IF($E418=DataInput!$B417,DataInput!F417,NA())","v":"Summer"},{"$f":"IF($E418=DataInput!$B417,DataInput!G417,NA())","v":"Non-Coincident"},{"$f":"IF($E418=DataInput!$B417,DataInput!H417,NA())","v":2023},{"$f":"IF($E418=DataInput!$B417,DataInput!I417,NA())","v":"POE10"},{"$f":"IF($E418=DataInput!$B417,DataInput!J417,NA())","v":53.9878004263471},{"$f":"IF($E418=DataInput!$B417,DataInput!K417,NA())","v":0.867216277624834},null,null,"QLD Biloela",null,null,null,null,false,null,null,{"$error":"#N/A"},{"$error":"#N/A"},{"$error":"#N/A"},{"$error":"#N/A"},{"$error":"#N/A"},{"$error":"#N/A"},{"$error":"#N/A"},{"$error":"#N/A"},{"$error":"#N/A"},{"$error":"#N/A"}]
[null,{"$f":"IF(DataInput!B418=$B$8,IF($B$9=$B$10,TRUE,IF(DataInput!E418=$B$9,TRUE,FALSE)))","v":true},null,null,{"$f":"IF(B419=TRUE,DataInput!B418,NA())","v":"QLD"},{"$f":"IF($E419=DataInput!$B418,DataInput!C418,NA())","v":"QBIL"},{"$f":"IF($E419=DataInput!$B418,DataInput!D418,NA())","v":"Biloela"},{"$f":"IF($E419=DataInput!$B418,DataInput!E418,NA())","v":"Ergon"},{"$f":"IF($E419=DataInput!$B418,DataInput!F418,NA())","v":"Summer"},{"$f":"IF($E419=DataInput!$B418,DataInput!G418,NA())","v":"Non-Coincident"},{"$f":"IF($E419=DataInput!$B418,DataInput!H418,NA())","v":2024},{"$f":"IF($E419=DataInput!$B418,DataInput!I418,NA())","v":"POE10"},{"$f":"IF($E419=DataInput!$B418,DataInput!J418,NA())","v":55.024230684838301},{"$f":"IF($E419=DataInput!$B418,DataInput!K418,NA())","v":0.86722176391087702},null,null,"QLD Biloela",null,null,null,null,false,null,null,{"$error":"#N/A"},{"$error":"#N/A"},{"$error":"#N/A"},{"$error":"#N/A"},{"$error":"#N/A"},{"$error":"#N/A"},{"$error":"#N/A"},{"$error":"#N/A"},{"$error":"#N/A"},{"$error":"#N/A"}]
[null,{"$f":"IF(DataInput!B419=$B$8,IF($B$9=$B$10,TRUE,IF(DataInput!E419=$B$9,TRUE,FALSE)))","v":true},null,null,{"$f":"IF(B420=TRUE,DataInput!B419,NA())","v":"QLD"},{"$f":"IF($E420=DataInput!$B419,DataInput!C419,NA())","v":"QBIL"},{"$f":"IF($E420=DataInput!$B419,DataInput!D419,NA())","v":"Biloela"},{"$f":"IF($E420=DataInput!$B419,DataInput!E419,NA())","v":"Ergon"},{"$f":"IF($E420=DataInput!$B419,DataInput!F419,NA())","v":"Summer"},{"$f":"IF($E420=DataInput!$B419,DataInput!G419,NA())","v":"Non-Coincident"},{"$f":"IF($E420=DataInput!$B419,DataInput!H419,NA())","v":2025},{"$f":"IF($E420=DataInput!$B419,DataInput!I419,NA())","v":"POE10"},{"$f":"IF($E420=DataInput!$B419,DataInput!J419,NA())","v":55.760461660518203},{"$f":"IF($E420=DataInput!$B419,DataInput!K419,NA())","v":0.86712305644336996},null,null,"QLD Biloela",null,null,null,null,false,null,null,{"$error":"#N/A"},{"$error":"#N/A"},{"$error":"#N/A"},{"$error":"#N/A"},{"$error":"#N/A"},{"$error":"#N/A"},{"$error":"#N/A"},{"$error":"#N/A"},{"$error":"#N/A"},{"$error":"#N/A"}]
[null,{"$f":"IF(DataInput!B420=$B$8,IF($B$9=$B$10,TRUE,IF(DataInput!E420=$B$9,TRUE,FALSE)))","v":true},null,null,{"$f":"IF(B421=TRUE,DataInput!B420,NA())","v":"QLD"},{"$f":"IF($E421=DataInput!$B420,DataInput!C420,NA())","v":"QBIL"},{"$f":"IF($E421=DataInput!$B420,DataInput!D420,NA())","v":"Biloela"},{"$f":"IF($E421=DataInput!$B420,DataInput!E420,NA())","v":"Ergon"},{"$f":"IF($E421=DataInput!$B420,DataInput!F420,NA())","v":"Summer"},{"$f":"IF($E421=DataInput!$B420,DataInput!G420,NA())","v":"Non-Coincident"},{"$f":"IF($E421=DataInput!$B420,DataInput!H420,NA())","v":2026},{"$f":"IF($E421=DataInput!$B420,DataInput!I420,NA())","v":"POE10"},{"$f":"IF($E421=DataInput!$B420,DataInput!J420,NA())","v":55.709620886799101},{"$f":"IF($E421=DataInput!$B420,DataInput!K420,NA())","v":0.86712191334294197},null,null,"QLD Biloela",null,null,null,null,false,null,null,{"$error":"#N/A"},{"$error":"#N/A"},{"$error":"#N/A"},{"$error":"#N/A"},{"$error":"#N/A"},{"$error":"#N/A"},{"$error":"#N/A"},{"$error":"#N/A"},{"$error":"#N/A"},{"$error":"#N/A"}]
[null,{"$f":"IF(DataInput!B421=$B$8,IF($B$9=$B$10,TRUE,IF(DataInput!E421=$B$9,TRUE,FALSE)))","v":true},null,null,{"$f":"IF(B422=TRUE,DataInput!B421,NA())","v":"QLD"},{"$f":"IF($E422=DataInput!$B421,DataInput!C421,NA())","v":"QBIL"},{"$f":"IF($E422=DataInput!$B421,DataInput!D421,NA())","v":"Biloela"},{"$f":"IF($E422=DataInput!$B421,DataInput!E421,NA())","v":"Ergon"},{"$f":"IF($E422=DataInput!$B421,DataInput!F421,NA())","v":"Summer"},{"$f":"IF($E422=DataInput!$B421,DataInput!G421,NA())","v":"Non-Coincident"},{"$f":"IF($E422=DataInput!$B421,DataInput!H421,NA())","v":2017},{"$f":"IF($E422=DataInput!$B421,DataInput!I421,NA())","v":"POE50"},{"$f":"IF($E422=DataInput!$B421,DataInput!J421,NA())","v":37.154197412692596},{"$f":"IF($E422=DataInput!$B421,DataInput!K421,NA())","v":0.879879213060205},null,null,"QLD Biloela",null,null,null,null,false,null,null,{"$error":"#N/A"},{"$error":"#N/A"},{"$error":"#N/A"},{"$error":"#N/A"},{"$error":"#N/A"},{"$error":"#N/A"},{"$error":"#N/A"},{"$error":"#N/A"},{"$error":"#N/A"},{"$error":"#N/A"}]
[null,{"$f":"IF(DataInput!B422=$B$8,IF($B$9=$B$10,TRUE,IF(DataInput!E422=$B$9,TRUE,FALSE)))","v":true},null,null,{"$f":"IF(B423=TRUE,DataInput!B422,NA())","v":"QLD"},{"$f":"IF($E423=DataInput!$B422,DataInput!C422,NA())","v":"QBIL"},{"$f":"IF($E423=DataInput!$B422,DataInput!D422,NA())","v":"Biloela"},{"$f":"IF($E423=DataInput!$B422,DataInput!E422,NA())","v":"Ergon"},{"$f":"IF($E423=DataInput!$B422,DataInput!F422,NA())","v":"Summer"},{"$f":"IF($E423=DataInput!$B422,DataInput!G422,NA())","v":"Non-Coincident"},{"$f":"IF($E423=DataInput!$B422,DataInput!H422,NA())","v":2018},{"$f":"IF($E423=DataInput!$B422,DataInput!I422,NA())","v":"POE50"},{"$f":"IF($E423=DataInput!$B422,DataInput!J422,NA())","v":37.670860991063698},{"$f":"IF($E423=DataInput!$B422,DataInput!K422,NA())","v":0.88302341491572001},null,null,"QLD Biloela",null,null,null,null,false,null,null,{"$error":"#N/A"},{"$error":"#N/A"},{"$error":"#N/A"},{"$error":"#N/A"},{"$error":"#N/A"},{"$error":"#N/A"},{"$error":"#N/A"},{"$error":"#N/A"},{"$error":"#N/A"},{"$error":"#N/A"}]
[null,{"$f":"IF(DataInput!B423=$B$8,IF($B$9=$B$10,TRUE,IF(DataInput!E423=$B$9,TRUE,FALSE)))","v":true},null,null,{"$f":"IF(B424=TRUE,DataInput!B423,NA())","v":"QLD"},{"$f":"IF($E424=DataInput!$B423,DataInput!C423,NA())","v":"QBIL"},{"$f":"IF($E424=DataInput!$B423,DataInput!D423,NA())","v":"Biloela"},{"$f":"IF($E424=DataInput!$B423,DataInput!E423,NA())","v":"Ergon"},{"$f":"IF($E424=DataInput!$B423,DataInput!F423,NA())","v":"Summer"},{"$f":"IF($E424=DataInput!$B423,DataInput!G423,NA())","v":"Non-Coincident"},{"$f":"IF($E424=DataInput!$B423,DataInput!H423,NA())","v":2019},{"$f":"IF($E424=DataInput!$B423,DataInput!I423,NA())","v":"POE50"},{"$f":"IF($E424=DataInput!$B423,DataInput!J423,NA())","v":38.030174161960403},{"$f":"IF($E424=DataInput!$B423,DataInput!K423,NA())","v":0.87998329870554004},null,null,"QLD Biloela",null,null,null,null,false,null,null,{"$error":"#N/A"},{"$error":"#N/A"},{"$error":"#N/A"},{"$error":"#N/A"},{"$error":"#N/A"},{"$error":"#N/A"},{"$error":"#N/A"},{"$error":"#N/A"},{"$error":"#N/A"},{"$error":"#N/A"}]
[null,{"$f":"IF(DataInput!B424=$B$8,IF($B$9=$B$10,TRUE,IF(DataInput!E424=$B$9,TRUE,FALSE)))","v":true},null,null,{"$f":"IF(B425=TRUE,DataInput!B424,NA())","v":"QLD"},{"$f":"IF($E425=DataInput!$B424,DataInput!C424,NA())","v":"QBIL"},{"$f":"IF($E425=DataInput!$B424,DataInput!D424,NA())","v":"Biloela"},{"$f":"IF($E425=DataInput!$B424,DataInput!E424,NA())","v":"Ergon"},{"$f":"IF($E425=DataInput!$B424,DataInput!F424,NA())","v":"Summer"},{"$f":"IF($E425=DataInput!$B424,DataInput!G424,NA())","v":"Non-Coincident"},{"$f":"IF($E425=DataInput!$B424,DataInput!H424,NA())","v":2020},{"$f":"IF($E425=DataInput!$B424,DataInput!I424,NA())","v":"POE50"},{"$f":"IF($E425=DataInput!$B424,DataInput!J424,NA())","v":49.030845393085599},{"$f":"IF($E425=DataInput!$B424,DataInput!K424,NA())","v":0.88556924858942299},null,null,"QLD Biloela",null,null,null,null,false,null,null,{"$error":"#N/A"},{"$error":"#N/A"},{"$error":"#N/A"},{"$error":"#N/A"},{"$error":"#N/A"},{"$error":"#N/A"},{"$error":"#N/A"},{"$error":"#N/A"},{"$error":"#N/A"},{"$error":"#N/A"}]
[null,{"$f":"IF(DataInput!B425=$B$8,IF($B$9=$B$10,TRUE,IF(DataInput!E425=$B$9,TRUE,FALSE)))","v":true},null,null,{"$f":"IF(B426=TRUE,DataInput!B425,NA())","v":"QLD"},{"$f":"IF($E426=DataInput!$B425,DataInput!C425,NA())","v":"QBIL"},{"$f":"IF($E426=DataInput!$B425,DataInput!D425,NA())","v":"Biloela"},{"$f":"IF($E426=DataInput!$B425,DataInput!E425,NA())","v":"Ergon"},{"$f":"IF($E426=DataInput!$B425,DataInput!F425,NA())","v":"Summer"},{"$f":"IF($E426=DataInput!$B425,DataInput!G425,NA())","v":"Non-Coincident"},{"$f":"IF($E426=DataInput!$B425,DataInput!H425,NA())","v":2021},{"$f":"IF($E426=DataInput!$B425,DataInput!I425,NA())","v":"POE50"},{"$f":"IF($E426=DataInput!$B425,DataInput!J425,NA())","v":49.257652453793803},{"$f":"IF($E426=DataInput!$B425,DataInput!K425,NA())","v":0.88194149085100804},null,null,"QLD Biloela",null,null,null,null,false,null,null,{"$error":"#N/A"},{"$error":"#N/A"},{"$error":"#N/A"},{"$error":"#N/A"},{"$error":"#N/A"},{"$error":"#N/A"},{"$error":"#N/A"},{"$error":"#N/A"},{"$error":"#N/A"},{"$error":"#N/A"}]
[null,{"$f":"IF(DataInput!B426=$B$8,IF($B$9=$B$10,TRUE,IF(DataInput!E426=$B$9,TRUE,FALSE)))","v":true},null,null,{"$f":"IF(B427=TRUE,DataInput!B426,NA())","v":"QLD"},{"$f":"IF($E427=DataInput!$B426,DataInput!C426,NA())","v":"QBIL"},{"$f":"IF($E427=DataInput!$B426,DataInput!D426,NA())","v":"Biloela"},{"$f":"IF($E427=DataInput!$B426,DataInput!E426,NA())","v":"Ergon"},{"$f":"IF($E427=DataInput!$B426,DataInput!F426,NA())","v":"Summer"},{"$f":"IF($E427=DataInput!$B426,DataInput!G426,NA())","v":"Non-Coincident"},{"$f":"IF($E427=DataInput!$B426,DataInput!H426,NA())","v":2022},{"$f":"IF($E427=DataInput!$B426,DataInput!I426,NA())","v":"POE50"},{"$f":"IF($E427=DataInput!$B426,DataInput!J426,NA())","v":49.954537336198399},{"$f":"IF($E427=DataInput!$B426,DataInput!K426,NA())","v":0.88207510258329203},null,null,"QLD Biloela",null,null,null,null,false,null,null,{"$error":"#N/A"},{"$error":"#N/A"},{"$error":"#N/A"},{"$error":"#N/A"},{"$error":"#N/A"},{"$error":"#N/A"},{"$error":"#N/A"},{"$error":"#N/A"},{"$error":"#N/A"},{"$error":"#N/A"}]
[null,{"$f":"IF(DataInput!B427=$B$8,IF($B$9=$B$10,TRUE,IF(DataInput!E427=$B$9,TRUE,FALSE)))","v":true},null,null,{"$f":"IF(B428=TRUE,DataInput!B427,NA())","v":"QLD"},{"$f":"IF($E428=DataInput!$B427,DataInput!C427,NA())","v":"QBIL"},{"$f":"IF($E428=DataInput!$B427,DataInput!D427,NA())","v":"Biloela"},{"$f":"IF($E428=DataInput!$B427,DataInput!E427,NA())","v":"Ergon"},{"$f":"IF($E428=DataInput!$B427,DataInput!F427,NA())","v":"Summer"},{"$f":"IF($E428=DataInput!$B427,DataInput!G427,NA())","v":"Non-Coincident"},{"$f":"IF($E428=DataInput!$B427,DataInput!H427,NA())","v":2023},{"$f":"IF($E428=DataInput!$B427,DataInput!I427,NA())","v":"POE50"},{"$f":"IF($E428=DataInput!$B427,DataInput!J427,NA())","v":50.729069913385899},{"$f":"IF($E428=DataInput!$B427,DataInput!K427,NA())","v":0.88209677517950602},null,null,"QLD Biloela",null,null,null,null,false,null,null,{"$error":"#N/A"},{"$error":"#N/A"},{"$error":"#N/A"},{"$error":"#N/A"},{"$error":"#N/A"},{"$error":"#N/A"},{"$error":"#N/A"},{"$error":"#N/A"},{"$error":"#N/A"},{"$error":"#N/A"}]
[null,{"$f":"IF(DataInput!B428=$B$8,IF($B$9=$B$10,TRUE,IF(DataInput!E428=$B$9,TRUE,FALSE)))","v":true},null,null,{"$f":"IF(B429=TRUE,DataInput!B428,NA())","v":"QLD"},{"$f":"IF($E429=DataInput!$B428,DataInput!C428,NA())","v":"QBIL"},{"$f":"IF($E429=DataInput!$B428,DataInput!D428,NA())","v":"Biloela"},{"$f":"IF($E429=DataInput!$B428,DataInput!E428,NA())","v":"Ergon"},{"$f":"IF($E429=DataInput!$B428,DataInput!F428,NA())","v":"Summer"},{"$f":"IF($E429=DataInput!$B428,DataInput!G428,NA())","v":"Non-Coincident"},{"$f":"IF($E429=DataInput!$B428,DataInput!H428,NA())","v":2024},{"$f":"IF($E429=DataInput!$B428,DataInput!I428,NA())","v":"POE50"},{"$f":"IF($E429=DataInput!$B428,DataInput!J428,NA())","v":51.458160201979098},{"$f":"IF($E429=DataInput!$B428,DataInput!K428,NA())","v":0.88212725842303696},null,null,"QLD Biloela",null,null,null,null,false,null,null,{"$error":"#N/A"},{"$error":"#N/A"},{"$error":"#N/A"},{"$error":"#N/A"},{"$error":"#N/A"},{"$error":"#N/A"},{"$error":"#N/A"},{"$error":"#N/A"},{"$error":"#N/A"},{"$error":"#N/A"}]
[null,{"$f":"IF(DataInput!B429=$B$8,IF($B$9=$B$10,TRUE,IF(DataInput!E429=$B$9,TRUE,FALSE)))","v":true},null,null,{"$f":"IF(B430=TRUE,DataInput!B429,NA())","v":"QLD"},{"$f":"IF($E430=DataInput!$B429,DataInput!C429,NA())","v":"QBIL"},{"$f":"IF($E430=DataInput!$B429,DataInput!D429,NA())","v":"Biloela"},{"$f":"IF($E430=DataInput!$B429,DataInput!E429,NA())","v":"Ergon"},{"$f":"IF($E430=DataInput!$B429,DataInput!F429,NA())","v":"Summer"},{"$f":"IF($E430=DataInput!$B429,DataInput!G429,NA())","v":"Non-Coincident"},{"$f":"IF($E430=DataInput!$B429,DataInput!H429,NA())","v":2025},{"$f":"IF($E430=DataInput!$B429,DataInput!I429,NA())","v":"POE50"},{"$f":"IF($E430=DataInput!$B429,DataInput!J429,NA())","v":51.786396233084503},{"$f":"IF($E430=DataInput!$B429,DataInput!K429,NA())","v":0.88205427959302496},null,null,"QLD Biloela",null,null,null,null,false,null,null,{"$error":"#N/A"},{"$error":"#N/A"},{"$error":"#N/A"},{"$error":"#N/A"},{"$error":"#N/A"},{"$error":"#N/A"},{"$error":"#N/A"},{"$error":"#N/A"},{"$error":"#N/A"},{"$error":"#N/A"}]
[null,{"$f":"IF(DataInput!B430=$B$8,IF($B$9=$B$10,TRUE,IF(DataInput!E430=$B$9,TRUE,FALSE)))","v":true},null,null,{"$f":"IF(B431=TRUE,DataInput!B430,NA())","v":"QLD"},{"$f":"IF($E431=DataInput!$B430,DataInput!C430,NA())","v":"QBIL"},{"$f":"IF($E431=DataInput!$B430,DataInput!D430,NA())","v":"Biloela"},{"$f":"IF($E431=DataInput!$B430,DataInput!E430,NA())","v":"Ergon"},{"$f":"IF($E431=DataInput!$B430,DataInput!F430,NA())","v":"Summer"},{"$f":"IF($E431=DataInput!$B430,DataInput!G430,NA())","v":"Non-Coincident"},{"$f":"IF($E431=DataInput!$B430,DataInput!H430,NA())","v":2026},{"$f":"IF($E431=DataInput!$B430,DataInput!I430,NA())","v":"POE50"},{"$f":"IF($E431=DataInput!$B430,DataInput!J430,NA())","v":51.808403232926103},{"$f":"IF($E431=DataInput!$B430,DataInput!K430,NA())","v":0.88208617699203096},null,null,"QLD Biloela",null,null,null,null,false,null,null,{"$error":"#N/A"},{"$f":"IF($V431=TRUE,F431,NA())","v":{"$error":"#N/A"}},{"$f":"IF($V431=TRUE,G431,NA())","v":{"$error":"#N/A"}},{"$f":"IF($V431=TRUE,H431,NA())","v":{"$error":"#N/A"}},{"$f":"IF($V431=TRUE,I431,NA())","v":{"$error":"#N/A"}},{"$f":"IF($V431=TRUE,J431,NA())","v":{"$error":"#N/A"}},{"$f":"IF($V431=TRUE,K431,NA())","v":{"$error":"#N/A"}},{"$f":"IF($V431=TRUE,L431,NA())","v":{"$error":"#N/A"}},{"$f":"IF($V431=TRUE,M431,NA())","v":{"$error":"#N/A"}},{"$f":"IF($V431=TRUE,N431,NA())","v":{"$error":"#N/A"}}]
[null,{"$f":"IF(DataInput!B431=$B$8,IF($B$9=$B$10,TRUE,IF(DataInput!E431=$B$9,TRUE,FALSE)))","v":true},null,null,{"$f":"IF(B432=TRUE,DataInput!B431,NA())","v":"QLD"},{"$f":"IF($E432=DataInput!$B431,DataInput!C431,NA())","v":"QBIL"},{"$f":"IF($E432=DataInput!$B431,DataInput!D431,NA())","v":"Biloela"},{"$f":"IF($E432=DataInput!$B431,DataInput!E431,NA())","v":"Ergon"},{"$f":"IF($E432=DataInput!$B431,DataInput!F431,NA())","v":"Winter"},{"$f":"IF($E432=DataInput!$B431,DataInput!G431,NA())","v":"Non-Coincident"},{"$f":"IF($E432=DataInput!$B431,DataInput!H431,NA())","v":2016},{"$f":"IF($E432=DataInput!$B431,DataInput!I431,NA())","v":"POE10"},{"$f":"IF($E432=DataInput!$B431,DataInput!J431,NA())","v":33.1800675421295},{"$f":"IF($E432=DataInput!$B431,DataInput!K431,NA())","v":0.93657721903508695},null,null,"QLD Biloela",null,null,null,null,false,null,null,{"$error":"#N/A"},{"$error":"#N/A"},{"$error":"#N/A"},{"$error":"#N/A"},{"$error":"#N/A"},{"$error":"#N/A"},{"$error":"#N/A"},{"$error":"#N/A"},{"$error":"#N/A"},{"$error":"#N/A"}]
[null,{"$f":"IF(DataInput!B432=$B$8,IF($B$9=$B$10,TRUE,IF(DataInput!E432=$B$9,TRUE,FALSE)))","v":true},null,null,{"$f":"IF(B433=TRUE,DataInput!B432,NA())","v":"QLD"},{"$f":"IF($E433=DataInput!$B432,DataInput!C432,NA())","v":"QBIL"},{"$f":"IF($E433=DataInput!$B432,DataInput!D432,NA())","v":"Biloela"},{"$f":"IF($E433=DataInput!$B432,DataInput!E432,NA())","v":"Ergon"},{"$f":"IF($E433=DataInput!$B432,DataInput!F432,NA())","v":"Winter"},{"$f":"IF($E433=DataInput!$B432,DataInput!G432,NA())","v":"Non-Coincident"},{"$f":"IF($E433=DataInput!$B432,DataInput!H432,NA())","v":2017},{"$f":"IF($E433=DataInput!$B432,DataInput!I432,NA())","v":"POE10"},{"$f":"IF($E433=DataInput!$B432,DataInput!J432,NA())","v":33.486469347798398},{"$f":"IF($E433=DataInput!$B432,DataInput!K432,NA())","v":0.96421800662951895},null,null,"QLD Biloela",null,null,null,null,false,null,null,{"$error":"#N/A"},{"$error":"#N/A"},{"$error":"#N/A"},{"$error":"#N/A"},{"$error":"#N/A"},{"$error":"#N/A"},{"$error":"#N/A"},{"$error":"#N/A"},{"$error":"#N/A"},{"$error":"#N/A"}]
[null,{"$f":"IF(DataInput!B433=$B$8,IF($B$9=$B$10,TRUE,IF(DataInput!E433=$B$9,TRUE,FALSE)))","v":true},null,null,{"$f":"IF(B434=TRUE,DataInput!B433,NA())","v":"QLD"},{"$f":"IF($E434=DataInput!$B433,DataInput!C433,NA())","v":"QBIL"},{"$f":"IF($E434=DataInput!$B433,DataInput!D433,NA())","v":"Biloela"},{"$f":"IF($E434=DataInput!$B433,DataInput!E433,NA())","v":"Ergon"},{"$f":"IF($E434=DataInput!$B433,DataInput!F433,NA())","v":"Winter"},{"$f":"IF($E434=DataInput!$B433,DataInput!G433,NA())","v":"Non-Coincident"},{"$f":"IF($E434=DataInput!$B433,DataInput!H433,NA())","v":2018},{"$f":"IF($E434=DataInput!$B433,DataInput!I433,NA())","v":"POE10"},{"$f":"IF($E434=DataInput!$B433,DataInput!J433,NA())","v":34.615172557642303},{"$f":"IF($E434=DataInput!$B433,DataInput!K433,NA())","v":0.97837978209048404},null,null,"QLD Biloela",null,null,null,null,false,null,null,{"$error":"#N/A"},{"$error":"#N/A"},{"$error":"#N/A"},{"$error":"#N/A"},{"$error":"#N/A"},{"$error":"#N/A"},{"$error":"#N/A"},{"$error":"#N/A"},{"$error":"#N/A"},{"$error":"#N/A"}]
[null,{"$f":"IF(DataInput!B434=$B$8,IF($B$9=$B$10,TRUE,IF(DataInput!E434=$B$9,TRUE,FALSE)))","v":true},null,null,{"$f":"IF(B435=TRUE,DataInput!B434,NA())","v":"QLD"},{"$f":"IF($E435=DataInput!$B434,DataInput!C434,NA())","v":"QBIL"},{"$f":"IF($E435=DataInput!$B434,DataInput!D434,NA())","v":"Biloela"},{"$f":"IF($E435=DataInput!$B434,DataInput!E434,NA())","v":"Ergon"},{"$f":"IF($E435=DataInput!$B434,DataInput!F434,NA())","v":"Winter"},{"$f":"IF($E435=DataInput!$B434,DataInput!G434,NA())","v":"Non-Coincident"},{"$f":"IF($E435=DataInput!$B434,DataInput!H434,NA())","v":2019},{"$f":"IF($E435=DataInput!$B434,DataInput!I434,NA())","v":"POE10"},{"$f":"IF($E435=DataInput!$B434,DataInput!J434,NA())","v":36.112397639255803},{"$f":"IF($E435=DataInput!$B434,DataInput!K434,NA())","v":0.96526238205884596},null,null,"QLD Biloela",null,null,null,null,false,null,null,{"$error":"#N/A"},{"$error":"#N/A"},{"$error":"#N/A"},{"$error":"#N/A"},{"$error":"#N/A"},{"$error":"#N/A"},{"$error":"#N/A"},{"$error":"#N/A"},{"$error":"#N/A"},{"$error":"#N/A"}]
[null,{"$f":"IF(DataInput!B435=$B$8,IF($B$9=$B$10,TRUE,IF(DataInput!E435=$B$9,TRUE,FALSE)))","v":true},null,null,{"$f":"IF(B436=TRUE,DataInput!B435,NA())","v":"QLD"},{"$f":"IF($E436=DataInput!$B435,DataInput!C435,NA())","v":"QBIL"},{"$f":"IF($E436=DataInput!$B435,DataInput!D435,NA())","v":"Biloela"},{"$f":"IF($E436=DataInput!$B435,DataInput!E435,NA())","v":"Ergon"},{"$f":"IF($E436=DataInput!$B435,DataInput!F435,NA())","v":"Winter"},{"$f":"IF($E436=DataInput!$B435,DataInput!G435,NA())","v":"Non-Coincident"},{"$f":"IF($E436=DataInput!$B435,DataInput!H435,NA())","v":2020},{"$f":"IF($E436=DataInput!$B435,DataInput!I435,NA())","v":"POE10"},{"$f":"IF($E436=DataInput!$B435,DataInput!J435,NA())","v":48.661468424162301},{"$f":"IF($E436=DataInput!$B435,DataInput!K435,NA())","v":0.93948246956807002},null,null,"QLD Biloela",null,null,null,null,false,null,null,{"$error":"#N/A"},{"$error":"#N/A"},{"$error":"#N/A"},{"$error":"#N/A"},{"$error":"#N/A"},{"$error":"#N/A"},{"$error":"#N/A"},{"$error":"#N/A"},{"$error":"#N/A"},{"$error":"#N/A"}]
[null,{"$f":"IF(DataInput!B436=$B$8,IF($B$9=$B$10,TRUE,IF(DataInput!E436=$B$9,TRUE,FALSE)))","v":true},null,null,{"$f":"IF(B437=TRUE,DataInput!B436,NA())","v":"QLD"},{"$f":"IF($E437=DataInput!$B436,DataInput!C436,NA())","v":"QBIL"},{"$f":"IF($E437=DataInput!$B436,DataInput!D436,NA())","v":"Biloela"},{"$f":"IF($E437=DataInput!$B436,DataInput!E436,NA())","v":"Ergon"},{"$f":"IF($E437=DataInput!$B436,DataInput!F436,NA())","v":"Winter"},{"$f":"IF($E437=DataInput!$B436,DataInput!G436,NA())","v":"Non-Coincident"},{"$f":"IF($E437=DataInput!$B436,DataInput!H436,NA())","v":2021},{"$f":"IF($E437=DataInput!$B436,DataInput!I436,NA())","v":"POE10"},{"$f":"IF($E437=DataInput!$B436,DataInput!J436,NA())","v":48.440949551969801},{"$f":"IF($E437=DataInput!$B436,DataInput!K436,NA())","v":0.93991658616447904},null,null,"QLD Biloela",null,null,null,null,false,null,null,{"$error":"#N/A"},{"$error":"#N/A"},{"$error":"#N/A"},{"$error":"#N/A"},{"$error":"#N/A"},{"$error":"#N/A"},{"$error":"#N/A"},{"$error":"#N/A"},{"$error":"#N/A"},{"$error":"#N/A"}]
[null,{"$f":"IF(DataInput!B437=$B$8,IF($B$9=$B$10,TRUE,IF(DataInput!E437=$B$9,TRUE,FALSE)))","v":true},null,null,{"$f":"IF(B438=TRUE,DataInput!B437,NA())","v":"QLD"},{"$f":"IF($E438=DataInput!$B437,DataInput!C437,NA())","v":"QBIL"},{"$f":"IF($E438=DataInput!$B437,DataInput!D437,NA())","v":"Biloela"},{"$f":"IF($E438=DataInput!$B437,DataInput!E437,NA())","v":"Ergon"},{"$f":"IF($E438=DataInput!$B437,DataInput!F437,NA())","v":"Winter"},{"$f":"IF($E438=DataInput!$B437,DataInput!G437,NA())","v":"Non-Coincident"},{"$f":"IF($E438=DataInput!$B437,DataInput!H437,NA())","v":2022},{"$f":"IF($E438=DataInput!$B437,DataInput!I437,NA())","v":"POE10"},{"$f":"IF($E438=DataInput!$B437,DataInput!J437,NA())","v":49.316962062544597},{"$f":"IF($E438=DataInput!$B437,DataInput!K437,NA())","v":0.94032034736141701},null,null,"QLD Biloela",null,null,null,null,false,null,null,{"$error":"#N/A"},{"$error":"#N/A"},{"$error":"#N/A"},{"$error":"#N/A"},{"$error":"#N/A"},{"$error":"#N/A"},{"$error":"#N/A"},{"$error":"#N/A"},{"$error":"#N/A"},{"$error":"#N/A"}]
[null,{"$f":"IF(DataInput!B438=$B$8,IF($B$9=$B$10,TRUE,IF(DataInput!E438=$B$9,TRUE,FALSE)))","v":true},null,null,{"$f":"IF(B439=TRUE,DataInput!B438,NA())","v":"QLD"},{"$f":"IF($E439=DataInput!$B438,DataInput!C438,NA())","v":"QBIL"},{"$f":"IF($E439=DataInput!$B438,DataInput!D438,NA())","v":"Biloela"},{"$f":"IF($E439=DataInput!$B438,DataInput!E438,NA())","v":"Ergon"},{"$f":"IF($E439=DataInput!$B438,DataInput!F438,NA())","v":"Winter"},{"$f":"IF($E439=DataInput!$B438,DataInput!G438,NA())","v":"Non-Coincident"},{"$f":"IF($E439=DataInput!$B438,DataInput!H438,NA())","v":2023},{"$f":"IF($E439=DataInput!$B438,DataInput!I438,NA())","v":"POE10"},{"$f":"IF($E439=DataInput!$B438,DataInput!J438,NA())","v":49.9132403841759},{"$f":"IF($E439=DataInput!$B438,DataInput!K438,NA())","v":0.94061054747566497},null,null,"QLD Biloela",null,null,null,null,false,null,null,{"$error":"#N/A"},{"$error":"#N/A"},{"$error":"#N/A"},{"$error":"#N/A"},{"$error":"#N/A"},{"$error":"#N/A"},{"$error":"#N/A"},{"$error":"#N/A"},{"$error":"#N/A"},{"$error":"#N/A"}]
[null,{"$f":"IF(DataInput!B439=$B$8,IF($B$9=$B$10,TRUE,IF(DataInput!E439=$B$9,TRUE,FALSE)))","v":true},null,null,{"$f":"IF(B440=TRUE,DataInput!B439,NA())","v":"QLD"},{"$f":"IF($E440=DataInput!$B439,DataInput!C439,NA())","v":"QBIL"},{"$f":"IF($E440=DataInput!$B439,DataInput!D439,NA())","v":"Biloela"},{"$f":"IF($E440=DataInput!$B439,DataInput!E439,NA())","v":"Ergon"},{"$f":"IF($E440=DataInput!$B439,DataInput!F439,NA())","v":"Winter"},{"$f":"IF($E440=DataInput!$B439,DataInput!G439,NA())","v":"Non-Coincident"},{"$f":"IF($E440=DataInput!$B439,DataInput!H439,NA())","v":2024},{"$f":"IF($E440=DataInput!$B439,DataInput!I439,NA())","v":"POE10"},{"$f":"IF($E440=DataInput!$B439,DataInput!J439,NA())","v":51.838861256353198},{"$f":"IF($E440=DataInput!$B439,DataInput!K439,NA())","v":0.94097388924821002},null,null,"QLD Biloela",null,null,null,null,false,null,null,{"$error":"#N/A"},{"$error":"#N/A"},{"$error":"#N/A"},{"$error":"#N/A"},{"$error":"#N/A"},{"$error":"#N/A"},{"$error":"#N/A"},{"$error":"#N/A"},{"$error":"#N/A"},{"$error":"#N/A"}]
[null,{"$f":"IF(DataInput!B440=$B$8,IF($B$9=$B$10,TRUE,IF(DataInput!E440=$B$9,TRUE,FALSE)))","v":true},null,null,{"$f":"IF(B441=TRUE,DataInput!B440,NA())","v":"QLD"},{"$f":"IF($E441=DataInput!$B440,DataInput!C440,NA())","v":"QBIL"},{"$f":"IF($E441=DataInput!$B440,DataInput!D440,NA())","v":"Biloela"},{"$f":"IF($E441=DataInput!$B440,DataInput!E440,NA())","v":"Ergon"},{"$f":"IF($E441=DataInput!$B440,DataInput!F440,NA())","v":"Winter"},{"$f":"IF($E441=DataInput!$B440,DataInput!G440,NA())","v":"Non-Coincident"},{"$f":"IF($E441=DataInput!$B440,DataInput!H440,NA())","v":2025},{"$f":"IF($E441=DataInput!$B440,DataInput!I440,NA())","v":"POE10"},{"$f":"IF($E441=DataInput!$B440,DataInput!J440,NA())","v":52.3510048939157},{"$f":"IF($E441=DataInput!$B440,DataInput!K440,NA())","v":0.94130258638616604},null,null,"QLD Biloela",null,null,null,null,false,null,null,{"$error":"#N/A"},{"$error":"#N/A"},{"$error":"#N/A"},{"$error":"#N/A"},{"$error":"#N/A"},{"$error":"#N/A"},{"$error":"#N/A"},{"$error":"#N/A"},{"$error":"#N/A"},{"$error":"#N/A"}]
[null,{"$f":"IF(DataInput!B441=$B$8,IF($B$9=$B$10,TRUE,IF(DataInput!E441=$B$9,TRUE,FALSE)))","v":true},null,null,{"$f":"IF(B442=TRUE,DataInput!B441,NA())","v":"QLD"},{"$f":"IF($E442=DataInput!$B441,DataInput!C441,NA())","v":"QBIL"},{"$f":"IF($E442=DataInput!$B441,DataInput!D441,NA())","v":"Biloela"},{"$f":"IF($E442=DataInput!$B441,DataInput!E441,NA())","v":"Ergon"},{"$f":"IF($E442=DataInput!$B441,DataInput!F441,NA())","v":"Winter"},{"$f":"IF($E442=DataInput!$B441,DataInput!G441,NA())","v":"Non-Coincident"},{"$f":"IF($E442=DataInput!$B441,DataInput!H441,NA())","v":2016},{"$f":"IF($E442=DataInput!$B441,DataInput!I441,NA())","v":"POE50"},{"$f":"IF($E442=DataInput!$B441,DataInput!J441,NA())","v":31.032730296215},{"$f":"IF($E442=DataInput!$B441,DataInput!K441,NA())","v":0.95739532075873501},null,null,"QLD Biloela",null,null,null,null,false,null,null,{"$error":"#N/A"},{"$error":"#N/A"},{"$error":"#N/A"},{"$error":"#N/A"},{"$error":"#N/A"},{"$error":"#N/A"},{"$error":"#N/A"},{"$error":"#N/A"},{"$error":"#N/A"},{"$error":"#N/A"}]
[null,{"$f":"IF(DataInput!B442=$B$8,IF($B$9=$B$10,TRUE,IF(DataInput!E442=$B$9,TRUE,FALSE)))","v":true},null,null,{"$f":"IF(B443=TRUE,DataInput!B442,NA())","v":"QLD"},{"$f":"IF($E443=DataInput!$B442,DataInput!C442,NA())","v":"QBIL"},{"$f":"IF($E443=DataInput!$B442,DataInput!D442,NA())","v":"Biloela"},{"$f":"IF($E443=DataInput!$B442,DataInput!E442,NA())","v":"Ergon"},{"$f":"IF($E443=DataInput!$B442,DataInput!F442,NA())","v":"Winter"},{"$f":"IF($E443=DataInput!$B442,DataInput!G442,NA())","v":"Non-Coincident"},{"$f":"IF($E443=DataInput!$B442,DataInput!H442,NA())","v":2017},{"$f":"IF($E443=DataInput!$B442,DataInput!I442,NA())","v":"POE50"},{"$f":"IF($E443=DataInput!$B442,DataInput!J442,NA())","v":31.327282525917902},{"$f":"IF($E443=DataInput!$B442,DataInput!K442,NA())","v":0.98499782002329395},null,null,"QLD Biloela",null,null,null,null,false,null,null,{"$error":"#N/A"},{"$error":"#N/A"},{"$error":"#N/A"},{"$error":"#N/A"},{"$error":"#N/A"},{"$error":"#N/A"},{"$error":"#N/A"},{"$error":"#N/A"},{"$error":"#N/A"},{"$error":"#N/A"}]
[null,{"$f":"IF(DataInput!B443=$B$8,IF($B$9=$B$10,TRUE,IF(DataInput!E443=$B$9,TRUE,FALSE)))","v":true},null,null,{"$f":"IF(B444=TRUE,DataInput!B443,NA())","v":"QLD"},{"$f":"IF($E444=DataInput!$B443,DataInput!C443,NA())","v":"QBIL"},{"$f":"IF($E444=DataInput!$B443,DataInput!D443,NA())","v":"Biloela"},{"$f":"IF($E444=DataInput!$B443,DataInput!E443,NA())","v":"Ergon"},{"$f":"IF($E444=DataInput!$B443,DataInput!F443,NA())","v":"Winter"},{"$f":"IF($E444=DataInput!$B443,DataInput!G443,NA())","v":"Non-Coincident"},{"$f":"IF($E444=DataInput!$B443,DataInput!H443,NA())","v":2018},{"$f":"IF($E444=DataInput!$B443,DataInput!I443,NA())","v":"POE50"},{"$f":"IF($E444=DataInput!$B443,DataInput!J443,NA())","v":32.159894281737401},{"$f":"IF($E444=DataInput!$B443,DataInput!K443,NA())","v":0.99315972705591604},null,null,"QLD Biloela",null,null,null,null,false,null,null,{"$error":"#N/A"},{"$error":"#N/A"},{"$error":"#N/A"},{"$error":"#N/A"},{"$error":"#N/A"},{"$error":"#N/A"},{"$error":"#N/A"},{"$error":"#N/A"},{"$error":"#N/A"},{"$error":"#N/A"}]
[null,{"$f":"IF(DataInput!B444=$B$8,IF($B$9=$B$10,TRUE,IF(DataInput!E444=$B$9,TRUE,FALSE)))","v":true},null,null,{"$f":"IF(B445=TRUE,DataInput!B444,NA())","v":"QLD"},{"$f":"IF($E445=DataInput!$B444,DataInput!C444,NA())","v":"QBIL"},{"$f":"IF($E445=DataInput!$B444,DataInput!D444,NA())","v":"Biloela"},{"$f":"IF($E445=DataInput!$B444,DataInput!E444,NA())","v":"Ergon"},{"$f":"IF($E445=DataInput!$B444,DataInput!F444,NA())","v":"Winter"},{"$f":"IF($E445=DataInput!$B444,DataInput!G444,NA())","v":"Non-Coincident"},{"$f":"IF($E445=DataInput!$B444,DataInput!H444,NA())","v":2019},{"$f":"IF($E445=DataInput!$B444,DataInput!I444,NA())","v":"POE50"},{"$f":"IF($E445=DataInput!$B444,DataInput!J444,NA())","v":33.249991553754803},{"$f":"IF($E445=DataInput!$B444,DataInput!K444,NA())","v":0.98170172719931903},null,null,"QLD Biloela",null,null,null,null,false,null,null,{"$error":"#N/A"},{"$error":"#N/A"},{"$error":"#N/A"},{"$error":"#N/A"},{"$error":"#N/A"},{"$error":"#N/A"},{"$error":"#N/A"},{"$error":"#N/A"},{"$error":"#N/A"},{"$error":"#N/A"}]
[null,{"$f":"IF(DataInput!B445=$B$8,IF($B$9=$B$10,TRUE,IF(DataInput!E445=$B$9,TRUE,FALSE)))","v":true},null,null,{"$f":"IF(B446=TRUE,DataInput!B445,NA())","v":"QLD"},{"$f":"IF($E446=DataInput!$B445,DataInput!C445,NA())","v":"QBIL"},{"$f":"IF($E446=DataInput!$B445,DataInput!D445,NA())","v":"Biloela"},{"$f":"IF($E446=DataInput!$B445,DataInput!E445,NA())","v":"Ergon"},{"$f":"IF($E446=DataInput!$B445,DataInput!F445,NA())","v":"Winter"},{"$f":"IF($E446=DataInput!$B445,DataInput!G445,NA())","v":"Non-Coincident"},{"$f":"IF($E446=DataInput!$B445,DataInput!H445,NA())","v":2020},{"$f":"IF($E446=DataInput!$B445,DataInput!I445,NA())","v":"POE50"},{"$f":"IF($E446=DataInput!$B445,DataInput!J445,NA())","v":45.246842788651001},{"$f":"IF($E446=DataInput!$B445,DataInput!K445,NA())","v":0.96031685376015297},null,null,"QLD Biloela",null,null,null,null,false,null,null,{"$error":"#N/A"},{"$f":"IF($V446=TRUE,F446,NA())","v":{"$error":"#N/A"}},{"$f":"IF($V446=TRUE,G446,NA())","v":{"$error":"#N/A"}},{"$f":"IF($V446=TRUE,H446,NA())","v":{"$error":"#N/A"}},{"$f":"IF($V446=TRUE,I446,NA())","v":{"$error":"#N/A"}},{"$f":"IF($V446=TRUE,J446,NA())","v":{"$error":"#N/A"}},{"$f":"IF($V446=TRUE,K446,NA())","v":{"$error":"#N/A"}},{"$f":"IF($V446=TRUE,L446,NA())","v":{"$error":"#N/A"}},{"$f":"IF($V446=TRUE,M446,NA())","v":{"$error":"#N/A"}},{"$f":"IF($V446=TRUE,N446,NA())","v":{"$error":"#N/A"}}]
[null,{"$f":"IF(DataInput!B446=$B$8,IF($B$9=$B$10,TRUE,IF(DataInput!E446=$B$9,TRUE,FALSE)))","v":true},null,null,{"$f":"IF(B447=TRUE,DataInput!B446,NA())","v":"QLD"},{"$f":"IF($E447=DataInput!$B446,DataInput!C446,NA())","v":"QBIL"},{"$f":"IF($E447=DataInput!$B446,DataInput!D446,NA())","v":"Biloela"},{"$f":"IF($E447=DataInput!$B446,DataInput!E446,NA())","v":"Ergon"},{"$f":"IF($E447=DataInput!$B446,DataInput!F446,NA())","v":"Winter"},{"$f":"IF($E447=DataInput!$B446,DataInput!G446,NA())","v":"Non-Coincident"},{"$f":"IF($E447=DataInput!$B446,DataInput!H446,NA())","v":2021},{"$f":"IF($E447=DataInput!$B446,DataInput!I446,NA())","v":"POE50"},{"$f":"IF($E447=DataInput!$B446,DataInput!J446,NA())","v":45.470283658892797},{"$f":"IF($E447=DataInput!$B446,DataInput!K446,NA())","v":0.96073421709607398},null,null,"QLD Biloela",null,null,null,null,false,null,null,{"$error":"#N/A"},{"$error":"#N/A"},{"$error":"#N/A"},{"$error":"#N/A"},{"$error":"#N/A"},{"$error":"#N/A"},{"$error":"#N/A"},{"$error":"#N/A"},{"$error":"#N/A"},{"$error":"#N/A"}]
[null,{"$f":"IF(DataInput!B447=$B$8,IF($B$9=$B$10,TRUE,IF(DataInput!E447=$B$9,TRUE,FALSE)))","v":true},null,null,{"$f":"IF(B448=TRUE,DataInput!B447,NA())","v":"QLD"},{"$f":"IF($E448=DataInput!$B447,DataInput!C447,NA())","v":"QBIL"},{"$f":"IF($E448=DataInput!$B447,DataInput!D447,NA())","v":"Biloela"},{"$f":"IF($E448=DataInput!$B447,DataInput!E447,NA())","v":"Ergon"},{"$f":"IF($E448=DataInput!$B447,DataInput!F447,NA())","v":"Winter"},{"$f":"IF($E448=DataInput!$B447,DataInput!G447,NA())","v":"Non-Coincident"},{"$f":"IF($E448=DataInput!$B447,DataInput!H447,NA())","v":2022},{"$f":"IF($E448=DataInput!$B447,DataInput!I447,NA())","v":"POE50"},{"$f":"IF($E448=DataInput!$B447,DataInput!J447,NA())","v":46.277298514221599},{"$f":"IF($E448=DataInput!$B447,DataInput!K447,NA())","v":0.96111507562579301},null,null,"QLD Biloela",null,null,null,null,false,null,null,{"$error":"#N/A"},{"$error":"#N/A"},{"$error":"#N/A"},{"$error":"#N/A"},{"$error":"#N/A"},{"$error":"#N/A"},{"$error":"#N/A"},{"$error":"#N/A"},{"$error":"#N/A"},{"$error":"#N/A"}]
[null,{"$f":"IF(DataInput!B448=$B$8,IF($B$9=$B$10,TRUE,IF(DataInput!E448=$B$9,TRUE,FALSE)))","v":true},null,null,{"$f":"IF(B449=TRUE,DataInput!B448,NA())","v":"QLD"},{"$f":"IF($E449=DataInput!$B448,DataInput!C448,NA())","v":"QBIL"},{"$f":"IF($E449=DataInput!$B448,DataInput!D448,NA())","v":"Biloela"},{"$f":"IF($E449=DataInput!$B448,DataInput!E448,NA())","v":"Ergon"},{"$f":"IF($E449=DataInput!$B448,DataInput!F448,NA())","v":"Winter"},{"$f":"IF($E449=DataInput!$B448,DataInput!G448,NA())","v":"Non-Coincident"},{"$f":"IF($E449=DataInput!$B448,DataInput!H448,NA())","v":2023},{"$f":"IF($E449=DataInput!$B448,DataInput!I448,NA())","v":"POE50"},{"$f":"IF($E449=DataInput!$B448,DataInput!J448,NA())","v":46.8042287130285},{"$f":"IF($E449=DataInput!$B448,DataInput!K448,NA())","v":0.96137922638482298},null,null,"QLD Biloela",null,null,null,null,false,null,null,{"$error":"#N/A"},{"$error":"#N/A"},{"$error":"#N/A"},{"$error":"#N/A"},{"$error":"#N/A"},{"$error":"#N/A"},{"$error":"#N/A"},{"$error":"#N/A"},{"$error":"#N/A"},{"$error":"#N/A"}]
[null,{"$f":"IF(DataInput!B449=$B$8,IF($B$9=$B$10,TRUE,IF(DataInput!E449=$B$9,TRUE,FALSE)))","v":true},null,null,{"$f":"IF(B450=TRUE,DataInput!B449,NA())","v":"QLD"},{"$f":"IF($E450=DataInput!$B449,DataInput!C449,NA())","v":"QBIL"},{"$f":"IF($E450=DataInput!$B449,DataInput!D449,NA())","v":"Biloela"},{"$f":"IF($E450=DataInput!$B449,DataInput!E449,NA())","v":"Ergon"},{"$f":"IF($E450=DataInput!$B449,DataInput!F449,NA())","v":"Winter"},{"$f":"IF($E450=DataInput!$B449,DataInput!G449,NA())","v":"Non-Coincident"},{"$f":"IF($E450=DataInput!$B449,DataInput!H449,NA())","v":2024},{"$f":"IF($E450=DataInput!$B449,DataInput!I449,NA())","v":"POE50"},{"$f":"IF($E450=DataInput!$B449,DataInput!J449,NA())","v":47.971866420071201},{"$f":"IF($E450=DataInput!$B449,DataInput!K449,NA())","v":0.96172187212256499},null,null,"QLD Biloela",null,null,null,null,false,null,null,{"$error":"#N/A"},{"$error":"#N/A"},{"$error":"#N/A"},{"$error":"#N/A"},{"$error":"#N/A"},{"$error":"#N/A"},{"$error":"#N/A"},{"$error":"#N/A"},{"$error":"#N/A"},{"$error":"#N/A"}]
[null,{"$f":"IF(DataInput!B450=$B$8,IF($B$9=$B$10,TRUE,IF(DataInput!E450=$B$9,TRUE,FALSE)))","v":true},null,null,{"$f":"IF(B451=TRUE,DataInput!B450,NA())","v":"QLD"},{"$f":"IF($E451=DataInput!$B450,DataInput!C450,NA())","v":"QBIL"},{"$f":"IF($E451=DataInput!$B450,DataInput!D450,NA())","v":"Biloela"},{"$f":"IF($E451=DataInput!$B450,DataInput!E450,NA())","v":"Ergon"},{"$f":"IF($E451=DataInput!$B450,DataInput!F450,NA())","v":"Winter"},{"$f":"IF($E451=DataInput!$B450,DataInput!G450,NA())","v":"Non-Coincident"},{"$f":"IF($E451=DataInput!$B450,DataInput!H450,NA())","v":2025},{"$f":"IF($E451=DataInput!$B450,DataInput!I450,NA())","v":"POE50"},{"$f":"IF($E451=DataInput!$B450,DataInput!J450,NA())","v":48.234296172343598},{"$f":"IF($E451=DataInput!$B450,DataInput!K450,NA())","v":0.96202910725126101},null,null,"QLD Biloela",null,null,null,null,false,null,null,{"$error":"#N/A"},{"$error":"#N/A"},{"$error":"#N/A"},{"$error":"#N/A"},{"$error":"#N/A"},{"$error":"#N/A"},{"$error":"#N/A"},{"$error":"#N/A"},{"$error":"#N/A"},{"$error":"#N/A"}]
[null,{"$f":"IF(DataInput!B451=$B$8,IF($B$9=$B$10,TRUE,IF(DataInput!E451=$B$9,TRUE,FALSE)))","v":true},null,null,{"$f":"IF(B452=TRUE,DataInput!B451,NA())","v":"QLD"},{"$f":"IF($E452=DataInput!$B451,DataInput!C451,NA())","v":"QBK2"},{"$f":"IF($E452=DataInput!$B451,DataInput!D451,NA())","v":"Bulli Creek"},{"$f":"IF($E452=DataInput!$B451,DataInput!E451,NA())","v":"Essential Energy"},{"$f":"IF($E452=DataInput!$B451,DataInput!F451,NA())","v":"Summer"},{"$f":"IF($E452=DataInput!$B451,DataInput!G451,NA())","v":"Non-Coincident"},{"$f":"IF($E452=DataInput!$B451,DataInput!H451,NA())","v":2017},{"$f":"IF($E452=DataInput!$B451,DataInput!I451,NA())","v":"POE10"},{"$f":"IF($E452=DataInput!$B451,DataInput!J451,NA())","v":9.9999999999999998E-20},{"$f":"IF($E452=DataInput!$B451,DataInput!K451,NA())","v":0},null,null,"QLD Bulli Creek",null,null,null,null,false,null,null,{"$error":"#N/A"},{"$error":"#N/A"},{"$error":"#N/A"},{"$error":"#N/A"},{"$error":"#N/A"},{"$error":"#N/A"},{"$error":"#N/A"},{"$error":"#N/A"},{"$error":"#N/A"},{"$error":"#N/A"}]
[null,{"$f":"IF(DataInput!B452=$B$8,IF($B$9=$B$10,TRUE,IF(DataInput!E452=$B$9,TRUE,FALSE)))","v":true},null,null,{"$f":"IF(B453=TRUE,DataInput!B452,NA())","v":"QLD"},{"$f":"IF($E453=DataInput!$B452,DataInput!C452,NA())","v":"QBK2"},{"$f":"IF($E453=DataInput!$B452,DataInput!D452,NA())","v":"Bulli Creek"},{"$f":"IF($E453=DataInput!$B452,DataInput!E452,NA())","v":"Essential Energy"},{"$f":"IF($E453=DataInput!$B452,DataInput!F452,NA())","v":"Summer"},{"$f":"IF($E453=DataInput!$B452,DataInput!G452,NA())","v":"Non-Coincident"},{"$f":"IF($E453=DataInput!$B452,DataInput!H452,NA())","v":2018},{"$f":"IF($E453=DataInput!$B452,DataInput!I452,NA())","v":"POE10"},{"$f":"IF($E453=DataInput!$B452,DataInput!J452,NA())","v":9.9999999999999998E-20},{"$f":"IF($E453=DataInput!$B452,DataInput!K452,NA())","v":0},null,null,"QLD Bulli Creek",null,null,null,null,false,null,null,{"$error":"#N/A"},{"$error":"#N/A"},{"$error":"#N/A"},{"$error":"#N/A"},{"$error":"#N/A"},{"$error":"#N/A"},{"$error":"#N/A"},{"$error":"#N/A"},{"$error":"#N/A"},{"$error":"#N/A"}]
[null,{"$f":"IF(DataInput!B453=$B$8,IF($B$9=$B$10,TRUE,IF(DataInput!E453=$B$9,TRUE,FALSE)))","v":true},null,null,{"$f":"IF(B454=TRUE,DataInput!B453,NA())","v":"QLD"},{"$f":"IF($E454=DataInput!$B453,DataInput!C453,NA())","v":"QBK2"},{"$f":"IF($E454=DataInput!$B453,DataInput!D453,NA())","v":"Bulli Creek"},{"$f":"IF($E454=DataInput!$B453,DataInput!E453,NA())","v":"Essential Energy"},{"$f":"IF($E454=DataInput!$B453,DataInput!F453,NA())","v":"Summer"},{"$f":"IF($E454=DataInput!$B453,DataInput!G453,NA())","v":"Non-Coincident"},{"$f":"IF($E454=DataInput!$B453,DataInput!H453,NA())","v":2019},{"$f":"IF($E454=DataInput!$B453,DataInput!I453,NA())","v":"POE10"},{"$f":"IF($E454=DataInput!$B453,DataInput!J453,NA())","v":9.9999999999999998E-20},{"$f":"IF($E454=DataInput!$B453,DataInput!K453,NA())","v":0},null,null,"QLD Bulli Creek",null,null,null,null,false,null,null,{"$error":"#N/A"},{"$error":"#N/A"},{"$error":"#N/A"},{"$error":"#N/A"},{"$error":"#N/A"},{"$error":"#N/A"},{"$error":"#N/A"},{"$error":"#N/A"},{"$error":"#N/A"},{"$error":"#N/A"}]
[null,{"$f":"IF(DataInput!B454=$B$8,IF($B$9=$B$10,TRUE,IF(DataInput!E454=$B$9,TRUE,FALSE)))","v":true},null,null,{"$f":"IF(B455=TRUE,DataInput!B454,NA())","v":"QLD"},{"$f":"IF($E455=DataInput!$B454,DataInput!C454,NA())","v":"QBK2"},{"$f":"IF($E455=DataInput!$B454,DataInput!D454,NA())","v":"Bulli Creek"},{"$f":"IF($E455=DataInput!$B454,DataInput!E454,NA())","v":"Essential Energy"},{"$f":"IF($E455=DataInput!$B454,DataInput!F454,NA())","v":"Summer"},{"$f":"IF($E455=DataInput!$B454,DataInput!G454,NA())","v":"Non-Coincident"},{"$f":"IF($E455=DataInput!$B454,DataInput!H454,NA())","v":2020},{"$f":"IF($E455=DataInput!$B454,DataInput!I454,NA())","v":"POE10"},{"$f":"IF($E455=DataInput!$B454,DataInput!J454,NA())","v":9.9999999999999998E-20},{"$f":"IF($E455=DataInput!$B454,DataInput!K454,NA())","v":0},null,null,"QLD Bulli Creek",null,null,null,null,false,null,null,{"$error":"#N/A"},{"$error":"#N/A"},{"$error":"#N/A"},{"$error":"#N/A"},{"$error":"#N/A"},{"$error":"#N/A"},{"$error":"#N/A"},{"$error":"#N/A"},{"$error":"#N/A"},{"$error":"#N/A"}]
[null,{"$f":"IF(DataInput!B455=$B$8,IF($B$9=$B$10,TRUE,IF(DataInput!E455=$B$9,TRUE,FALSE)))","v":true},null,null,{"$f":"IF(B456=TRUE,DataInput!B455,NA())","v":"QLD"},{"$f":"IF($E456=DataInput!$B455,DataInput!C455,NA())","v":"QBK2"},{"$f":"IF($E456=DataInput!$B455,DataInput!D455,NA())","v":"Bulli Creek"},{"$f":"IF($E456=DataInput!$B455,DataInput!E455,NA())","v":"Essential Energy"},{"$f":"IF($E456=DataInput!$B455,DataInput!F455,NA())","v":"Summer"},{"$f":"IF($E456=DataInput!$B455,DataInput!G455,NA())","v":"Non-Coincident"},{"$f":"IF($E456=DataInput!$B455,DataInput!H455,NA())","v":2021},{"$f":"IF($E456=DataInput!$B455,DataInput!I455,NA())","v":"POE10"},{"$f":"IF($E456=DataInput!$B455,DataInput!J455,NA())","v":9.9999999999999998E-20},{"$f":"IF($E456=DataInput!$B455,DataInput!K455,NA())","v":0},null,null,"QLD Bulli Creek",null,null,null,null,false,null,null,{"$error":"#N/A"},{"$error":"#N/A"},{"$error":"#N/A"},{"$error":"#N/A"},{"$error":"#N/A"},{"$error":"#N/A"},{"$error":"#N/A"},{"$error":"#N/A"},{"$error":"#N/A"},{"$error":"#N/A"}]
[null,{"$f":"IF(DataInput!B456=$B$8,IF($B$9=$B$10,TRUE,IF(DataInput!E456=$B$9,TRUE,FALSE)))","v":true},null,null,{"$f":"IF(B457=TRUE,DataInput!B456,NA())","v":"QLD"},{"$f":"IF($E457=DataInput!$B456,DataInput!C456,NA())","v":"QBK2"},{"$f":"IF($E457=DataInput!$B456,DataInput!D456,NA())","v":"Bulli Creek"},{"$f":"IF($E457=DataInput!$B456,DataInput!E456,NA())","v":"Essential Energy"},{"$f":"IF($E457=DataInput!$B456,DataInput!F456,NA())","v":"Summer"},{"$f":"IF($E457=DataInput!$B456,DataInput!G456,NA())","v":"Non-Coincident"},{"$f":"IF($E457=DataInput!$B456,DataInput!H456,NA())","v":2022},{"$f":"IF($E457=DataInput!$B456,DataInput!I456,NA())","v":"POE10"},{"$f":"IF($E457=DataInput!$B456,DataInput!J456,NA())","v":9.9999999999999998E-20},{"$f":"IF($E457=DataInput!$B456,DataInput!K456,NA())","v":0},null,null,"QLD Bulli Creek",null,null,null,null,false,null,null,{"$error":"#N/A"},{"$error":"#N/A"},{"$error":"#N/A"},{"$error":"#N/A"},{"$error":"#N/A"},{"$error":"#N/A"},{"$error":"#N/A"},{"$error":"#N/A"},{"$error":"#N/A"},{"$error":"#N/A"}]
[null,{"$f":"IF(DataInput!B457=$B$8,IF($B$9=$B$10,TRUE,IF(DataInput!E457=$B$9,TRUE,FALSE)))","v":true},null,null,{"$f":"IF(B458=TRUE,DataInput!B457,NA())","v":"QLD"},{"$f":"IF($E458=DataInput!$B457,DataInput!C457,NA())","v":"QBK2"},{"$f":"IF($E458=DataInput!$B457,DataInput!D457,NA())","v":"Bulli Creek"},{"$f":"IF($E458=DataInput!$B457,DataInput!E457,NA())","v":"Essential Energy"},{"$f":"IF($E458=DataInput!$B457,DataInput!F457,NA())","v":"Summer"},{"$f":"IF($E458=DataInput!$B457,DataInput!G457,NA())","v":"Non-Coincident"},{"$f":"IF($E458=DataInput!$B457,DataInput!H457,NA())","v":2023},{"$f":"IF($E458=DataInput!$B457,DataInput!I457,NA())","v":"POE10"},{"$f":"IF($E458=DataInput!$B457,DataInput!J457,NA())","v":9.9999999999999998E-20},{"$f":"IF($E458=DataInput!$B457,DataInput!K457,NA())","v":0},null,null,"QLD Bulli Creek",null,null,null,null,false,null,null,{"$error":"#N/A"},{"$error":"#N/A"},{"$error":"#N/A"},{"$error":"#N/A"},{"$error":"#N/A"},{"$error":"#N/A"},{"$error":"#N/A"},{"$error":"#N/A"},{"$error":"#N/A"},{"$error":"#N/A"}]
[null,{"$f":"IF(DataInput!B458=$B$8,IF($B$9=$B$10,TRUE,IF(DataInput!E458=$B$9,TRUE,FALSE)))","v":true},null,null,{"$f":"IF(B459=TRUE,DataInput!B458,NA())","v":"QLD"},{"$f":"IF($E459=DataInput!$B458,DataInput!C458,NA())","v":"QBK2"},{"$f":"IF($E459=DataInput!$B458,DataInput!D458,NA())","v":"Bulli Creek"},{"$f":"IF($E459=DataInput!$B458,DataInput!E458,NA())","v":"Essential Energy"},{"$f":"IF($E459=DataInput!$B458,DataInput!F458,NA())","v":"Summer"},{"$f":"IF($E459=DataInput!$B458,DataInput!G458,NA())","v":"Non-Coincident"},{"$f":"IF($E459=DataInput!$B458,DataInput!H458,NA())","v":2024},{"$f":"IF($E459=DataInput!$B458,DataInput!I458,NA())","v":"POE10"},{"$f":"IF($E459=DataInput!$B458,DataInput!J458,NA())","v":9.9999999999999998E-20},{"$f":"IF($E459=DataInput!$B458,DataInput!K458,NA())","v":0},null,null,"QLD Bulli Creek",null,null,null,null,false,null,null,{"$error":"#N/A"},{"$error":"#N/A"},{"$error":"#N/A"},{"$error":"#N/A"},{"$error":"#N/A"},{"$error":"#N/A"},{"$error":"#N/A"},{"$error":"#N/A"},{"$error":"#N/A"},{"$error":"#N/A"}]
[null,{"$f":"IF(DataInput!B459=$B$8,IF($B$9=$B$10,TRUE,IF(DataInput!E459=$B$9,TRUE,FALSE)))","v":true},null,null,{"$f":"IF(B460=TRUE,DataInput!B459,NA())","v":"QLD"},{"$f":"IF($E460=DataInput!$B459,DataInput!C459,NA())","v":"QBK2"},{"$f":"IF($E460=DataInput!$B459,DataInput!D459,NA())","v":"Bulli Creek"},{"$f":"IF($E460=DataInput!$B459,DataInput!E459,NA())","v":"Essential Energy"},{"$f":"IF($E460=DataInput!$B459,DataInput!F459,NA())","v":"Summer"},{"$f":"IF($E460=DataInput!$B459,DataInput!G459,NA())","v":"Non-Coincident"},{"$f":"IF($E460=DataInput!$B459,DataInput!H459,NA())","v":2025},{"$f":"IF($E460=DataInput!$B459,DataInput!I459,NA())","v":"POE10"},{"$f":"IF($E460=DataInput!$B459,DataInput!J459,NA())","v":9.9999999999999998E-20},{"$f":"IF($E460=DataInput!$B459,DataInput!K459,NA())","v":0},null,null,{"$f":"IF(OR(ISERROR(E460),ISERROR(G460)),\"  \",E460&\" \"&G460)","v":"QLD Bulli Creek"},null,null,null,null,{"$f":"IF(ISERROR(G460),FALSE,IF($V$9=G460,TRUE,FALSE))","v":false},null,null,{"$f":"IF($V460=TRUE,E460,NA())","v":{"$error":"#N/A"}},{"$error":"#N/A"},{"$error":"#N/A"},{"$error":"#N/A"},{"$error":"#N/A"},{"$error":"#N/A"},{"$error":"#N/A"},{"$error":"#N/A"},{"$error":"#N/A"},{"$error":"#N/A"}]
[null,{"$f":"IF(DataInput!B460=$B$8,IF($B$9=$B$10,TRUE,IF(DataInput!E460=$B$9,TRUE,FALSE)))","v":true},null,null,{"$f":"IF(B461=TRUE,DataInput!B460,NA())","v":"QLD"},{"$f":"IF($E461=DataInput!$B460,DataInput!C460,NA())","v":"QBK2"},{"$f":"IF($E461=DataInput!$B460,DataInput!D460,NA())","v":"Bulli Creek"},{"$f":"IF($E461=DataInput!$B460,DataInput!E460,NA())","v":"Essential Energy"},{"$f":"IF($E461=DataInput!$B460,DataInput!F460,NA())","v":"Summer"},{"$f":"IF($E461=DataInput!$B460,DataInput!G460,NA())","v":"Non-Coincident"},{"$f":"IF($E461=DataInput!$B460,DataInput!H460,NA())","v":2026},{"$f":"IF($E461=DataInput!$B460,DataInput!I460,NA())","v":"POE10"},{"$f":"IF($E461=DataInput!$B460,DataInput!J460,NA())","v":9.9999999999999998E-20},{"$f":"IF($E461=DataInput!$B460,DataInput!K460,NA())","v":0},null,null,"QLD Bulli Creek",null,null,null,null,false,null,null,{"$error":"#N/A"},{"$f":"IF($V461=TRUE,F461,NA())","v":{"$error":"#N/A"}},{"$f":"IF($V461=TRUE,G461,NA())","v":{"$error":"#N/A"}},{"$f":"IF($V461=TRUE,H461,NA())","v":{"$error":"#N/A"}},{"$f":"IF($V461=TRUE,I461,NA())","v":{"$error":"#N/A"}},{"$f":"IF($V461=TRUE,J461,NA())","v":{"$error":"#N/A"}},{"$f":"IF($V461=TRUE,K461,NA())","v":{"$error":"#N/A"}},{"$f":"IF($V461=TRUE,L461,NA())","v":{"$error":"#N/A"}},{"$f":"IF($V461=TRUE,M461,NA())","v":{"$error":"#N/A"}},{"$f":"IF($V461=TRUE,N461,NA())","v":{"$error":"#N/A"}}]
[null,{"$f":"IF(DataInput!B461=$B$8,IF($B$9=$B$10,TRUE,IF(DataInput!E461=$B$9,TRUE,FALSE)))","v":true},null,null,{"$f":"IF(B462=TRUE,DataInput!B461,NA())","v":"QLD"},{"$f":"IF($E462=DataInput!$B461,DataInput!C461,NA())","v":"QBK2"},{"$f":"IF($E462=DataInput!$B461,DataInput!D461,NA())","v":"Bulli Creek"},{"$f":"IF($E462=DataInput!$B461,DataInput!E461,NA())","v":"Essential Energy"},{"$f":"IF($E462=DataInput!$B461,DataInput!F461,NA())","v":"Summer"},{"$f":"IF($E462=DataInput!$B461,DataInput!G461,NA())","v":"Non-Coincident"},{"$f":"IF($E462=DataInput!$B461,DataInput!H461,NA())","v":2017},{"$f":"IF($E462=DataInput!$B461,DataInput!I461,NA())","v":"POE50"},{"$f":"IF($E462=DataInput!$B461,DataInput!J461,NA())","v":9.9999999999999998E-20},{"$f":"IF($E462=DataInput!$B461,DataInput!K461,NA())","v":0},null,null,"QLD Bulli Creek",null,null,null,null,false,null,null,{"$error":"#N/A"},{"$error":"#N/A"},{"$error":"#N/A"},{"$error":"#N/A"},{"$error":"#N/A"},{"$error":"#N/A"},{"$error":"#N/A"},{"$error":"#N/A"},{"$error":"#N/A"},{"$error":"#N/A"}]
[null,{"$f":"IF(DataInput!B462=$B$8,IF($B$9=$B$10,TRUE,IF(DataInput!E462=$B$9,TRUE,FALSE)))","v":true},null,null,{"$f":"IF(B463=TRUE,DataInput!B462,NA())","v":"QLD"},{"$f":"IF($E463=DataInput!$B462,DataInput!C462,NA())","v":"QBK2"},{"$f":"IF($E463=DataInput!$B462,DataInput!D462,NA())","v":"Bulli Creek"},{"$f":"IF($E463=DataInput!$B462,DataInput!E462,NA())","v":"Essential Energy"},{"$f":"IF($E463=DataInput!$B462,DataInput!F462,NA())","v":"Summer"},{"$f":"IF($E463=DataInput!$B462,DataInput!G462,NA())","v":"Non-Coincident"},{"$f":"IF($E463=DataInput!$B462,DataInput!H462,NA())","v":2018},{"$f":"IF($E463=DataInput!$B462,DataInput!I462,NA())","v":"POE50"},{"$f":"IF($E463=DataInput!$B462,DataInput!J462,NA())","v":9.9999999999999998E-20},{"$f":"IF($E463=DataInput!$B462,DataInput!K462,NA())","v":0},null,null,"QLD Bulli Creek",null,null,null,null,false,null,null,{"$error":"#N/A"},{"$error":"#N/A"},{"$error":"#N/A"},{"$error":"#N/A"},{"$error":"#N/A"},{"$error":"#N/A"},{"$error":"#N/A"},{"$error":"#N/A"},{"$error":"#N/A"},{"$error":"#N/A"}]
[null,{"$f":"IF(DataInput!B463=$B$8,IF($B$9=$B$10,TRUE,IF(DataInput!E463=$B$9,TRUE,FALSE)))","v":true},null,null,{"$f":"IF(B464=TRUE,DataInput!B463,NA())","v":"QLD"},{"$f":"IF($E464=DataInput!$B463,DataInput!C463,NA())","v":"QBK2"},{"$f":"IF($E464=DataInput!$B463,DataInput!D463,NA())","v":"Bulli Creek"},{"$f":"IF($E464=DataInput!$B463,DataInput!E463,NA())","v":"Essential Energy"},{"$f":"IF($E464=DataInput!$B463,DataInput!F463,NA())","v":"Summer"},{"$f":"IF($E464=DataInput!$B463,DataInput!G463,NA())","v":"Non-Coincident"},{"$f":"IF($E464=DataInput!$B463,DataInput!H463,NA())","v":2019},{"$f":"IF($E464=DataInput!$B463,DataInput!I463,NA())","v":"POE50"},{"$f":"IF($E464=DataInput!$B463,DataInput!J463,NA())","v":9.9999999999999998E-20},{"$f":"IF($E464=DataInput!$B463,DataInput!K463,NA())","v":0},null,null,"QLD Bulli Creek",null,null,null,null,false,null,null,{"$error":"#N/A"},{"$error":"#N/A"},{"$error":"#N/A"},{"$error":"#N/A"},{"$error":"#N/A"},{"$error":"#N/A"},{"$error":"#N/A"},{"$error":"#N/A"},{"$error":"#N/A"},{"$error":"#N/A"}]
[null,{"$f":"IF(DataInput!B464=$B$8,IF($B$9=$B$10,TRUE,IF(DataInput!E464=$B$9,TRUE,FALSE)))","v":true},null,null,{"$f":"IF(B465=TRUE,DataInput!B464,NA())","v":"QLD"},{"$f":"IF($E465=DataInput!$B464,DataInput!C464,NA())","v":"QBK2"},{"$f":"IF($E465=DataInput!$B464,DataInput!D464,NA())","v":"Bulli Creek"},{"$f":"IF($E465=DataInput!$B464,DataInput!E464,NA())","v":"Essential Energy"},{"$f":"IF($E465=DataInput!$B464,DataInput!F464,NA())","v":"Summer"},{"$f":"IF($E465=DataInput!$B464,DataInput!G464,NA())","v":"Non-Coincident"},{"$f":"IF($E465=DataInput!$B464,DataInput!H464,NA())","v":2020},{"$f":"IF($E465=DataInput!$B464,DataInput!I464,NA())","v":"POE50"},{"$f":"IF($E465=DataInput!$B464,DataInput!J464,NA())","v":9.9999999999999998E-20},{"$f":"IF($E465=DataInput!$B464,DataInput!K464,NA())","v":0},null,null,"QLD Bulli Creek",null,null,null,null,false,null,null,{"$error":"#N/A"},{"$error":"#N/A"},{"$error":"#N/A"},{"$error":"#N/A"},{"$error":"#N/A"},{"$error":"#N/A"},{"$error":"#N/A"},{"$error":"#N/A"},{"$error":"#N/A"},{"$error":"#N/A"}]
[null,{"$f":"IF(DataInput!B465=$B$8,IF($B$9=$B$10,TRUE,IF(DataInput!E465=$B$9,TRUE,FALSE)))","v":true},null,null,{"$f":"IF(B466=TRUE,DataInput!B465,NA())","v":"QLD"},{"$f":"IF($E466=DataInput!$B465,DataInput!C465,NA())","v":"QBK2"},{"$f":"IF($E466=DataInput!$B465,DataInput!D465,NA())","v":"Bulli Creek"},{"$f":"IF($E466=DataInput!$B465,DataInput!E465,NA())","v":"Essential Energy"},{"$f":"IF($E466=DataInput!$B465,DataInput!F465,NA())","v":"Summer"},{"$f":"IF($E466=DataInput!$B465,DataInput!G465,NA())","v":"Non-Coincident"},{"$f":"IF($E466=DataInput!$B465,DataInput!H465,NA())","v":2021},{"$f":"IF($E466=DataInput!$B465,DataInput!I465,NA())","v":"POE50"},{"$f":"IF($E466=DataInput!$B465,DataInput!J465,NA())","v":9.9999999999999998E-20},{"$f":"IF($E466=DataInput!$B465,DataInput!K465,NA())","v":0},null,null,"QLD Bulli Creek",null,null,null,null,false,null,null,{"$error":"#N/A"},{"$error":"#N/A"},{"$error":"#N/A"},{"$error":"#N/A"},{"$error":"#N/A"},{"$error":"#N/A"},{"$error":"#N/A"},{"$error":"#N/A"},{"$error":"#N/A"},{"$error":"#N/A"}]
[null,{"$f":"IF(DataInput!B466=$B$8,IF($B$9=$B$10,TRUE,IF(DataInput!E466=$B$9,TRUE,FALSE)))","v":true},null,null,{"$f":"IF(B467=TRUE,DataInput!B466,NA())","v":"QLD"},{"$f":"IF($E467=DataInput!$B466,DataInput!C466,NA())","v":"QBK2"},{"$f":"IF($E467=DataInput!$B466,DataInput!D466,NA())","v":"Bulli Creek"},{"$f":"IF($E467=DataInput!$B466,DataInput!E466,NA())","v":"Essential Energy"},{"$f":"IF($E467=DataInput!$B466,DataInput!F466,NA())","v":"Summer"},{"$f":"IF($E467=DataInput!$B466,DataInput!G466,NA())","v":"Non-Coincident"},{"$f":"IF($E467=DataInput!$B466,DataInput!H466,NA())","v":2022},{"$f":"IF($E467=DataInput!$B466,DataInput!I466,NA())","v":"POE50"},{"$f":"IF($E467=DataInput!$B466,DataInput!J466,NA())","v":9.9999999999999998E-20},{"$f":"IF($E467=DataInput!$B466,DataInput!K466,NA())","v":0},null,null,"QLD Bulli Creek",null,null,null,null,false,null,null,{"$error":"#N/A"},{"$error":"#N/A"},{"$error":"#N/A"},{"$error":"#N/A"},{"$error":"#N/A"},{"$error":"#N/A"},{"$error":"#N/A"},{"$error":"#N/A"},{"$error":"#N/A"},{"$error":"#N/A"}]
[null,{"$f":"IF(DataInput!B467=$B$8,IF($B$9=$B$10,TRUE,IF(DataInput!E467=$B$9,TRUE,FALSE)))","v":true},null,null,{"$f":"IF(B468=TRUE,DataInput!B467,NA())","v":"QLD"},{"$f":"IF($E468=DataInput!$B467,DataInput!C467,NA())","v":"QBK2"},{"$f":"IF($E468=DataInput!$B467,DataInput!D467,NA())","v":"Bulli Creek"},{"$f":"IF($E468=DataInput!$B467,DataInput!E467,NA())","v":"Essential Energy"},{"$f":"IF($E468=DataInput!$B467,DataInput!F467,NA())","v":"Summer"},{"$f":"IF($E468=DataInput!$B467,DataInput!G467,NA())","v":"Non-Coincident"},{"$f":"IF($E468=DataInput!$B467,DataInput!H467,NA())","v":2023},{"$f":"IF($E468=DataInput!$B467,DataInput!I467,NA())","v":"POE50"},{"$f":"IF($E468=DataInput!$B467,DataInput!J467,NA())","v":9.9999999999999998E-20},{"$f":"IF($E468=DataInput!$B467,DataInput!K467,NA())","v":0},null,null,"QLD Bulli Creek",null,null,null,null,false,null,null,{"$error":"#N/A"},{"$error":"#N/A"},{"$error":"#N/A"},{"$error":"#N/A"},{"$error":"#N/A"},{"$error":"#N/A"},{"$error":"#N/A"},{"$error":"#N/A"},{"$error":"#N/A"},{"$error":"#N/A"}]
[null,{"$f":"IF(DataInput!B468=$B$8,IF($B$9=$B$10,TRUE,IF(DataInput!E468=$B$9,TRUE,FALSE)))","v":true},null,null,{"$f":"IF(B469=TRUE,DataInput!B468,NA())","v":"QLD"},{"$f":"IF($E469=DataInput!$B468,DataInput!C468,NA())","v":"QBK2"},{"$f":"IF($E469=DataInput!$B468,DataInput!D468,NA())","v":"Bulli Creek"},{"$f":"IF($E469=DataInput!$B468,DataInput!E468,NA())","v":"Essential Energy"},{"$f":"IF($E469=DataInput!$B468,DataInput!F468,NA())","v":"Summer"},{"$f":"IF($E469=DataInput!$B468,DataInput!G468,NA())","v":"Non-Coincident"},{"$f":"IF($E469=DataInput!$B468,DataInput!H468,NA())","v":2024},{"$f":"IF($E469=DataInput!$B468,DataInput!I468,NA())","v":"POE50"},{"$f":"IF($E469=DataInput!$B468,DataInput!J468,NA())","v":9.9999999999999998E-20},{"$f":"IF($E469=DataInput!$B468,DataInput!K468,NA())","v":0},null,null,"QLD Bulli Creek",null,null,null,null,false,null,null,{"$error":"#N/A"},{"$error":"#N/A"},{"$error":"#N/A"},{"$error":"#N/A"},{"$error":"#N/A"},{"$error":"#N/A"},{"$error":"#N/A"},{"$error":"#N/A"},{"$error":"#N/A"},{"$error":"#N/A"}]
[null,{"$f":"IF(DataInput!B469=$B$8,IF($B$9=$B$10,TRUE,IF(DataInput!E469=$B$9,TRUE,FALSE)))","v":true},null,null,{"$f":"IF(B470=TRUE,DataInput!B469,NA())","v":"QLD"},{"$f":"IF($E470=DataInput!$B469,DataInput!C469,NA())","v":"QBK2"},{"$f":"IF($E470=DataInput!$B469,DataInput!D469,NA())","v":"Bulli Creek"},{"$f":"IF($E470=DataInput!$B469,DataInput!E469,NA())","v":"Essential Energy"},{"$f":"IF($E470=DataInput!$B469,DataInput!F469,NA())","v":"Summer"},{"$f":"IF($E470=DataInput!$B469,DataInput!G469,NA())","v":"Non-Coincident"},{"$f":"IF($E470=DataInput!$B469,DataInput!H469,NA())","v":2025},{"$f":"IF($E470=DataInput!$B469,DataInput!I469,NA())","v":"POE50"},{"$f":"IF($E470=DataInput!$B469,DataInput!J469,NA())","v":9.9999999999999998E-20},{"$f":"IF($E470=DataInput!$B469,DataInput!K469,NA())","v":0},null,null,"QLD Bulli Creek",null,null,null,null,false,null,null,{"$error":"#N/A"},{"$error":"#N/A"},{"$error":"#N/A"},{"$error":"#N/A"},{"$error":"#N/A"},{"$error":"#N/A"},{"$error":"#N/A"},{"$error":"#N/A"},{"$error":"#N/A"},{"$error":"#N/A"}]
[null,{"$f":"IF(DataInput!B470=$B$8,IF($B$9=$B$10,TRUE,IF(DataInput!E470=$B$9,TRUE,FALSE)))","v":true},null,null,{"$f":"IF(B471=TRUE,DataInput!B470,NA())","v":"QLD"},{"$f":"IF($E471=DataInput!$B470,DataInput!C470,NA())","v":"QBK2"},{"$f":"IF($E471=DataInput!$B470,DataInput!D470,NA())","v":"Bulli Creek"},{"$f":"IF($E471=DataInput!$B470,DataInput!E470,NA())","v":"Essential Energy"},{"$f":"IF($E471=DataInput!$B470,DataInput!F470,NA())","v":"Summer"},{"$f":"IF($E471=DataInput!$B470,DataInput!G470,NA())","v":"Non-Coincident"},{"$f":"IF($E471=DataInput!$B470,DataInput!H470,NA())","v":2026},{"$f":"IF($E471=DataInput!$B470,DataInput!I470,NA())","v":"POE50"},{"$f":"IF($E471=DataInput!$B470,DataInput!J470,NA())","v":9.9999999999999998E-20},{"$f":"IF($E471=DataInput!$B470,DataInput!K470,NA())","v":0},null,null,"QLD Bulli Creek",null,null,null,null,false,null,null,{"$error":"#N/A"},{"$error":"#N/A"},{"$error":"#N/A"},{"$error":"#N/A"},{"$error":"#N/A"},{"$error":"#N/A"},{"$error":"#N/A"},{"$error":"#N/A"},{"$error":"#N/A"},{"$error":"#N/A"}]
[null,{"$f":"IF(DataInput!B471=$B$8,IF($B$9=$B$10,TRUE,IF(DataInput!E471=$B$9,TRUE,FALSE)))","v":true},null,null,{"$f":"IF(B472=TRUE,DataInput!B471,NA())","v":"QLD"},{"$f":"IF($E472=DataInput!$B471,DataInput!C471,NA())","v":"QBK2"},{"$f":"IF($E472=DataInput!$B471,DataInput!D471,NA())","v":"Bulli Creek"},{"$f":"IF($E472=DataInput!$B471,DataInput!E471,NA())","v":"Essential Energy"},{"$f":"IF($E472=DataInput!$B471,DataInput!F471,NA())","v":"Winter"},{"$f":"IF($E472=DataInput!$B471,DataInput!G471,NA())","v":"Non-Coincident"},{"$f":"IF($E472=DataInput!$B471,DataInput!H471,NA())","v":2016},{"$f":"IF($E472=DataInput!$B471,DataInput!I471,NA())","v":"POE10"},{"$f":"IF($E472=DataInput!$B471,DataInput!J471,NA())","v":9.9999999999999998E-20},{"$f":"IF($E472=DataInput!$B471,DataInput!K471,NA())","v":0},null,null,"QLD Bulli Creek",null,null,null,null,false,null,null,{"$error":"#N/A"},{"$error":"#N/A"},{"$error":"#N/A"},{"$error":"#N/A"},{"$error":"#N/A"},{"$error":"#N/A"},{"$error":"#N/A"},{"$error":"#N/A"},{"$error":"#N/A"},{"$error":"#N/A"}]
[null,{"$f":"IF(DataInput!B472=$B$8,IF($B$9=$B$10,TRUE,IF(DataInput!E472=$B$9,TRUE,FALSE)))","v":true},null,null,{"$f":"IF(B473=TRUE,DataInput!B472,NA())","v":"QLD"},{"$f":"IF($E473=DataInput!$B472,DataInput!C472,NA())","v":"QBK2"},{"$f":"IF($E473=DataInput!$B472,DataInput!D472,NA())","v":"Bulli Creek"},{"$f":"IF($E473=DataInput!$B472,DataInput!E472,NA())","v":"Essential Energy"},{"$f":"IF($E473=DataInput!$B472,DataInput!F472,NA())","v":"Winter"},{"$f":"IF($E473=DataInput!$B472,DataInput!G472,NA())","v":"Non-Coincident"},{"$f":"IF($E473=DataInput!$B472,DataInput!H472,NA())","v":2017},{"$f":"IF($E473=DataInput!$B472,DataInput!I472,NA())","v":"POE10"},{"$f":"IF($E473=DataInput!$B472,DataInput!J472,NA())","v":9.9999999999999998E-20},{"$f":"IF($E473=DataInput!$B472,DataInput!K472,NA())","v":0},null,null,"QLD Bulli Creek",null,null,null,null,false,null,null,{"$error":"#N/A"},{"$error":"#N/A"},{"$error":"#N/A"},{"$error":"#N/A"},{"$error":"#N/A"},{"$error":"#N/A"},{"$error":"#N/A"},{"$error":"#N/A"},{"$error":"#N/A"},{"$error":"#N/A"}]
[null,{"$f":"IF(DataInput!B473=$B$8,IF($B$9=$B$10,TRUE,IF(DataInput!E473=$B$9,TRUE,FALSE)))","v":true},null,null,{"$f":"IF(B474=TRUE,DataInput!B473,NA())","v":"QLD"},{"$f":"IF($E474=DataInput!$B473,DataInput!C473,NA())","v":"QBK2"},{"$f":"IF($E474=DataInput!$B473,DataInput!D473,NA())","v":"Bulli Creek"},{"$f":"IF($E474=DataInput!$B473,DataInput!E473,NA())","v":"Essential Energy"},{"$f":"IF($E474=DataInput!$B473,DataInput!F473,NA())","v":"Winter"},{"$f":"IF($E474=DataInput!$B473,DataInput!G473,NA())","v":"Non-Coincident"},{"$f":"IF($E474=DataInput!$B473,DataInput!H473,NA())","v":2018},{"$f":"IF($E474=DataInput!$B473,DataInput!I473,NA())","v":"POE10"},{"$f":"IF($E474=DataInput!$B473,DataInput!J473,NA())","v":9.9999999999999998E-20},{"$f":"IF($E474=DataInput!$B473,DataInput!K473,NA())","v":0},null,null,"QLD Bulli Creek",null,null,null,null,false,null,null,{"$error":"#N/A"},{"$error":"#N/A"},{"$error":"#N/A"},{"$error":"#N/A"},{"$error":"#N/A"},{"$error":"#N/A"},{"$error":"#N/A"},{"$error":"#N/A"},{"$error":"#N/A"},{"$error":"#N/A"}]
[null,{"$f":"IF(DataInput!B474=$B$8,IF($B$9=$B$10,TRUE,IF(DataInput!E474=$B$9,TRUE,FALSE)))","v":true},null,null,{"$f":"IF(B475=TRUE,DataInput!B474,NA())","v":"QLD"},{"$f":"IF($E475=DataInput!$B474,DataInput!C474,NA())","v":"QBK2"},{"$f":"IF($E475=DataInput!$B474,DataInput!D474,NA())","v":"Bulli Creek"},{"$f":"IF($E475=DataInput!$B474,DataInput!E474,NA())","v":"Essential Energy"},{"$f":"IF($E475=DataInput!$B474,DataInput!F474,NA())","v":"Winter"},{"$f":"IF($E475=DataInput!$B474,DataInput!G474,NA())","v":"Non-Coincident"},{"$f":"IF($E475=DataInput!$B474,DataInput!H474,NA())","v":2019},{"$f":"IF($E475=DataInput!$B474,DataInput!I474,NA())","v":"POE10"},{"$f":"IF($E475=DataInput!$B474,DataInput!J474,NA())","v":9.9999999999999998E-20},{"$f":"IF($E475=DataInput!$B474,DataInput!K474,NA())","v":0},null,null,"QLD Bulli Creek",null,null,null,null,false,null,null,{"$error":"#N/A"},{"$error":"#N/A"},{"$error":"#N/A"},{"$error":"#N/A"},{"$error":"#N/A"},{"$error":"#N/A"},{"$error":"#N/A"},{"$error":"#N/A"},{"$error":"#N/A"},{"$error":"#N/A"}]
[null,{"$f":"IF(DataInput!B475=$B$8,IF($B$9=$B$10,TRUE,IF(DataInput!E475=$B$9,TRUE,FALSE)))","v":true},null,null,{"$f":"IF(B476=TRUE,DataInput!B475,NA())","v":"QLD"},{"$f":"IF($E476=DataInput!$B475,DataInput!C475,NA())","v":"QBK2"},{"$f":"IF($E476=DataInput!$B475,DataInput!D475,NA())","v":"Bulli Creek"},{"$f":"IF($E476=DataInput!$B475,DataInput!E475,NA())","v":"Essential Energy"},{"$f":"IF($E476=DataInput!$B475,DataInput!F475,NA())","v":"Winter"},{"$f":"IF($E476=DataInput!$B475,DataInput!G475,NA())","v":"Non-Coincident"},{"$f":"IF($E476=DataInput!$B475,DataInput!H475,NA())","v":2020},{"$f":"IF($E476=DataInput!$B475,DataInput!I475,NA())","v":"POE10"},{"$f":"IF($E476=DataInput!$B475,DataInput!J475,NA())","v":9.9999999999999998E-20},{"$f":"IF($E476=DataInput!$B475,DataInput!K475,NA())","v":0},null,null,"QLD Bulli Creek",null,null,null,null,false,null,null,{"$error":"#N/A"},{"$error":"#N/A"},{"$error":"#N/A"},{"$error":"#N/A"},{"$error":"#N/A"},{"$error":"#N/A"},{"$error":"#N/A"},{"$error":"#N/A"},{"$error":"#N/A"},{"$error":"#N/A"}]
[null,{"$f":"IF(DataInput!B476=$B$8,IF($B$9=$B$10,TRUE,IF(DataInput!E476=$B$9,TRUE,FALSE)))","v":true},null,null,{"$f":"IF(B477=TRUE,DataInput!B476,NA())","v":"QLD"},{"$f":"IF($E477=DataInput!$B476,DataInput!C476,NA())","v":"QBK2"},{"$f":"IF($E477=DataInput!$B476,DataInput!D476,NA())","v":"Bulli Creek"},{"$f":"IF($E477=DataInput!$B476,DataInput!E476,NA())","v":"Essential Energy"},{"$f":"IF($E477=DataInput!$B476,DataInput!F476,NA())","v":"Winter"},{"$f":"IF($E477=DataInput!$B476,DataInput!G476,NA())","v":"Non-Coincident"},{"$f":"IF($E477=DataInput!$B476,DataInput!H476,NA())","v":2021},{"$f":"IF($E477=DataInput!$B476,DataInput!I476,NA())","v":"POE10"},{"$f":"IF($E477=DataInput!$B476,DataInput!J476,NA())","v":9.9999999999999998E-20},{"$f":"IF($E477=DataInput!$B476,DataInput!K476,NA())","v":0},null,null,"QLD Bulli Creek",null,null,null,null,false,null,null,{"$error":"#N/A"},{"$error":"#N/A"},{"$error":"#N/A"},{"$error":"#N/A"},{"$error":"#N/A"},{"$error":"#N/A"},{"$error":"#N/A"},{"$error":"#N/A"},{"$error":"#N/A"},{"$error":"#N/A"}]
[null,{"$f":"IF(DataInput!B477=$B$8,IF($B$9=$B$10,TRUE,IF(DataInput!E477=$B$9,TRUE,FALSE)))","v":true},null,null,{"$f":"IF(B478=TRUE,DataInput!B477,NA())","v":"QLD"},{"$f":"IF($E478=DataInput!$B477,DataInput!C477,NA())","v":"QBK2"},{"$f":"IF($E478=DataInput!$B477,DataInput!D477,NA())","v":"Bulli Creek"},{"$f":"IF($E478=DataInput!$B477,DataInput!E477,NA())","v":"Essential Energy"},{"$f":"IF($E478=DataInput!$B477,DataInput!F477,NA())","v":"Winter"},{"$f":"IF($E478=DataInput!$B477,DataInput!G477,NA())","v":"Non-Coincident"},{"$f":"IF($E478=DataInput!$B477,DataInput!H477,NA())","v":2022},{"$f":"IF($E478=DataInput!$B477,DataInput!I477,NA())","v":"POE10"},{"$f":"IF($E478=DataInput!$B477,DataInput!J477,NA())","v":9.9999999999999998E-20},{"$f":"IF($E478=DataInput!$B477,DataInput!K477,NA())","v":0},null,null,"QLD Bulli Creek",null,null,null,null,false,null,null,{"$error":"#N/A"},{"$error":"#N/A"},{"$error":"#N/A"},{"$error":"#N/A"},{"$error":"#N/A"},{"$error":"#N/A"},{"$error":"#N/A"},{"$error":"#N/A"},{"$error":"#N/A"},{"$error":"#N/A"}]
[null,{"$f":"IF(DataInput!B478=$B$8,IF($B$9=$B$10,TRUE,IF(DataInput!E478=$B$9,TRUE,FALSE)))","v":true},null,null,{"$f":"IF(B479=TRUE,DataInput!B478,NA())","v":"QLD"},{"$f":"IF($E479=DataInput!$B478,DataInput!C478,NA())","v":"QBK2"},{"$f":"IF($E479=DataInput!$B478,DataInput!D478,NA())","v":"Bulli Creek"},{"$f":"IF($E479=DataInput!$B478,DataInput!E478,NA())","v":"Essential Energy"},{"$f":"IF($E479=DataInput!$B478,DataInput!F478,NA())","v":"Winter"},{"$f":"IF($E479=DataInput!$B478,DataInput!G478,NA())","v":"Non-Coincident"},{"$f":"IF($E479=DataInput!$B478,DataInput!H478,NA())","v":2023},{"$f":"IF($E479=DataInput!$B478,DataInput!I478,NA())","v":"POE10"},{"$f":"IF($E479=DataInput!$B478,DataInput!J478,NA())","v":9.9999999999999998E-20},{"$f":"IF($E479=DataInput!$B478,DataInput!K478,NA())","v":0},null,null,"QLD Bulli Creek",null,null,null,null,false,null,null,{"$error":"#N/A"},{"$error":"#N/A"},{"$error":"#N/A"},{"$error":"#N/A"},{"$error":"#N/A"},{"$error":"#N/A"},{"$error":"#N/A"},{"$error":"#N/A"},{"$error":"#N/A"},{"$error":"#N/A"}]
[null,{"$f":"IF(DataInput!B479=$B$8,IF($B$9=$B$10,TRUE,IF(DataInput!E479=$B$9,TRUE,FALSE)))","v":true},null,null,{"$f":"IF(B480=TRUE,DataInput!B479,NA())","v":"QLD"},{"$f":"IF($E480=DataInput!$B479,DataInput!C479,NA())","v":"QBK2"},{"$f":"IF($E480=DataInput!$B479,DataInput!D479,NA())","v":"Bulli Creek"},{"$f":"IF($E480=DataInput!$B479,DataInput!E479,NA())","v":"Essential Energy"},{"$f":"IF($E480=DataInput!$B479,DataInput!F479,NA())","v":"Winter"},{"$f":"IF($E480=DataInput!$B479,DataInput!G479,NA())","v":"Non-Coincident"},{"$f":"IF($E480=DataInput!$B479,DataInput!H479,NA())","v":2024},{"$f":"IF($E480=DataInput!$B479,DataInput!I479,NA())","v":"POE10"},{"$f":"IF($E480=DataInput!$B479,DataInput!J479,NA())","v":9.9999999999999998E-20},{"$f":"IF($E480=DataInput!$B479,DataInput!K479,NA())","v":0},null,null,"QLD Bulli Creek",null,null,null,null,false,null,null,{"$error":"#N/A"},{"$error":"#N/A"},{"$error":"#N/A"},{"$error":"#N/A"},{"$error":"#N/A"},{"$error":"#N/A"},{"$error":"#N/A"},{"$error":"#N/A"},{"$error":"#N/A"},{"$error":"#N/A"}]
[null,{"$f":"IF(DataInput!B480=$B$8,IF($B$9=$B$10,TRUE,IF(DataInput!E480=$B$9,TRUE,FALSE)))","v":true},null,null,{"$f":"IF(B481=TRUE,DataInput!B480,NA())","v":"QLD"},{"$f":"IF($E481=DataInput!$B480,DataInput!C480,NA())","v":"QBK2"},{"$f":"IF($E481=DataInput!$B480,DataInput!D480,NA())","v":"Bulli Creek"},{"$f":"IF($E481=DataInput!$B480,DataInput!E480,NA())","v":"Essential Energy"},{"$f":"IF($E481=DataInput!$B480,DataInput!F480,NA())","v":"Winter"},{"$f":"IF($E481=DataInput!$B480,DataInput!G480,NA())","v":"Non-Coincident"},{"$f":"IF($E481=DataInput!$B480,DataInput!H480,NA())","v":2025},{"$f":"IF($E481=DataInput!$B480,DataInput!I480,NA())","v":"POE10"},{"$f":"IF($E481=DataInput!$B480,DataInput!J480,NA())","v":9.9999999999999998E-20},{"$f":"IF($E481=DataInput!$B480,DataInput!K480,NA())","v":0},null,null,"QLD Bulli Creek",null,null,null,null,false,null,null,{"$error":"#N/A"},{"$error":"#N/A"},{"$error":"#N/A"},{"$error":"#N/A"},{"$error":"#N/A"},{"$error":"#N/A"},{"$error":"#N/A"},{"$error":"#N/A"},{"$error":"#N/A"},{"$error":"#N/A"}]
[null,{"$f":"IF(DataInput!B481=$B$8,IF($B$9=$B$10,TRUE,IF(DataInput!E481=$B$9,TRUE,FALSE)))","v":true},null,null,{"$f":"IF(B482=TRUE,DataInput!B481,NA())","v":"QLD"},{"$f":"IF($E482=DataInput!$B481,DataInput!C481,NA())","v":"QBK2"},{"$f":"IF($E482=DataInput!$B481,DataInput!D481,NA())","v":"Bulli Creek"},{"$f":"IF($E482=DataInput!$B481,DataInput!E481,NA())","v":"Essential Energy"},{"$f":"IF($E482=DataInput!$B481,DataInput!F481,NA())","v":"Winter"},{"$f":"IF($E482=DataInput!$B481,DataInput!G481,NA())","v":"Non-Coincident"},{"$f":"IF($E482=DataInput!$B481,DataInput!H481,NA())","v":2016},{"$f":"IF($E482=DataInput!$B481,DataInput!I481,NA())","v":"POE50"},{"$f":"IF($E482=DataInput!$B481,DataInput!J481,NA())","v":9.9999999999999998E-20},{"$f":"IF($E482=DataInput!$B481,DataInput!K481,NA())","v":0},null,null,"QLD Bulli Creek",null,null,null,null,false,null,null,{"$error":"#N/A"},{"$error":"#N/A"},{"$error":"#N/A"},{"$error":"#N/A"},{"$error":"#N/A"},{"$error":"#N/A"},{"$error":"#N/A"},{"$error":"#N/A"},{"$error":"#N/A"},{"$error":"#N/A"}]
[null,{"$f":"IF(DataInput!B482=$B$8,IF($B$9=$B$10,TRUE,IF(DataInput!E482=$B$9,TRUE,FALSE)))","v":true},null,null,{"$f":"IF(B483=TRUE,DataInput!B482,NA())","v":"QLD"},{"$f":"IF($E483=DataInput!$B482,DataInput!C482,NA())","v":"QBK2"},{"$f":"IF($E483=DataInput!$B482,DataInput!D482,NA())","v":"Bulli Creek"},{"$f":"IF($E483=DataInput!$B482,DataInput!E482,NA())","v":"Essential Energy"},{"$f":"IF($E483=DataInput!$B482,DataInput!F482,NA())","v":"Winter"},{"$f":"IF($E483=DataInput!$B482,DataInput!G482,NA())","v":"Non-Coincident"},{"$f":"IF($E483=DataInput!$B482,DataInput!H482,NA())","v":2017},{"$f":"IF($E483=DataInput!$B482,DataInput!I482,NA())","v":"POE50"},{"$f":"IF($E483=DataInput!$B482,DataInput!J482,NA())","v":9.9999999999999998E-20},{"$f":"IF($E483=DataInput!$B482,DataInput!K482,NA())","v":0},null,null,"QLD Bulli Creek",null,null,null,null,false,null,null,{"$error":"#N/A"},{"$error":"#N/A"},{"$error":"#N/A"},{"$error":"#N/A"},{"$error":"#N/A"},{"$error":"#N/A"},{"$error":"#N/A"},{"$error":"#N/A"},{"$error":"#N/A"},{"$error":"#N/A"}]
[null,{"$f":"IF(DataInput!B483=$B$8,IF($B$9=$B$10,TRUE,IF(DataInput!E483=$B$9,TRUE,FALSE)))","v":true},null,null,{"$f":"IF(B484=TRUE,DataInput!B483,NA())","v":"QLD"},{"$f":"IF($E484=DataInput!$B483,DataInput!C483,NA())","v":"QBK2"},{"$f":"IF($E484=DataInput!$B483,DataInput!D483,NA())","v":"Bulli Creek"},{"$f":"IF($E484=DataInput!$B483,DataInput!E483,NA())","v":"Essential Energy"},{"$f":"IF($E484=DataInput!$B483,DataInput!F483,NA())","v":"Winter"},{"$f":"IF($E484=DataInput!$B483,DataInput!G483,NA())","v":"Non-Coincident"},{"$f":"IF($E484=DataInput!$B483,DataInput!H483,NA())","v":2018},{"$f":"IF($E484=DataInput!$B483,DataInput!I483,NA())","v":"POE50"},{"$f":"IF($E484=DataInput!$B483,DataInput!J483,NA())","v":9.9999999999999998E-20},{"$f":"IF($E484=DataInput!$B483,DataInput!K483,NA())","v":0},null,null,"QLD Bulli Creek",null,null,null,null,false,null,null,{"$error":"#N/A"},{"$error":"#N/A"},{"$error":"#N/A"},{"$error":"#N/A"},{"$error":"#N/A"},{"$error":"#N/A"},{"$error":"#N/A"},{"$error":"#N/A"},{"$error":"#N/A"},{"$error":"#N/A"}]
[null,{"$f":"IF(DataInput!B484=$B$8,IF($B$9=$B$10,TRUE,IF(DataInput!E484=$B$9,TRUE,FALSE)))","v":true},null,null,{"$f":"IF(B485=TRUE,DataInput!B484,NA())","v":"QLD"},{"$f":"IF($E485=DataInput!$B484,DataInput!C484,NA())","v":"QBK2"},{"$f":"IF($E485=DataInput!$B484,DataInput!D484,NA())","v":"Bulli Creek"},{"$f":"IF($E485=DataInput!$B484,DataInput!E484,NA())","v":"Essential Energy"},{"$f":"IF($E485=DataInput!$B484,DataInput!F484,NA())","v":"Winter"},{"$f":"IF($E485=DataInput!$B484,DataInput!G484,NA())","v":"Non-Coincident"},{"$f":"IF($E485=DataInput!$B484,DataInput!H484,NA())","v":2019},{"$f":"IF($E485=DataInput!$B484,DataInput!I484,NA())","v":"POE50"},{"$f":"IF($E485=DataInput!$B484,DataInput!J484,NA())","v":9.9999999999999998E-20},{"$f":"IF($E485=DataInput!$B484,DataInput!K484,NA())","v":0},null,null,"QLD Bulli Creek",null,null,null,null,false,null,null,{"$error":"#N/A"},{"$error":"#N/A"},{"$error":"#N/A"},{"$error":"#N/A"},{"$error":"#N/A"},{"$error":"#N/A"},{"$error":"#N/A"},{"$error":"#N/A"},{"$error":"#N/A"},{"$error":"#N/A"}]
[null,{"$f":"IF(DataInput!B485=$B$8,IF($B$9=$B$10,TRUE,IF(DataInput!E485=$B$9,TRUE,FALSE)))","v":true},null,null,{"$f":"IF(B486=TRUE,DataInput!B485,NA())","v":"QLD"},{"$f":"IF($E486=DataInput!$B485,DataInput!C485,NA())","v":"QBK2"},{"$f":"IF($E486=DataInput!$B485,DataInput!D485,NA())","v":"Bulli Creek"},{"$f":"IF($E486=DataInput!$B485,DataInput!E485,NA())","v":"Essential Energy"},{"$f":"IF($E486=DataInput!$B485,DataInput!F485,NA())","v":"Winter"},{"$f":"IF($E486=DataInput!$B485,DataInput!G485,NA())","v":"Non-Coincident"},{"$f":"IF($E486=DataInput!$B485,DataInput!H485,NA())","v":2020},{"$f":"IF($E486=DataInput!$B485,DataInput!I485,NA())","v":"POE50"},{"$f":"IF($E486=DataInput!$B485,DataInput!J485,NA())","v":9.9999999999999998E-20},{"$f":"IF($E486=DataInput!$B485,DataInput!K485,NA())","v":0},null,null,"QLD Bulli Creek",null,null,null,null,false,null,null,{"$error":"#N/A"},{"$error":"#N/A"},{"$error":"#N/A"},{"$error":"#N/A"},{"$error":"#N/A"},{"$error":"#N/A"},{"$error":"#N/A"},{"$error":"#N/A"},{"$error":"#N/A"},{"$error":"#N/A"}]
[null,{"$f":"IF(DataInput!B486=$B$8,IF($B$9=$B$10,TRUE,IF(DataInput!E486=$B$9,TRUE,FALSE)))","v":true},null,null,{"$f":"IF(B487=TRUE,DataInput!B486,NA())","v":"QLD"},{"$f":"IF($E487=DataInput!$B486,DataInput!C486,NA())","v":"QBK2"},{"$f":"IF($E487=DataInput!$B486,DataInput!D486,NA())","v":"Bulli Creek"},{"$f":"IF($E487=DataInput!$B486,DataInput!E486,NA())","v":"Essential Energy"},{"$f":"IF($E487=DataInput!$B486,DataInput!F486,NA())","v":"Winter"},{"$f":"IF($E487=DataInput!$B486,DataInput!G486,NA())","v":"Non-Coincident"},{"$f":"IF($E487=DataInput!$B486,DataInput!H486,NA())","v":2021},{"$f":"IF($E487=DataInput!$B486,DataInput!I486,NA())","v":"POE50"},{"$f":"IF($E487=DataInput!$B486,DataInput!J486,NA())","v":9.9999999999999998E-20},{"$f":"IF($E487=DataInput!$B486,DataInput!K486,NA())","v":0},null,null,"QLD Bulli Creek",null,null,null,null,false,null,null,{"$error":"#N/A"},{"$error":"#N/A"},{"$error":"#N/A"},{"$error":"#N/A"},{"$error":"#N/A"},{"$error":"#N/A"},{"$error":"#N/A"},{"$error":"#N/A"},{"$error":"#N/A"},{"$error":"#N/A"}]
[null,{"$f":"IF(DataInput!B487=$B$8,IF($B$9=$B$10,TRUE,IF(DataInput!E487=$B$9,TRUE,FALSE)))","v":true},null,null,{"$f":"IF(B488=TRUE,DataInput!B487,NA())","v":"QLD"},{"$f":"IF($E488=DataInput!$B487,DataInput!C487,NA())","v":"QBK2"},{"$f":"IF($E488=DataInput!$B487,DataInput!D487,NA())","v":"Bulli Creek"},{"$f":"IF($E488=DataInput!$B487,DataInput!E487,NA())","v":"Essential Energy"},{"$f":"IF($E488=DataInput!$B487,DataInput!F487,NA())","v":"Winter"},{"$f":"IF($E488=DataInput!$B487,DataInput!G487,NA())","v":"Non-Coincident"},{"$f":"IF($E488=DataInput!$B487,DataInput!H487,NA())","v":2022},{"$f":"IF($E488=DataInput!$B487,DataInput!I487,NA())","v":"POE50"},{"$f":"IF($E488=DataInput!$B487,DataInput!J487,NA())","v":9.9999999999999998E-20},{"$f":"IF($E488=DataInput!$B487,DataInput!K487,NA())","v":0},null,null,"QLD Bulli Creek",null,null,null,null,false,null,null,{"$error":"#N/A"},{"$error":"#N/A"},{"$error":"#N/A"},{"$error":"#N/A"},{"$error":"#N/A"},{"$error":"#N/A"},{"$error":"#N/A"},{"$error":"#N/A"},{"$error":"#N/A"},{"$error":"#N/A"}]
[null,{"$f":"IF(DataInput!B488=$B$8,IF($B$9=$B$10,TRUE,IF(DataInput!E488=$B$9,TRUE,FALSE)))","v":true},null,null,{"$f":"IF(B489=TRUE,DataInput!B488,NA())","v":"QLD"},{"$f":"IF($E489=DataInput!$B488,DataInput!C488,NA())","v":"QBK2"},{"$f":"IF($E489=DataInput!$B488,DataInput!D488,NA())","v":"Bulli Creek"},{"$f":"IF($E489=DataInput!$B488,DataInput!E488,NA())","v":"Essential Energy"},{"$f":"IF($E489=DataInput!$B488,DataInput!F488,NA())","v":"Winter"},{"$f":"IF($E489=DataInput!$B488,DataInput!G488,NA())","v":"Non-Coincident"},{"$f":"IF($E489=DataInput!$B488,DataInput!H488,NA())","v":2023},{"$f":"IF($E489=DataInput!$B488,DataInput!I488,NA())","v":"POE50"},{"$f":"IF($E489=DataInput!$B488,DataInput!J488,NA())","v":9.9999999999999998E-20},{"$f":"IF($E489=DataInput!$B488,DataInput!K488,NA())","v":0},null,null,"QLD Bulli Creek",null,null,null,null,false,null,null,{"$error":"#N/A"},{"$error":"#N/A"},{"$error":"#N/A"},{"$error":"#N/A"},{"$error":"#N/A"},{"$error":"#N/A"},{"$error":"#N/A"},{"$error":"#N/A"},{"$error":"#N/A"},{"$error":"#N/A"}]
[null,{"$f":"IF(DataInput!B489=$B$8,IF($B$9=$B$10,TRUE,IF(DataInput!E489=$B$9,TRUE,FALSE)))","v":true},null,null,{"$f":"IF(B490=TRUE,DataInput!B489,NA())","v":"QLD"},{"$f":"IF($E490=DataInput!$B489,DataInput!C489,NA())","v":"QBK2"},{"$f":"IF($E490=DataInput!$B489,DataInput!D489,NA())","v":"Bulli Creek"},{"$f":"IF($E490=DataInput!$B489,DataInput!E489,NA())","v":"Essential Energy"},{"$f":"IF($E490=DataInput!$B489,DataInput!F489,NA())","v":"Winter"},{"$f":"IF($E490=DataInput!$B489,DataInput!G489,NA())","v":"Non-Coincident"},{"$f":"IF($E490=DataInput!$B489,DataInput!H489,NA())","v":2024},{"$f":"IF($E490=DataInput!$B489,DataInput!I489,NA())","v":"POE50"},{"$f":"IF($E490=DataInput!$B489,DataInput!J489,NA())","v":9.9999999999999998E-20},{"$f":"IF($E490=DataInput!$B489,DataInput!K489,NA())","v":0},null,null,"QLD Bulli Creek",null,null,null,null,false,null,null,{"$error":"#N/A"},{"$error":"#N/A"},{"$error":"#N/A"},{"$error":"#N/A"},{"$error":"#N/A"},{"$error":"#N/A"},{"$error":"#N/A"},{"$error":"#N/A"},{"$error":"#N/A"},{"$error":"#N/A"}]
[null,{"$f":"IF(DataInput!B490=$B$8,IF($B$9=$B$10,TRUE,IF(DataInput!E490=$B$9,TRUE,FALSE)))","v":true},null,null,{"$f":"IF(B491=TRUE,DataInput!B490,NA())","v":"QLD"},{"$f":"IF($E491=DataInput!$B490,DataInput!C490,NA())","v":"QBK2"},{"$f":"IF($E491=DataInput!$B490,DataInput!D490,NA())","v":"Bulli Creek"},{"$f":"IF($E491=DataInput!$B490,DataInput!E490,NA())","v":"Essential Energy"},{"$f":"IF($E491=DataInput!$B490,DataInput!F490,NA())","v":"Winter"},{"$f":"IF($E491=DataInput!$B490,DataInput!G490,NA())","v":"Non-Coincident"},{"$f":"IF($E491=DataInput!$B490,DataInput!H490,NA())","v":2025},{"$f":"IF($E491=DataInput!$B490,DataInput!I490,NA())","v":"POE50"},{"$f":"IF($E491=DataInput!$B490,DataInput!J490,NA())","v":9.9999999999999998E-20},{"$f":"IF($E491=DataInput!$B490,DataInput!K490,NA())","v":0},null,null,"QLD Bulli Creek",null,null,null,null,false,null,null,{"$error":"#N/A"},{"$error":"#N/A"},{"$error":"#N/A"},{"$error":"#N/A"},{"$error":"#N/A"},{"$error":"#N/A"},{"$error":"#N/A"},{"$error":"#N/A"},{"$error":"#N/A"},{"$error":"#N/A"}]
[null,{"$f":"IF(DataInput!B491=$B$8,IF($B$9=$B$10,TRUE,IF(DataInput!E491=$B$9,TRUE,FALSE)))","v":true},null,null,{"$f":"IF(B492=TRUE,DataInput!B491,NA())","v":"QLD"},{"$f":"IF($E492=DataInput!$B491,DataInput!C491,NA())","v":"QBKS"},{"$f":"IF($E492=DataInput!$B491,DataInput!D491,NA())","v":"Blackstone"},{"$f":"IF($E492=DataInput!$B491,DataInput!E491,NA())","v":"Energex"},{"$f":"IF($E492=DataInput!$B491,DataInput!F491,NA())","v":"Summer"},{"$f":"IF($E492=DataInput!$B491,DataInput!G491,NA())","v":"Non-Coincident"},{"$f":"IF($E492=DataInput!$B491,DataInput!H491,NA())","v":2017},{"$f":"IF($E492=DataInput!$B491,DataInput!I491,NA())","v":"POE10"},{"$f":"IF($E492=DataInput!$B491,DataInput!J491,NA())","v":100.494495919423},{"$f":"IF($E492=DataInput!$B491,DataInput!K491,NA())","v":1},null,null,"QLD Blackstone",null,null,null,null,false,null,null,{"$error":"#N/A"},{"$error":"#N/A"},{"$error":"#N/A"},{"$error":"#N/A"},{"$error":"#N/A"},{"$error":"#N/A"},{"$error":"#N/A"},{"$error":"#N/A"},{"$error":"#N/A"},{"$error":"#N/A"}]
[null,{"$f":"IF(DataInput!B492=$B$8,IF($B$9=$B$10,TRUE,IF(DataInput!E492=$B$9,TRUE,FALSE)))","v":true},null,null,{"$f":"IF(B493=TRUE,DataInput!B492,NA())","v":"QLD"},{"$f":"IF($E493=DataInput!$B492,DataInput!C492,NA())","v":"QBKS"},{"$f":"IF($E493=DataInput!$B492,DataInput!D492,NA())","v":"Blackstone"},{"$f":"IF($E493=DataInput!$B492,DataInput!E492,NA())","v":"Energex"},{"$f":"IF($E493=DataInput!$B492,DataInput!F492,NA())","v":"Summer"},{"$f":"IF($E493=DataInput!$B492,DataInput!G492,NA())","v":"Non-Coincident"},{"$f":"IF($E493=DataInput!$B492,DataInput!H492,NA())","v":2018},{"$f":"IF($E493=DataInput!$B492,DataInput!I492,NA())","v":"POE10"},{"$f":"IF($E493=DataInput!$B492,DataInput!J492,NA())","v":102.272614877515},{"$f":"IF($E493=DataInput!$B492,DataInput!K492,NA())","v":1},null,null,"QLD Blackstone",null,null,null,null,false,null,null,{"$error":"#N/A"},{"$error":"#N/A"},{"$error":"#N/A"},{"$error":"#N/A"},{"$error":"#N/A"},{"$error":"#N/A"},{"$error":"#N/A"},{"$error":"#N/A"},{"$error":"#N/A"},{"$error":"#N/A"}]
[null,{"$f":"IF(DataInput!B493=$B$8,IF($B$9=$B$10,TRUE,IF(DataInput!E493=$B$9,TRUE,FALSE)))","v":true},null,null,{"$f":"IF(B494=TRUE,DataInput!B493,NA())","v":"QLD"},{"$f":"IF($E494=DataInput!$B493,DataInput!C493,NA())","v":"QBKS"},{"$f":"IF($E494=DataInput!$B493,DataInput!D493,NA())","v":"Blackstone"},{"$f":"IF($E494=DataInput!$B493,DataInput!E493,NA())","v":"Energex"},{"$f":"IF($E494=DataInput!$B493,DataInput!F493,NA())","v":"Summer"},{"$f":"IF($E494=DataInput!$B493,DataInput!G493,NA())","v":"Non-Coincident"},{"$f":"IF($E494=DataInput!$B493,DataInput!H493,NA())","v":2019},{"$f":"IF($E494=DataInput!$B493,DataInput!I493,NA())","v":"POE10"},{"$f":"IF($E494=DataInput!$B493,DataInput!J493,NA())","v":106.34973972522},{"$f":"IF($E494=DataInput!$B493,DataInput!K493,NA())","v":1},null,null,"QLD Blackstone",null,null,null,null,false,null,null,{"$error":"#N/A"},{"$error":"#N/A"},{"$error":"#N/A"},{"$error":"#N/A"},{"$error":"#N/A"},{"$error":"#N/A"},{"$error":"#N/A"},{"$error":"#N/A"},{"$error":"#N/A"},{"$error":"#N/A"}]
[null,{"$f":"IF(DataInput!B494=$B$8,IF($B$9=$B$10,TRUE,IF(DataInput!E494=$B$9,TRUE,FALSE)))","v":true},null,null,{"$f":"IF(B495=TRUE,DataInput!B494,NA())","v":"QLD"},{"$f":"IF($E495=DataInput!$B494,DataInput!C494,NA())","v":"QBKS"},{"$f":"IF($E495=DataInput!$B494,DataInput!D494,NA())","v":"Blackstone"},{"$f":"IF($E495=DataInput!$B494,DataInput!E494,NA())","v":"Energex"},{"$f":"IF($E495=DataInput!$B494,DataInput!F494,NA())","v":"Summer"},{"$f":"IF($E495=DataInput!$B494,DataInput!G494,NA())","v":"Non-Coincident"},{"$f":"IF($E495=DataInput!$B494,DataInput!H494,NA())","v":2020},{"$f":"IF($E495=DataInput!$B494,DataInput!I494,NA())","v":"POE10"},{"$f":"IF($E495=DataInput!$B494,DataInput!J494,NA())","v":108.61194697102199},{"$f":"IF($E495=DataInput!$B494,DataInput!K494,NA())","v":1},null,null,"QLD Blackstone",null,null,null,null,false,null,null,{"$error":"#N/A"},{"$error":"#N/A"},{"$error":"#N/A"},{"$error":"#N/A"},{"$error":"#N/A"},{"$error":"#N/A"},{"$error":"#N/A"},{"$error":"#N/A"},{"$error":"#N/A"},{"$error":"#N/A"}]
[null,{"$f":"IF(DataInput!B495=$B$8,IF($B$9=$B$10,TRUE,IF(DataInput!E495=$B$9,TRUE,FALSE)))","v":true},null,null,{"$f":"IF(B496=TRUE,DataInput!B495,NA())","v":"QLD"},{"$f":"IF($E496=DataInput!$B495,DataInput!C495,NA())","v":"QBKS"},{"$f":"IF($E496=DataInput!$B495,DataInput!D495,NA())","v":"Blackstone"},{"$f":"IF($E496=DataInput!$B495,DataInput!E495,NA())","v":"Energex"},{"$f":"IF($E496=DataInput!$B495,DataInput!F495,NA())","v":"Summer"},{"$f":"IF($E496=DataInput!$B495,DataInput!G495,NA())","v":"Non-Coincident"},{"$f":"IF($E496=DataInput!$B495,DataInput!H495,NA())","v":2021},{"$f":"IF($E496=DataInput!$B495,DataInput!I495,NA())","v":"POE10"},{"$f":"IF($E496=DataInput!$B495,DataInput!J495,NA())","v":109.504846969882},{"$f":"IF($E496=DataInput!$B495,DataInput!K495,NA())","v":1},null,null,"QLD Blackstone",null,null,null,null,false,null,null,{"$error":"#N/A"},{"$error":"#N/A"},{"$error":"#N/A"},{"$error":"#N/A"},{"$error":"#N/A"},{"$error":"#N/A"},{"$error":"#N/A"},{"$error":"#N/A"},{"$error":"#N/A"},{"$error":"#N/A"}]
[null,{"$f":"IF(DataInput!B496=$B$8,IF($B$9=$B$10,TRUE,IF(DataInput!E496=$B$9,TRUE,FALSE)))","v":true},null,null,{"$f":"IF(B497=TRUE,DataInput!B496,NA())","v":"QLD"},{"$f":"IF($E497=DataInput!$B496,DataInput!C496,NA())","v":"QBKS"},{"$f":"IF($E497=DataInput!$B496,DataInput!D496,NA())","v":"Blackstone"},{"$f":"IF($E497=DataInput!$B496,DataInput!E496,NA())","v":"Energex"},{"$f":"IF($E497=DataInput!$B496,DataInput!F496,NA())","v":"Summer"},{"$f":"IF($E497=DataInput!$B496,DataInput!G496,NA())","v":"Non-Coincident"},{"$f":"IF($E497=DataInput!$B496,DataInput!H496,NA())","v":2022},{"$f":"IF($E497=DataInput!$B496,DataInput!I496,NA())","v":"POE10"},{"$f":"IF($E497=DataInput!$B496,DataInput!J496,NA())","v":110.99570134507501},{"$f":"IF($E497=DataInput!$B496,DataInput!K496,NA())","v":1},null,null,"QLD Blackstone",null,null,null,null,false,null,null,{"$error":"#N/A"},{"$error":"#N/A"},{"$error":"#N/A"},{"$error":"#N/A"},{"$error":"#N/A"},{"$error":"#N/A"},{"$error":"#N/A"},{"$error":"#N/A"},{"$error":"#N/A"},{"$error":"#N/A"}]
[null,{"$f":"IF(DataInput!B497=$B$8,IF($B$9=$B$10,TRUE,IF(DataInput!E497=$B$9,TRUE,FALSE)))","v":true},null,null,{"$f":"IF(B498=TRUE,DataInput!B497,NA())","v":"QLD"},{"$f":"IF($E498=DataInput!$B497,DataInput!C497,NA())","v":"QBKS"},{"$f":"IF($E498=DataInput!$B497,DataInput!D497,NA())","v":"Blackstone"},{"$f":"IF($E498=DataInput!$B497,DataInput!E497,NA())","v":"Energex"},{"$f":"IF($E498=DataInput!$B497,DataInput!F497,NA())","v":"Summer"},{"$f":"IF($E498=DataInput!$B497,DataInput!G497,NA())","v":"Non-Coincident"},{"$f":"IF($E498=DataInput!$B497,DataInput!H497,NA())","v":2023},{"$f":"IF($E498=DataInput!$B497,DataInput!I497,NA())","v":"POE10"},{"$f":"IF($E498=DataInput!$B497,DataInput!J497,NA())","v":111.463149868126},{"$f":"IF($E498=DataInput!$B497,DataInput!K497,NA())","v":1},null,null,"QLD Blackstone",null,null,null,null,false,null,null,{"$error":"#N/A"},{"$error":"#N/A"},{"$error":"#N/A"},{"$error":"#N/A"},{"$error":"#N/A"},{"$error":"#N/A"},{"$error":"#N/A"},{"$error":"#N/A"},{"$error":"#N/A"},{"$error":"#N/A"}]
[null,{"$f":"IF(DataInput!B498=$B$8,IF($B$9=$B$10,TRUE,IF(DataInput!E498=$B$9,TRUE,FALSE)))","v":true},null,null,{"$f":"IF(B499=TRUE,DataInput!B498,NA())","v":"QLD"},{"$f":"IF($E499=DataInput!$B498,DataInput!C498,NA())","v":"QBKS"},{"$f":"IF($E499=DataInput!$B498,DataInput!D498,NA())","v":"Blackstone"},{"$f":"IF($E499=DataInput!$B498,DataInput!E498,NA())","v":"Energex"},{"$f":"IF($E499=DataInput!$B498,DataInput!F498,NA())","v":"Summer"},{"$f":"IF($E499=DataInput!$B498,DataInput!G498,NA())","v":"Non-Coincident"},{"$f":"IF($E499=DataInput!$B498,DataInput!H498,NA())","v":2024},{"$f":"IF($E499=DataInput!$B498,DataInput!I498,NA())","v":"POE10"},{"$f":"IF($E499=DataInput!$B498,DataInput!J498,NA())","v":114.12478722192699},{"$f":"IF($E499=DataInput!$B498,DataInput!K498,NA())","v":1},null,null,"QLD Blackstone",null,null,null,null,false,null,null,{"$error":"#N/A"},{"$error":"#N/A"},{"$error":"#N/A"},{"$error":"#N/A"},{"$error":"#N/A"},{"$error":"#N/A"},{"$error":"#N/A"},{"$error":"#N/A"},{"$error":"#N/A"},{"$error":"#N/A"}]
[null,{"$f":"IF(DataInput!B499=$B$8,IF($B$9=$B$10,TRUE,IF(DataInput!E499=$B$9,TRUE,FALSE)))","v":true},null,null,{"$f":"IF(B500=TRUE,DataInput!B499,NA())","v":"QLD"},{"$f":"IF($E500=DataInput!$B499,DataInput!C499,NA())","v":"QBKS"},{"$f":"IF($E500=DataInput!$B499,DataInput!D499,NA())","v":"Blackstone"},{"$f":"IF($E500=DataInput!$B499,DataInput!E499,NA())","v":"Energex"},{"$f":"IF($E500=DataInput!$B499,DataInput!F499,NA())","v":"Summer"},{"$f":"IF($E500=DataInput!$B499,DataInput!G499,NA())","v":"Non-Coincident"},{"$f":"IF($E500=DataInput!$B499,DataInput!H499,NA())","v":2025},{"$f":"IF($E500=DataInput!$B499,DataInput!I499,NA())","v":"POE10"},{"$f":"IF($E500=DataInput!$B499,DataInput!J499,NA())","v":116.300704541315},{"$f":"IF($E500=DataInput!$B499,DataInput!K499,NA())","v":1},null,null,"QLD Blackstone",null,null,null,null,false,null,null,{"$error":"#N/A"},{"$error":"#N/A"},{"$error":"#N/A"},{"$error":"#N/A"},{"$error":"#N/A"},{"$error":"#N/A"},{"$error":"#N/A"},{"$error":"#N/A"},{"$error":"#N/A"},{"$error":"#N/A"}]
[null,{"$f":"IF(DataInput!B500=$B$8,IF($B$9=$B$10,TRUE,IF(DataInput!E500=$B$9,TRUE,FALSE)))","v":true},null,null,{"$f":"IF(B501=TRUE,DataInput!B500,NA())","v":"QLD"},{"$f":"IF($E501=DataInput!$B500,DataInput!C500,NA())","v":"QBKS"},{"$f":"IF($E501=DataInput!$B500,DataInput!D500,NA())","v":"Blackstone"},{"$f":"IF($E501=DataInput!$B500,DataInput!E500,NA())","v":"Energex"},{"$f":"IF($E501=DataInput!$B500,DataInput!F500,NA())","v":"Summer"},{"$f":"IF($E501=DataInput!$B500,DataInput!G500,NA())","v":"Non-Coincident"},{"$f":"IF($E501=DataInput!$B500,DataInput!H500,NA())","v":2026},{"$f":"IF($E501=DataInput!$B500,DataInput!I500,NA())","v":"POE10"},{"$f":"IF($E501=DataInput!$B500,DataInput!J500,NA())","v":116.989640769969},{"$f":"IF($E501=DataInput!$B500,DataInput!K500,NA())","v":1},null,null,"QLD Blackstone",null,null,null,null,false,null,null,{"$error":"#N/A"},{"$error":"#N/A"},{"$error":"#N/A"},{"$error":"#N/A"},{"$error":"#N/A"},{"$error":"#N/A"},{"$error":"#N/A"},{"$error":"#N/A"},{"$error":"#N/A"},{"$error":"#N/A"}]
[null,{"$f":"IF(DataInput!B501=$B$8,IF($B$9=$B$10,TRUE,IF(DataInput!E501=$B$9,TRUE,FALSE)))","v":true},null,null,{"$f":"IF(B502=TRUE,DataInput!B501,NA())","v":"QLD"},{"$f":"IF($E502=DataInput!$B501,DataInput!C501,NA())","v":"QBKS"},{"$f":"IF($E502=DataInput!$B501,DataInput!D501,NA())","v":"Blackstone"},{"$f":"IF($E502=DataInput!$B501,DataInput!E501,NA())","v":"Energex"},{"$f":"IF($E502=DataInput!$B501,DataInput!F501,NA())","v":"Summer"},{"$f":"IF($E502=DataInput!$B501,DataInput!G501,NA())","v":"Non-Coincident"},{"$f":"IF($E502=DataInput!$B501,DataInput!H501,NA())","v":2017},{"$f":"IF($E502=DataInput!$B501,DataInput!I501,NA())","v":"POE50"},{"$f":"IF($E502=DataInput!$B501,DataInput!J501,NA())","v":93.202225257896899},{"$f":"IF($E502=DataInput!$B501,DataInput!K501,NA())","v":1},null,null,"QLD Blackstone",null,null,null,null,false,null,null,{"$error":"#N/A"},{"$error":"#N/A"},{"$error":"#N/A"},{"$error":"#N/A"},{"$error":"#N/A"},{"$error":"#N/A"},{"$error":"#N/A"},{"$error":"#N/A"},{"$error":"#N/A"},{"$error":"#N/A"}]
[null,{"$f":"IF(DataInput!B502=$B$8,IF($B$9=$B$10,TRUE,IF(DataInput!E502=$B$9,TRUE,FALSE)))","v":true},null,null,{"$f":"IF(B503=TRUE,DataInput!B502,NA())","v":"QLD"},{"$f":"IF($E503=DataInput!$B502,DataInput!C502,NA())","v":"QBKS"},{"$f":"IF($E503=DataInput!$B502,DataInput!D502,NA())","v":"Blackstone"},{"$f":"IF($E503=DataInput!$B502,DataInput!E502,NA())","v":"Energex"},{"$f":"IF($E503=DataInput!$B502,DataInput!F502,NA())","v":"Summer"},{"$f":"IF($E503=DataInput!$B502,DataInput!G502,NA())","v":"Non-Coincident"},{"$f":"IF($E503=DataInput!$B502,DataInput!H502,NA())","v":2018},{"$f":"IF($E503=DataInput!$B502,DataInput!I502,NA())","v":"POE50"},{"$f":"IF($E503=DataInput!$B502,DataInput!J502,NA())","v":94.367560383051497},{"$f":"IF($E503=DataInput!$B502,DataInput!K502,NA())","v":1},null,null,"QLD Blackstone",null,null,null,null,false,null,null,{"$error":"#N/A"},{"$error":"#N/A"},{"$error":"#N/A"},{"$error":"#N/A"},{"$error":"#N/A"},{"$error":"#N/A"},{"$error":"#N/A"},{"$error":"#N/A"},{"$error":"#N/A"},{"$error":"#N/A"}]
[null,{"$f":"IF(DataInput!B503=$B$8,IF($B$9=$B$10,TRUE,IF(DataInput!E503=$B$9,TRUE,FALSE)))","v":true},null,null,{"$f":"IF(B504=TRUE,DataInput!B503,NA())","v":"QLD"},{"$f":"IF($E504=DataInput!$B503,DataInput!C503,NA())","v":"QBKS"},{"$f":"IF($E504=DataInput!$B503,DataInput!D503,NA())","v":"Blackstone"},{"$f":"IF($E504=DataInput!$B503,DataInput!E503,NA())","v":"Energex"},{"$f":"IF($E504=DataInput!$B503,DataInput!F503,NA())","v":"Summer"},{"$f":"IF($E504=DataInput!$B503,DataInput!G503,NA())","v":"Non-Coincident"},{"$f":"IF($E504=DataInput!$B503,DataInput!H503,NA())","v":2019},{"$f":"IF($E504=DataInput!$B503,DataInput!I503,NA())","v":"POE50"},{"$f":"IF($E504=DataInput!$B503,DataInput!J503,NA())","v":97.172444507669297},{"$f":"IF($E504=DataInput!$B503,DataInput!K503,NA())","v":1},null,null,"QLD Blackstone",null,null,null,null,false,null,null,{"$error":"#N/A"},{"$error":"#N/A"},{"$error":"#N/A"},{"$error":"#N/A"},{"$error":"#N/A"},{"$error":"#N/A"},{"$error":"#N/A"},{"$error":"#N/A"},{"$error":"#N/A"},{"$error":"#N/A"}]
[null,{"$f":"IF(DataInput!B504=$B$8,IF($B$9=$B$10,TRUE,IF(DataInput!E504=$B$9,TRUE,FALSE)))","v":true},null,null,{"$f":"IF(B505=TRUE,DataInput!B504,NA())","v":"QLD"},{"$f":"IF($E505=DataInput!$B504,DataInput!C504,NA())","v":"QBKS"},{"$f":"IF($E505=DataInput!$B504,DataInput!D504,NA())","v":"Blackstone"},{"$f":"IF($E505=DataInput!$B504,DataInput!E504,NA())","v":"Energex"},{"$f":"IF($E505=DataInput!$B504,DataInput!F504,NA())","v":"Summer"},{"$f":"IF($E505=DataInput!$B504,DataInput!G504,NA())","v":"Non-Coincident"},{"$f":"IF($E505=DataInput!$B504,DataInput!H504,NA())","v":2020},{"$f":"IF($E505=DataInput!$B504,DataInput!I504,NA())","v":"POE50"},{"$f":"IF($E505=DataInput!$B504,DataInput!J504,NA())","v":100.043849357737},{"$f":"IF($E505=DataInput!$B504,DataInput!K504,NA())","v":1},null,null,"QLD Blackstone",null,null,null,null,false,null,null,{"$error":"#N/A"},{"$error":"#N/A"},{"$error":"#N/A"},{"$error":"#N/A"},{"$error":"#N/A"},{"$error":"#N/A"},{"$error":"#N/A"},{"$error":"#N/A"},{"$error":"#N/A"},{"$error":"#N/A"}]
[null,{"$f":"IF(DataInput!B505=$B$8,IF($B$9=$B$10,TRUE,IF(DataInput!E505=$B$9,TRUE,FALSE)))","v":true},null,null,{"$f":"IF(B506=TRUE,DataInput!B505,NA())","v":"QLD"},{"$f":"IF($E506=DataInput!$B505,DataInput!C505,NA())","v":"QBKS"},{"$f":"IF($E506=DataInput!$B505,DataInput!D505,NA())","v":"Blackstone"},{"$f":"IF($E506=DataInput!$B505,DataInput!E505,NA())","v":"Energex"},{"$f":"IF($E506=DataInput!$B505,DataInput!F505,NA())","v":"Summer"},{"$f":"IF($E506=DataInput!$B505,DataInput!G505,NA())","v":"Non-Coincident"},{"$f":"IF($E506=DataInput!$B505,DataInput!H505,NA())","v":2021},{"$f":"IF($E506=DataInput!$B505,DataInput!I505,NA())","v":"POE50"},{"$f":"IF($E506=DataInput!$B505,DataInput!J505,NA())","v":100.100306563286},{"$f":"IF($E506=DataInput!$B505,DataInput!K505,NA())","v":1},null,null,"QLD Blackstone",null,null,null,null,false,null,null,{"$error":"#N/A"},{"$error":"#N/A"},{"$error":"#N/A"},{"$error":"#N/A"},{"$error":"#N/A"},{"$error":"#N/A"},{"$error":"#N/A"},{"$error":"#N/A"},{"$error":"#N/A"},{"$error":"#N/A"}]
[null,{"$f":"IF(DataInput!B506=$B$8,IF($B$9=$B$10,TRUE,IF(DataInput!E506=$B$9,TRUE,FALSE)))","v":true},null,null,{"$f":"IF(B507=TRUE,DataInput!B506,NA())","v":"QLD"},{"$f":"IF($E507=DataInput!$B506,DataInput!C506,NA())","v":"QBKS"},{"$f":"IF($E507=DataInput!$B506,DataInput!D506,NA())","v":"Blackstone"},{"$f":"IF($E507=DataInput!$B506,DataInput!E506,NA())","v":"Energex"},{"$f":"IF($E507=DataInput!$B506,DataInput!F506,NA())","v":"Summer"},{"$f":"IF($E507=DataInput!$B506,DataInput!G506,NA())","v":"Non-Coincident"},{"$f":"IF($E507=DataInput!$B506,DataInput!H506,NA())","v":2022},{"$f":"IF($E507=DataInput!$B506,DataInput!I506,NA())","v":"POE50"},{"$f":"IF($E507=DataInput!$B506,DataInput!J506,NA())","v":101.645462345208},{"$f":"IF($E507=DataInput!$B506,DataInput!K506,NA())","v":1},null,null,"QLD Blackstone",null,null,null,null,false,null,null,{"$error":"#N/A"},{"$error":"#N/A"},{"$error":"#N/A"},{"$error":"#N/A"},{"$error":"#N/A"},{"$error":"#N/A"},{"$error":"#N/A"},{"$error":"#N/A"},{"$error":"#N/A"},{"$error":"#N/A"}]
[null,{"$f":"IF(DataInput!B507=$B$8,IF($B$9=$B$10,TRUE,IF(DataInput!E507=$B$9,TRUE,FALSE)))","v":true},null,null,{"$f":"IF(B508=TRUE,DataInput!B507,NA())","v":"QLD"},{"$f":"IF($E508=DataInput!$B507,DataInput!C507,NA())","v":"QBKS"},{"$f":"IF($E508=DataInput!$B507,DataInput!D507,NA())","v":"Blackstone"},{"$f":"IF($E508=DataInput!$B507,DataInput!E507,NA())","v":"Energex"},{"$f":"IF($E508=DataInput!$B507,DataInput!F507,NA())","v":"Summer"},{"$f":"IF($E508=DataInput!$B507,DataInput!G507,NA())","v":"Non-Coincident"},{"$f":"IF($E508=DataInput!$B507,DataInput!H507,NA())","v":2023},{"$f":"IF($E508=DataInput!$B507,DataInput!I507,NA())","v":"POE50"},{"$f":"IF($E508=DataInput!$B507,DataInput!J507,NA())","v":103.448646382448},{"$f":"IF($E508=DataInput!$B507,DataInput!K507,NA())","v":1},null,null,"QLD Blackstone",null,null,null,null,false,null,null,{"$error":"#N/A"},{"$error":"#N/A"},{"$error":"#N/A"},{"$error":"#N/A"},{"$error":"#N/A"},{"$error":"#N/A"},{"$error":"#N/A"},{"$error":"#N/A"},{"$error":"#N/A"},{"$error":"#N/A"}]
[null,{"$f":"IF(DataInput!B508=$B$8,IF($B$9=$B$10,TRUE,IF(DataInput!E508=$B$9,TRUE,FALSE)))","v":true},null,null,{"$f":"IF(B509=TRUE,DataInput!B508,NA())","v":"QLD"},{"$f":"IF($E509=DataInput!$B508,DataInput!C508,NA())","v":"QBKS"},{"$f":"IF($E509=DataInput!$B508,DataInput!D508,NA())","v":"Blackstone"},{"$f":"IF($E509=DataInput!$B508,DataInput!E508,NA())","v":"Energex"},{"$f":"IF($E509=DataInput!$B508,DataInput!F508,NA())","v":"Summer"},{"$f":"IF($E509=DataInput!$B508,DataInput!G508,NA())","v":"Non-Coincident"},{"$f":"IF($E509=DataInput!$B508,DataInput!H508,NA())","v":2024},{"$f":"IF($E509=DataInput!$B508,DataInput!I508,NA())","v":"POE50"},{"$f":"IF($E509=DataInput!$B508,DataInput!J508,NA())","v":105.28281856870601},{"$f":"IF($E509=DataInput!$B508,DataInput!K508,NA())","v":1},null,null,"QLD Blackstone",null,null,null,null,false,null,null,{"$error":"#N/A"},{"$error":"#N/A"},{"$error":"#N/A"},{"$error":"#N/A"},{"$error":"#N/A"},{"$error":"#N/A"},{"$error":"#N/A"},{"$error":"#N/A"},{"$error":"#N/A"},{"$error":"#N/A"}]
[null,{"$f":"IF(DataInput!B509=$B$8,IF($B$9=$B$10,TRUE,IF(DataInput!E509=$B$9,TRUE,FALSE)))","v":true},null,null,{"$f":"IF(B510=TRUE,DataInput!B509,NA())","v":"QLD"},{"$f":"IF($E510=DataInput!$B509,DataInput!C509,NA())","v":"QBKS"},{"$f":"IF($E510=DataInput!$B509,DataInput!D509,NA())","v":"Blackstone"},{"$f":"IF($E510=DataInput!$B509,DataInput!E509,NA())","v":"Energex"},{"$f":"IF($E510=DataInput!$B509,DataInput!F509,NA())","v":"Summer"},{"$f":"IF($E510=DataInput!$B509,DataInput!G509,NA())","v":"Non-Coincident"},{"$f":"IF($E510=DataInput!$B509,DataInput!H509,NA())","v":2025},{"$f":"IF($E510=DataInput!$B509,DataInput!I509,NA())","v":"POE50"},{"$f":"IF($E510=DataInput!$B509,DataInput!J509,NA())","v":106.409732629982},{"$f":"IF($E510=DataInput!$B509,DataInput!K509,NA())","v":1},null,null,"QLD Blackstone",null,null,null,null,false,null,null,{"$error":"#N/A"},{"$error":"#N/A"},{"$error":"#N/A"},{"$error":"#N/A"},{"$error":"#N/A"},{"$error":"#N/A"},{"$error":"#N/A"},{"$error":"#N/A"},{"$error":"#N/A"},{"$error":"#N/A"}]
[null,{"$f":"IF(DataInput!B510=$B$8,IF($B$9=$B$10,TRUE,IF(DataInput!E510=$B$9,TRUE,FALSE)))","v":true},null,null,{"$f":"IF(B511=TRUE,DataInput!B510,NA())","v":"QLD"},{"$f":"IF($E511=DataInput!$B510,DataInput!C510,NA())","v":"QBKS"},{"$f":"IF($E511=DataInput!$B510,DataInput!D510,NA())","v":"Blackstone"},{"$f":"IF($E511=DataInput!$B510,DataInput!E510,NA())","v":"Energex"},{"$f":"IF($E511=DataInput!$B510,DataInput!F510,NA())","v":"Summer"},{"$f":"IF($E511=DataInput!$B510,DataInput!G510,NA())","v":"Non-Coincident"},{"$f":"IF($E511=DataInput!$B510,DataInput!H510,NA())","v":2026},{"$f":"IF($E511=DataInput!$B510,DataInput!I510,NA())","v":"POE50"},{"$f":"IF($E511=DataInput!$B510,DataInput!J510,NA())","v":107.040916380507},{"$f":"IF($E511=DataInput!$B510,DataInput!K510,NA())","v":1},null,null,"QLD Blackstone",null,null,null,null,false,null,null,{"$error":"#N/A"},{"$error":"#N/A"},{"$error":"#N/A"},{"$error":"#N/A"},{"$error":"#N/A"},{"$error":"#N/A"},{"$error":"#N/A"},{"$error":"#N/A"},{"$error":"#N/A"},{"$error":"#N/A"}]
[null,{"$f":"IF(DataInput!B511=$B$8,IF($B$9=$B$10,TRUE,IF(DataInput!E511=$B$9,TRUE,FALSE)))","v":true},null,null,{"$f":"IF(B512=TRUE,DataInput!B511,NA())","v":"QLD"},{"$f":"IF($E512=DataInput!$B511,DataInput!C511,NA())","v":"QBKS"},{"$f":"IF($E512=DataInput!$B511,DataInput!D511,NA())","v":"Blackstone"},{"$f":"IF($E512=DataInput!$B511,DataInput!E511,NA())","v":"Energex"},{"$f":"IF($E512=DataInput!$B511,DataInput!F511,NA())","v":"Winter"},{"$f":"IF($E512=DataInput!$B511,DataInput!G511,NA())","v":"Non-Coincident"},{"$f":"IF($E512=DataInput!$B511,DataInput!H511,NA())","v":2016},{"$f":"IF($E512=DataInput!$B511,DataInput!I511,NA())","v":"POE10"},{"$f":"IF($E512=DataInput!$B511,DataInput!J511,NA())","v":72.470918734245402},{"$f":"IF($E512=DataInput!$B511,DataInput!K511,NA())","v":1},null,null,"QLD Blackstone",null,null,null,null,false,null,null,{"$error":"#N/A"},{"$error":"#N/A"},{"$error":"#N/A"},{"$error":"#N/A"},{"$error":"#N/A"},{"$error":"#N/A"},{"$error":"#N/A"},{"$error":"#N/A"},{"$error":"#N/A"},{"$error":"#N/A"}]
[null,{"$f":"IF(DataInput!B512=$B$8,IF($B$9=$B$10,TRUE,IF(DataInput!E512=$B$9,TRUE,FALSE)))","v":true},null,null,{"$f":"IF(B513=TRUE,DataInput!B512,NA())","v":"QLD"},{"$f":"IF($E513=DataInput!$B512,DataInput!C512,NA())","v":"QBKS"},{"$f":"IF($E513=DataInput!$B512,DataInput!D512,NA())","v":"Blackstone"},{"$f":"IF($E513=DataInput!$B512,DataInput!E512,NA())","v":"Energex"},{"$f":"IF($E513=DataInput!$B512,DataInput!F512,NA())","v":"Winter"},{"$f":"IF($E513=DataInput!$B512,DataInput!G512,NA())","v":"Non-Coincident"},{"$f":"IF($E513=DataInput!$B512,DataInput!H512,NA())","v":2017},{"$f":"IF($E513=DataInput!$B512,DataInput!I512,NA())","v":"POE10"},{"$f":"IF($E513=DataInput!$B512,DataInput!J512,NA())","v":75.205387232053596},{"$f":"IF($E513=DataInput!$B512,DataInput!K512,NA())","v":1},null,null,"QLD Blackstone",null,null,null,null,false,null,null,{"$error":"#N/A"},{"$error":"#N/A"},{"$error":"#N/A"},{"$error":"#N/A"},{"$error":"#N/A"},{"$error":"#N/A"},{"$error":"#N/A"},{"$error":"#N/A"},{"$error":"#N/A"},{"$error":"#N/A"}]
[null,{"$f":"IF(DataInput!B513=$B$8,IF($B$9=$B$10,TRUE,IF(DataInput!E513=$B$9,TRUE,FALSE)))","v":true},null,null,{"$f":"IF(B514=TRUE,DataInput!B513,NA())","v":"QLD"},{"$f":"IF($E514=DataInput!$B513,DataInput!C513,NA())","v":"QBKS"},{"$f":"IF($E514=DataInput!$B513,DataInput!D513,NA())","v":"Blackstone"},{"$f":"IF($E514=DataInput!$B513,DataInput!E513,NA())","v":"Energex"},{"$f":"IF($E514=DataInput!$B513,DataInput!F513,NA())","v":"Winter"},{"$f":"IF($E514=DataInput!$B513,DataInput!G513,NA())","v":"Non-Coincident"},{"$f":"IF($E514=DataInput!$B513,DataInput!H513,NA())","v":2018},{"$f":"IF($E514=DataInput!$B513,DataInput!I513,NA())","v":"POE10"},{"$f":"IF($E514=DataInput!$B513,DataInput!J513,NA())","v":81.442765988924606},{"$f":"IF($E514=DataInput!$B513,DataInput!K513,NA())","v":1},null,null,"QLD Blackstone",null,null,null,null,false,null,null,{"$error":"#N/A"},{"$error":"#N/A"},{"$error":"#N/A"},{"$error":"#N/A"},{"$error":"#N/A"},{"$error":"#N/A"},{"$error":"#N/A"},{"$error":"#N/A"},{"$error":"#N/A"},{"$error":"#N/A"}]
[null,{"$f":"IF(DataInput!B514=$B$8,IF($B$9=$B$10,TRUE,IF(DataInput!E514=$B$9,TRUE,FALSE)))","v":true},null,null,{"$f":"IF(B515=TRUE,DataInput!B514,NA())","v":"QLD"},{"$f":"IF($E515=DataInput!$B514,DataInput!C514,NA())","v":"QBKS"},{"$f":"IF($E515=DataInput!$B514,DataInput!D514,NA())","v":"Blackstone"},{"$f":"IF($E515=DataInput!$B514,DataInput!E514,NA())","v":"Energex"},{"$f":"IF($E515=DataInput!$B514,DataInput!F514,NA())","v":"Winter"},{"$f":"IF($E515=DataInput!$B514,DataInput!G514,NA())","v":"Non-Coincident"},{"$f":"IF($E515=DataInput!$B514,DataInput!H514,NA())","v":2019},{"$f":"IF($E515=DataInput!$B514,DataInput!I514,NA())","v":"POE10"},{"$f":"IF($E515=DataInput!$B514,DataInput!J514,NA())","v":83.4500902595383},{"$f":"IF($E515=DataInput!$B514,DataInput!K514,NA())","v":1},null,null,"QLD Blackstone",null,null,null,null,false,null,null,{"$error":"#N/A"},{"$error":"#N/A"},{"$error":"#N/A"},{"$error":"#N/A"},{"$error":"#N/A"},{"$error":"#N/A"},{"$error":"#N/A"},{"$error":"#N/A"},{"$error":"#N/A"},{"$error":"#N/A"}]
[null,{"$f":"IF(DataInput!B515=$B$8,IF($B$9=$B$10,TRUE,IF(DataInput!E515=$B$9,TRUE,FALSE)))","v":true},null,null,{"$f":"IF(B516=TRUE,DataInput!B515,NA())","v":"QLD"},{"$f":"IF($E516=DataInput!$B515,DataInput!C515,NA())","v":"QBKS"},{"$f":"IF($E516=DataInput!$B515,DataInput!D515,NA())","v":"Blackstone"},{"$f":"IF($E516=DataInput!$B515,DataInput!E515,NA())","v":"Energex"},{"$f":"IF($E516=DataInput!$B515,DataInput!F515,NA())","v":"Winter"},{"$f":"IF($E516=DataInput!$B515,DataInput!G515,NA())","v":"Non-Coincident"},{"$f":"IF($E516=DataInput!$B515,DataInput!H515,NA())","v":2020},{"$f":"IF($E516=DataInput!$B515,DataInput!I515,NA())","v":"POE10"},{"$f":"IF($E516=DataInput!$B515,DataInput!J515,NA())","v":83.929131038011406},{"$f":"IF($E516=DataInput!$B515,DataInput!K515,NA())","v":1},null,null,"QLD Blackstone",null,null,null,null,false,null,null,{"$error":"#N/A"},{"$error":"#N/A"},{"$error":"#N/A"},{"$error":"#N/A"},{"$error":"#N/A"},{"$error":"#N/A"},{"$error":"#N/A"},{"$error":"#N/A"},{"$error":"#N/A"},{"$error":"#N/A"}]
[null,{"$f":"IF(DataInput!B516=$B$8,IF($B$9=$B$10,TRUE,IF(DataInput!E516=$B$9,TRUE,FALSE)))","v":true},null,null,{"$f":"IF(B517=TRUE,DataInput!B516,NA())","v":"QLD"},{"$f":"IF($E517=DataInput!$B516,DataInput!C516,NA())","v":"QBKS"},{"$f":"IF($E517=DataInput!$B516,DataInput!D516,NA())","v":"Blackstone"},{"$f":"IF($E517=DataInput!$B516,DataInput!E516,NA())","v":"Energex"},{"$f":"IF($E517=DataInput!$B516,DataInput!F516,NA())","v":"Winter"},{"$f":"IF($E517=DataInput!$B516,DataInput!G516,NA())","v":"Non-Coincident"},{"$f":"IF($E517=DataInput!$B516,DataInput!H516,NA())","v":2021},{"$f":"IF($E517=DataInput!$B516,DataInput!I516,NA())","v":"POE10"},{"$f":"IF($E517=DataInput!$B516,DataInput!J516,NA())","v":83.293722746909793},{"$f":"IF($E517=DataInput!$B516,DataInput!K516,NA())","v":1},null,null,"QLD Blackstone",null,null,null,null,false,null,null,{"$error":"#N/A"},{"$error":"#N/A"},{"$error":"#N/A"},{"$error":"#N/A"},{"$error":"#N/A"},{"$error":"#N/A"},{"$error":"#N/A"},{"$error":"#N/A"},{"$error":"#N/A"},{"$error":"#N/A"}]
[null,{"$f":"IF(DataInput!B517=$B$8,IF($B$9=$B$10,TRUE,IF(DataInput!E517=$B$9,TRUE,FALSE)))","v":true},null,null,{"$f":"IF(B518=TRUE,DataInput!B517,NA())","v":"QLD"},{"$f":"IF($E518=DataInput!$B517,DataInput!C517,NA())","v":"QBKS"},{"$f":"IF($E518=DataInput!$B517,DataInput!D517,NA())","v":"Blackstone"},{"$f":"IF($E518=DataInput!$B517,DataInput!E517,NA())","v":"Energex"},{"$f":"IF($E518=DataInput!$B517,DataInput!F517,NA())","v":"Winter"},{"$f":"IF($E518=DataInput!$B517,DataInput!G517,NA())","v":"Non-Coincident"},{"$f":"IF($E518=DataInput!$B517,DataInput!H517,NA())","v":2022},{"$f":"IF($E518=DataInput!$B517,DataInput!I517,NA())","v":"POE10"},{"$f":"IF($E518=DataInput!$B517,DataInput!J517,NA())","v":84.601981324781505},{"$f":"IF($E518=DataInput!$B517,DataInput!K517,NA())","v":1},null,null,"QLD Blackstone",null,null,null,null,false,null,null,{"$error":"#N/A"},{"$error":"#N/A"},{"$error":"#N/A"},{"$error":"#N/A"},{"$error":"#N/A"},{"$error":"#N/A"},{"$error":"#N/A"},{"$error":"#N/A"},{"$error":"#N/A"},{"$error":"#N/A"}]
[null,{"$f":"IF(DataInput!B518=$B$8,IF($B$9=$B$10,TRUE,IF(DataInput!E518=$B$9,TRUE,FALSE)))","v":true},null,null,{"$f":"IF(B519=TRUE,DataInput!B518,NA())","v":"QLD"},{"$f":"IF($E519=DataInput!$B518,DataInput!C518,NA())","v":"QBKS"},{"$f":"IF($E519=DataInput!$B518,DataInput!D518,NA())","v":"Blackstone"},{"$f":"IF($E519=DataInput!$B518,DataInput!E518,NA())","v":"Energex"},{"$f":"IF($E519=DataInput!$B518,DataInput!F518,NA())","v":"Winter"},{"$f":"IF($E519=DataInput!$B518,DataInput!G518,NA())","v":"Non-Coincident"},{"$f":"IF($E519=DataInput!$B518,DataInput!H518,NA())","v":2023},{"$f":"IF($E519=DataInput!$B518,DataInput!I518,NA())","v":"POE10"},{"$f":"IF($E519=DataInput!$B518,DataInput!J518,NA())","v":85.480722920449494},{"$f":"IF($E519=DataInput!$B518,DataInput!K518,NA())","v":1},null,null,"QLD Blackstone",null,null,null,null,false,null,null,{"$error":"#N/A"},{"$error":"#N/A"},{"$error":"#N/A"},{"$error":"#N/A"},{"$error":"#N/A"},{"$error":"#N/A"},{"$error":"#N/A"},{"$error":"#N/A"},{"$error":"#N/A"},{"$error":"#N/A"}]
[null,{"$f":"IF(DataInput!B519=$B$8,IF($B$9=$B$10,TRUE,IF(DataInput!E519=$B$9,TRUE,FALSE)))","v":true},null,null,{"$f":"IF(B520=TRUE,DataInput!B519,NA())","v":"QLD"},{"$f":"IF($E520=DataInput!$B519,DataInput!C519,NA())","v":"QBKS"},{"$f":"IF($E520=DataInput!$B519,DataInput!D519,NA())","v":"Blackstone"},{"$f":"IF($E520=DataInput!$B519,DataInput!E519,NA())","v":"Energex"},{"$f":"IF($E520=DataInput!$B519,DataInput!F519,NA())","v":"Winter"},{"$f":"IF($E520=DataInput!$B519,DataInput!G519,NA())","v":"Non-Coincident"},{"$f":"IF($E520=DataInput!$B519,DataInput!H519,NA())","v":2024},{"$f":"IF($E520=DataInput!$B519,DataInput!I519,NA())","v":"POE10"},{"$f":"IF($E520=DataInput!$B519,DataInput!J519,NA())","v":88.705553443464893},{"$f":"IF($E520=DataInput!$B519,DataInput!K519,NA())","v":1},null,null,"QLD Blackstone",null,null,null,null,false,null,null,{"$error":"#N/A"},{"$error":"#N/A"},{"$error":"#N/A"},{"$error":"#N/A"},{"$error":"#N/A"},{"$error":"#N/A"},{"$error":"#N/A"},{"$error":"#N/A"},{"$error":"#N/A"},{"$error":"#N/A"}]
[null,{"$f":"IF(DataInput!B520=$B$8,IF($B$9=$B$10,TRUE,IF(DataInput!E520=$B$9,TRUE,FALSE)))","v":true},null,null,{"$f":"IF(B521=TRUE,DataInput!B520,NA())","v":"QLD"},{"$f":"IF($E521=DataInput!$B520,DataInput!C520,NA())","v":"QBKS"},{"$f":"IF($E521=DataInput!$B520,DataInput!D520,NA())","v":"Blackstone"},{"$f":"IF($E521=DataInput!$B520,DataInput!E520,NA())","v":"Energex"},{"$f":"IF($E521=DataInput!$B520,DataInput!F520,NA())","v":"Winter"},{"$f":"IF($E521=DataInput!$B520,DataInput!G520,NA())","v":"Non-Coincident"},{"$f":"IF($E521=DataInput!$B520,DataInput!H520,NA())","v":2025},{"$f":"IF($E521=DataInput!$B520,DataInput!I520,NA())","v":"POE10"},{"$f":"IF($E521=DataInput!$B520,DataInput!J520,NA())","v":89.575672144998407},{"$f":"IF($E521=DataInput!$B520,DataInput!K520,NA())","v":1},null,null,"QLD Blackstone",null,null,null,null,false,null,null,{"$error":"#N/A"},{"$error":"#N/A"},{"$error":"#N/A"},{"$error":"#N/A"},{"$error":"#N/A"},{"$error":"#N/A"},{"$error":"#N/A"},{"$error":"#N/A"},{"$error":"#N/A"},{"$error":"#N/A"}]
[null,{"$f":"IF(DataInput!B521=$B$8,IF($B$9=$B$10,TRUE,IF(DataInput!E521=$B$9,TRUE,FALSE)))","v":true},null,null,{"$f":"IF(B522=TRUE,DataInput!B521,NA())","v":"QLD"},{"$f":"IF($E522=DataInput!$B521,DataInput!C521,NA())","v":"QBKS"},{"$f":"IF($E522=DataInput!$B521,DataInput!D521,NA())","v":"Blackstone"},{"$f":"IF($E522=DataInput!$B521,DataInput!E521,NA())","v":"Energex"},{"$f":"IF($E522=DataInput!$B521,DataInput!F521,NA())","v":"Winter"},{"$f":"IF($E522=DataInput!$B521,DataInput!G521,NA())","v":"Non-Coincident"},{"$f":"IF($E522=DataInput!$B521,DataInput!H521,NA())","v":2016},{"$f":"IF($E522=DataInput!$B521,DataInput!I521,NA())","v":"POE50"},{"$f":"IF($E522=DataInput!$B521,DataInput!J521,NA())","v":71.457372098534293},{"$f":"IF($E522=DataInput!$B521,DataInput!K521,NA())","v":1},null,null,"QLD Blackstone",null,null,null,null,false,null,null,{"$error":"#N/A"},{"$error":"#N/A"},{"$error":"#N/A"},{"$error":"#N/A"},{"$error":"#N/A"},{"$error":"#N/A"},{"$error":"#N/A"},{"$error":"#N/A"},{"$error":"#N/A"},{"$error":"#N/A"}]
[null,{"$f":"IF(DataInput!B522=$B$8,IF($B$9=$B$10,TRUE,IF(DataInput!E522=$B$9,TRUE,FALSE)))","v":true},null,null,{"$f":"IF(B523=TRUE,DataInput!B522,NA())","v":"QLD"},{"$f":"IF($E523=DataInput!$B522,DataInput!C522,NA())","v":"QBKS"},{"$f":"IF($E523=DataInput!$B522,DataInput!D522,NA())","v":"Blackstone"},{"$f":"IF($E523=DataInput!$B522,DataInput!E522,NA())","v":"Energex"},{"$f":"IF($E523=DataInput!$B522,DataInput!F522,NA())","v":"Winter"},{"$f":"IF($E523=DataInput!$B522,DataInput!G522,NA())","v":"Non-Coincident"},{"$f":"IF($E523=DataInput!$B522,DataInput!H522,NA())","v":2017},{"$f":"IF($E523=DataInput!$B522,DataInput!I522,NA())","v":"POE50"},{"$f":"IF($E523=DataInput!$B522,DataInput!J522,NA())","v":74.112948683624495},{"$f":"IF($E523=DataInput!$B522,DataInput!K522,NA())","v":1},null,null,"QLD Blackstone",null,null,null,null,false,null,null,{"$error":"#N/A"},{"$error":"#N/A"},{"$error":"#N/A"},{"$error":"#N/A"},{"$error":"#N/A"},{"$error":"#N/A"},{"$error":"#N/A"},{"$error":"#N/A"},{"$error":"#N/A"},{"$error":"#N/A"}]
[null,{"$f":"IF(DataInput!B523=$B$8,IF($B$9=$B$10,TRUE,IF(DataInput!E523=$B$9,TRUE,FALSE)))","v":true},null,null,{"$f":"IF(B524=TRUE,DataInput!B523,NA())","v":"QLD"},{"$f":"IF($E524=DataInput!$B523,DataInput!C523,NA())","v":"QBKS"},{"$f":"IF($E524=DataInput!$B523,DataInput!D523,NA())","v":"Blackstone"},{"$f":"IF($E524=DataInput!$B523,DataInput!E523,NA())","v":"Energex"},{"$f":"IF($E524=DataInput!$B523,DataInput!F523,NA())","v":"Winter"},{"$f":"IF($E524=DataInput!$B523,DataInput!G523,NA())","v":"Non-Coincident"},{"$f":"IF($E524=DataInput!$B523,DataInput!H523,NA())","v":2018},{"$f":"IF($E524=DataInput!$B523,DataInput!I523,NA())","v":"POE50"},{"$f":"IF($E524=DataInput!$B523,DataInput!J523,NA())","v":79.290461443724894},{"$f":"IF($E524=DataInput!$B523,DataInput!K523,NA())","v":1},null,null,{"$f":"IF(OR(ISERROR(E524),ISERROR(G524)),\"  \",E524&\" \"&G524)","v":"QLD Blackstone"},null,null,null,null,{"$f":"IF(ISERROR(G524),FALSE,IF($V$9=G524,TRUE,FALSE))","v":false},null,null,{"$f":"IF($V524=TRUE,E524,NA())","v":{"$error":"#N/A"}},{"$error":"#N/A"},{"$error":"#N/A"},{"$error":"#N/A"},{"$error":"#N/A"},{"$error":"#N/A"},{"$error":"#N/A"},{"$error":"#N/A"},{"$error":"#N/A"},{"$error":"#N/A"}]
[null,{"$f":"IF(DataInput!B524=$B$8,IF($B$9=$B$10,TRUE,IF(DataInput!E524=$B$9,TRUE,FALSE)))","v":true},null,null,{"$f":"IF(B525=TRUE,DataInput!B524,NA())","v":"QLD"},{"$f":"IF($E525=DataInput!$B524,DataInput!C524,NA())","v":"QBKS"},{"$f":"IF($E525=DataInput!$B524,DataInput!D524,NA())","v":"Blackstone"},{"$f":"IF($E525=DataInput!$B524,DataInput!E524,NA())","v":"Energex"},{"$f":"IF($E525=DataInput!$B524,DataInput!F524,NA())","v":"Winter"},{"$f":"IF($E525=DataInput!$B524,DataInput!G524,NA())","v":"Non-Coincident"},{"$f":"IF($E525=DataInput!$B524,DataInput!H524,NA())","v":2019},{"$f":"IF($E525=DataInput!$B524,DataInput!I524,NA())","v":"POE50"},{"$f":"IF($E525=DataInput!$B524,DataInput!J524,NA())","v":80.657064374391993},{"$f":"IF($E525=DataInput!$B524,DataInput!K524,NA())","v":1},null,null,"QLD Blackstone",null,null,null,null,false,null,null,{"$error":"#N/A"},{"$f":"IF($V525=TRUE,F525,NA())","v":{"$error":"#N/A"}},{"$f":"IF($V525=TRUE,G525,NA())","v":{"$error":"#N/A"}},{"$f":"IF($V525=TRUE,H525,NA())","v":{"$error":"#N/A"}},{"$f":"IF($V525=TRUE,I525,NA())","v":{"$error":"#N/A"}},{"$f":"IF($V525=TRUE,J525,NA())","v":{"$error":"#N/A"}},{"$f":"IF($V525=TRUE,K525,NA())","v":{"$error":"#N/A"}},{"$f":"IF($V525=TRUE,L525,NA())","v":{"$error":"#N/A"}},{"$f":"IF($V525=TRUE,M525,NA())","v":{"$error":"#N/A"}},{"$f":"IF($V525=TRUE,N525,NA())","v":{"$error":"#N/A"}}]
[null,{"$f":"IF(DataInput!B525=$B$8,IF($B$9=$B$10,TRUE,IF(DataInput!E525=$B$9,TRUE,FALSE)))","v":true},null,null,{"$f":"IF(B526=TRUE,DataInput!B525,NA())","v":"QLD"},{"$f":"IF($E526=DataInput!$B525,DataInput!C525,NA())","v":"QBKS"},{"$f":"IF($E526=DataInput!$B525,DataInput!D525,NA())","v":"Blackstone"},{"$f":"IF($E526=DataInput!$B525,DataInput!E525,NA())","v":"Energex"},{"$f":"IF($E526=DataInput!$B525,DataInput!F525,NA())","v":"Winter"},{"$f":"IF($E526=DataInput!$B525,DataInput!G525,NA())","v":"Non-Coincident"},{"$f":"IF($E526=DataInput!$B525,DataInput!H525,NA())","v":2020},{"$f":"IF($E526=DataInput!$B525,DataInput!I525,NA())","v":"POE50"},{"$f":"IF($E526=DataInput!$B525,DataInput!J525,NA())","v":81.067100374819702},{"$f":"IF($E526=DataInput!$B525,DataInput!K525,NA())","v":1},null,null,"QLD Blackstone",null,null,null,null,false,null,null,{"$error":"#N/A"},{"$error":"#N/A"},{"$error":"#N/A"},{"$error":"#N/A"},{"$error":"#N/A"},{"$error":"#N/A"},{"$error":"#N/A"},{"$error":"#N/A"},{"$error":"#N/A"},{"$error":"#N/A"}]
[null,{"$f":"IF(DataInput!B526=$B$8,IF($B$9=$B$10,TRUE,IF(DataInput!E526=$B$9,TRUE,FALSE)))","v":true},null,null,{"$f":"IF(B527=TRUE,DataInput!B526,NA())","v":"QLD"},{"$f":"IF($E527=DataInput!$B526,DataInput!C526,NA())","v":"QBKS"},{"$f":"IF($E527=DataInput!$B526,DataInput!D526,NA())","v":"Blackstone"},{"$f":"IF($E527=DataInput!$B526,DataInput!E526,NA())","v":"Energex"},{"$f":"IF($E527=DataInput!$B526,DataInput!F526,NA())","v":"Winter"},{"$f":"IF($E527=DataInput!$B526,DataInput!G526,NA())","v":"Non-Coincident"},{"$f":"IF($E527=DataInput!$B526,DataInput!H526,NA())","v":2021},{"$f":"IF($E527=DataInput!$B526,DataInput!I526,NA())","v":"POE50"},{"$f":"IF($E527=DataInput!$B526,DataInput!J526,NA())","v":81.217703461566103},{"$f":"IF($E527=DataInput!$B526,DataInput!K526,NA())","v":1},null,null,"QLD Blackstone",null,null,null,null,false,null,null,{"$error":"#N/A"},{"$error":"#N/A"},{"$error":"#N/A"},{"$error":"#N/A"},{"$error":"#N/A"},{"$error":"#N/A"},{"$error":"#N/A"},{"$error":"#N/A"},{"$error":"#N/A"},{"$error":"#N/A"}]
[null,{"$f":"IF(DataInput!B527=$B$8,IF($B$9=$B$10,TRUE,IF(DataInput!E527=$B$9,TRUE,FALSE)))","v":true},null,null,{"$f":"IF(B528=TRUE,DataInput!B527,NA())","v":"QLD"},{"$f":"IF($E528=DataInput!$B527,DataInput!C527,NA())","v":"QBKS"},{"$f":"IF($E528=DataInput!$B527,DataInput!D527,NA())","v":"Blackstone"},{"$f":"IF($E528=DataInput!$B527,DataInput!E527,NA())","v":"Energex"},{"$f":"IF($E528=DataInput!$B527,DataInput!F527,NA())","v":"Winter"},{"$f":"IF($E528=DataInput!$B527,DataInput!G527,NA())","v":"Non-Coincident"},{"$f":"IF($E528=DataInput!$B527,DataInput!H527,NA())","v":2022},{"$f":"IF($E528=DataInput!$B527,DataInput!I527,NA())","v":"POE50"},{"$f":"IF($E528=DataInput!$B527,DataInput!J527,NA())","v":82.468515094798803},{"$f":"IF($E528=DataInput!$B527,DataInput!K527,NA())","v":1},null,null,"QLD Blackstone",null,null,null,null,false,null,null,{"$error":"#N/A"},{"$error":"#N/A"},{"$error":"#N/A"},{"$error":"#N/A"},{"$error":"#N/A"},{"$error":"#N/A"},{"$error":"#N/A"},{"$error":"#N/A"},{"$error":"#N/A"},{"$error":"#N/A"}]
[null,{"$f":"IF(DataInput!B528=$B$8,IF($B$9=$B$10,TRUE,IF(DataInput!E528=$B$9,TRUE,FALSE)))","v":true},null,null,{"$f":"IF(B529=TRUE,DataInput!B528,NA())","v":"QLD"},{"$f":"IF($E529=DataInput!$B528,DataInput!C528,NA())","v":"QBKS"},{"$f":"IF($E529=DataInput!$B528,DataInput!D528,NA())","v":"Blackstone"},{"$f":"IF($E529=DataInput!$B528,DataInput!E528,NA())","v":"Energex"},{"$f":"IF($E529=DataInput!$B528,DataInput!F528,NA())","v":"Winter"},{"$f":"IF($E529=DataInput!$B528,DataInput!G528,NA())","v":"Non-Coincident"},{"$f":"IF($E529=DataInput!$B528,DataInput!H528,NA())","v":2023},{"$f":"IF($E529=DataInput!$B528,DataInput!I528,NA())","v":"POE50"},{"$f":"IF($E529=DataInput!$B528,DataInput!J528,NA())","v":83.273171499635794},{"$f":"IF($E529=DataInput!$B528,DataInput!K528,NA())","v":1},null,null,"QLD Blackstone",null,null,null,null,false,null,null,{"$error":"#N/A"},{"$error":"#N/A"},{"$error":"#N/A"},{"$error":"#N/A"},{"$error":"#N/A"},{"$error":"#N/A"},{"$error":"#N/A"},{"$error":"#N/A"},{"$error":"#N/A"},{"$error":"#N/A"}]
[null,{"$f":"IF(DataInput!B529=$B$8,IF($B$9=$B$10,TRUE,IF(DataInput!E529=$B$9,TRUE,FALSE)))","v":true},null,null,{"$f":"IF(B530=TRUE,DataInput!B529,NA())","v":"QLD"},{"$f":"IF($E530=DataInput!$B529,DataInput!C529,NA())","v":"QBKS"},{"$f":"IF($E530=DataInput!$B529,DataInput!D529,NA())","v":"Blackstone"},{"$f":"IF($E530=DataInput!$B529,DataInput!E529,NA())","v":"Energex"},{"$f":"IF($E530=DataInput!$B529,DataInput!F529,NA())","v":"Winter"},{"$f":"IF($E530=DataInput!$B529,DataInput!G529,NA())","v":"Non-Coincident"},{"$f":"IF($E530=DataInput!$B529,DataInput!H529,NA())","v":2024},{"$f":"IF($E530=DataInput!$B529,DataInput!I529,NA())","v":"POE50"},{"$f":"IF($E530=DataInput!$B529,DataInput!J529,NA())","v":85.290630164372899},{"$f":"IF($E530=DataInput!$B529,DataInput!K529,NA())","v":1},null,null,"QLD Blackstone",null,null,null,null,false,null,null,{"$error":"#N/A"},{"$error":"#N/A"},{"$error":"#N/A"},{"$error":"#N/A"},{"$error":"#N/A"},{"$error":"#N/A"},{"$error":"#N/A"},{"$error":"#N/A"},{"$error":"#N/A"},{"$error":"#N/A"}]
[null,{"$f":"IF(DataInput!B530=$B$8,IF($B$9=$B$10,TRUE,IF(DataInput!E530=$B$9,TRUE,FALSE)))","v":true},null,null,{"$f":"IF(B531=TRUE,DataInput!B530,NA())","v":"QLD"},{"$f":"IF($E531=DataInput!$B530,DataInput!C530,NA())","v":"QBKS"},{"$f":"IF($E531=DataInput!$B530,DataInput!D530,NA())","v":"Blackstone"},{"$f":"IF($E531=DataInput!$B530,DataInput!E530,NA())","v":"Energex"},{"$f":"IF($E531=DataInput!$B530,DataInput!F530,NA())","v":"Winter"},{"$f":"IF($E531=DataInput!$B530,DataInput!G530,NA())","v":"Non-Coincident"},{"$f":"IF($E531=DataInput!$B530,DataInput!H530,NA())","v":2025},{"$f":"IF($E531=DataInput!$B530,DataInput!I530,NA())","v":"POE50"},{"$f":"IF($E531=DataInput!$B530,DataInput!J530,NA())","v":85.764929053423799},{"$f":"IF($E531=DataInput!$B530,DataInput!K530,NA())","v":1},null,null,"QLD Blackstone",null,null,null,null,false,null,null,{"$error":"#N/A"},{"$error":"#N/A"},{"$error":"#N/A"},{"$error":"#N/A"},{"$error":"#N/A"},{"$error":"#N/A"},{"$error":"#N/A"},{"$error":"#N/A"},{"$error":"#N/A"},{"$error":"#N/A"}]
[null,{"$f":"IF(DataInput!B531=$B$8,IF($B$9=$B$10,TRUE,IF(DataInput!E531=$B$9,TRUE,FALSE)))","v":true},null,null,{"$f":"IF(B532=TRUE,DataInput!B531,NA())","v":"QLD"},{"$f":"IF($E532=DataInput!$B531,DataInput!C531,NA())","v":"QBLF"},{"$f":"IF($E532=DataInput!$B531,DataInput!D531,NA())","v":"Bluff (Rail)"},{"$f":"IF($E532=DataInput!$B531,DataInput!E531,NA())","v":"Powerlink"},{"$f":"IF($E532=DataInput!$B531,DataInput!F531,NA())","v":"Summer"},{"$f":"IF($E532=DataInput!$B531,DataInput!G531,NA())","v":"Non-Coincident"},{"$f":"IF($E532=DataInput!$B531,DataInput!H531,NA())","v":2017},{"$f":"IF($E532=DataInput!$B531,DataInput!I531,NA())","v":"POE10"},{"$f":"IF($E532=DataInput!$B531,DataInput!J531,NA())","v":"NA"},{"$f":"IF($E532=DataInput!$B531,DataInput!K531,NA())","v":"NA"},null,null,"QLD Bluff (Rail)",null,null,null,null,false,null,null,{"$error":"#N/A"},{"$error":"#N/A"},{"$error":"#N/A"},{"$error":"#N/A"},{"$error":"#N/A"},{"$error":"#N/A"},{"$error":"#N/A"},{"$error":"#N/A"},{"$error":"#N/A"},{"$error":"#N/A"}]
[null,{"$f":"IF(DataInput!B532=$B$8,IF($B$9=$B$10,TRUE,IF(DataInput!E532=$B$9,TRUE,FALSE)))","v":true},null,null,{"$f":"IF(B533=TRUE,DataInput!B532,NA())","v":"QLD"},{"$f":"IF($E533=DataInput!$B532,DataInput!C532,NA())","v":"QBLF"},{"$f":"IF($E533=DataInput!$B532,DataInput!D532,NA())","v":"Bluff (Rail)"},{"$f":"IF($E533=DataInput!$B532,DataInput!E532,NA())","v":"Powerlink"},{"$f":"IF($E533=DataInput!$B532,DataInput!F532,NA())","v":"Summer"},{"$f":"IF($E533=DataInput!$B532,DataInput!G532,NA())","v":"Non-Coincident"},{"$f":"IF($E533=DataInput!$B532,DataInput!H532,NA())","v":2018},{"$f":"IF($E533=DataInput!$B532,DataInput!I532,NA())","v":"POE10"},{"$f":"IF($E533=DataInput!$B532,DataInput!J532,NA())","v":"NA"},{"$f":"IF($E533=DataInput!$B532,DataInput!K532,NA())","v":"NA"},null,null,"QLD Bluff (Rail)",null,null,null,null,false,null,null,{"$error":"#N/A"},{"$error":"#N/A"},{"$error":"#N/A"},{"$error":"#N/A"},{"$error":"#N/A"},{"$error":"#N/A"},{"$error":"#N/A"},{"$error":"#N/A"},{"$error":"#N/A"},{"$error":"#N/A"}]
[null,{"$f":"IF(DataInput!B533=$B$8,IF($B$9=$B$10,TRUE,IF(DataInput!E533=$B$9,TRUE,FALSE)))","v":true},null,null,{"$f":"IF(B534=TRUE,DataInput!B533,NA())","v":"QLD"},{"$f":"IF($E534=DataInput!$B533,DataInput!C533,NA())","v":"QBLF"},{"$f":"IF($E534=DataInput!$B533,DataInput!D533,NA())","v":"Bluff (Rail)"},{"$f":"IF($E534=DataInput!$B533,DataInput!E533,NA())","v":"Powerlink"},{"$f":"IF($E534=DataInput!$B533,DataInput!F533,NA())","v":"Summer"},{"$f":"IF($E534=DataInput!$B533,DataInput!G533,NA())","v":"Non-Coincident"},{"$f":"IF($E534=DataInput!$B533,DataInput!H533,NA())","v":2019},{"$f":"IF($E534=DataInput!$B533,DataInput!I533,NA())","v":"POE10"},{"$f":"IF($E534=DataInput!$B533,DataInput!J533,NA())","v":"NA"},{"$f":"IF($E534=DataInput!$B533,DataInput!K533,NA())","v":"NA"},null,null,"QLD Bluff (Rail)",null,null,null,null,false,null,null,{"$error":"#N/A"},{"$error":"#N/A"},{"$error":"#N/A"},{"$error":"#N/A"},{"$error":"#N/A"},{"$error":"#N/A"},{"$error":"#N/A"},{"$error":"#N/A"},{"$error":"#N/A"},{"$error":"#N/A"}]
[null,{"$f":"IF(DataInput!B534=$B$8,IF($B$9=$B$10,TRUE,IF(DataInput!E534=$B$9,TRUE,FALSE)))","v":true},null,null,{"$f":"IF(B535=TRUE,DataInput!B534,NA())","v":"QLD"},{"$f":"IF($E535=DataInput!$B534,DataInput!C534,NA())","v":"QBLF"},{"$f":"IF($E535=DataInput!$B534,DataInput!D534,NA())","v":"Bluff (Rail)"},{"$f":"IF($E535=DataInput!$B534,DataInput!E534,NA())","v":"Powerlink"},{"$f":"IF($E535=DataInput!$B534,DataInput!F534,NA())","v":"Summer"},{"$f":"IF($E535=DataInput!$B534,DataInput!G534,NA())","v":"Non-Coincident"},{"$f":"IF($E535=DataInput!$B534,DataInput!H534,NA())","v":2020},{"$f":"IF($E535=DataInput!$B534,DataInput!I534,NA())","v":"POE10"},{"$f":"IF($E535=DataInput!$B534,DataInput!J534,NA())","v":"NA"},{"$f":"IF($E535=DataInput!$B534,DataInput!K534,NA())","v":"NA"},null,null,"QLD Bluff (Rail)",null,null,null,null,false,null,null,{"$error":"#N/A"},{"$error":"#N/A"},{"$error":"#N/A"},{"$error":"#N/A"},{"$error":"#N/A"},{"$error":"#N/A"},{"$error":"#N/A"},{"$error":"#N/A"},{"$error":"#N/A"},{"$error":"#N/A"}]
[null,{"$f":"IF(DataInput!B535=$B$8,IF($B$9=$B$10,TRUE,IF(DataInput!E535=$B$9,TRUE,FALSE)))","v":true},null,null,{"$f":"IF(B536=TRUE,DataInput!B535,NA())","v":"QLD"},{"$f":"IF($E536=DataInput!$B535,DataInput!C535,NA())","v":"QBLF"},{"$f":"IF($E536=DataInput!$B535,DataInput!D535,NA())","v":"Bluff (Rail)"},{"$f":"IF($E536=DataInput!$B535,DataInput!E535,NA())","v":"Powerlink"},{"$f":"IF($E536=DataInput!$B535,DataInput!F535,NA())","v":"Summer"},{"$f":"IF($E536=DataInput!$B535,DataInput!G535,NA())","v":"Non-Coincident"},{"$f":"IF($E536=DataInput!$B535,DataInput!H535,NA())","v":2021},{"$f":"IF($E536=DataInput!$B535,DataInput!I535,NA())","v":"POE10"},{"$f":"IF($E536=DataInput!$B535,DataInput!J535,NA())","v":"NA"},{"$f":"IF($E536=DataInput!$B535,DataInput!K535,NA())","v":"NA"},null,null,"QLD Bluff (Rail)",null,null,null,null,false,null,null,{"$error":"#N/A"},{"$error":"#N/A"},{"$error":"#N/A"},{"$error":"#N/A"},{"$error":"#N/A"},{"$error":"#N/A"},{"$error":"#N/A"},{"$error":"#N/A"},{"$error":"#N/A"},{"$error":"#N/A"}]
[null,{"$f":"IF(DataInput!B536=$B$8,IF($B$9=$B$10,TRUE,IF(DataInput!E536=$B$9,TRUE,FALSE)))","v":true},null,null,{"$f":"IF(B537=TRUE,DataInput!B536,NA())","v":"QLD"},{"$f":"IF($E537=DataInput!$B536,DataInput!C536,NA())","v":"QBLF"},{"$f":"IF($E537=DataInput!$B536,DataInput!D536,NA())","v":"Bluff (Rail)"},{"$f":"IF($E537=DataInput!$B536,DataInput!E536,NA())","v":"Powerlink"},{"$f":"IF($E537=DataInput!$B536,DataInput!F536,NA())","v":"Summer"},{"$f":"IF($E537=DataInput!$B536,DataInput!G536,NA())","v":"Non-Coincident"},{"$f":"IF($E537=DataInput!$B536,DataInput!H536,NA())","v":2022},{"$f":"IF($E537=DataInput!$B536,DataInput!I536,NA())","v":"POE10"},{"$f":"IF($E537=DataInput!$B536,DataInput!J536,NA())","v":"NA"},{"$f":"IF($E537=DataInput!$B536,DataInput!K536,NA())","v":"NA"},null,null,"QLD Bluff (Rail)",null,null,null,null,false,null,null,{"$error":"#N/A"},{"$error":"#N/A"},{"$error":"#N/A"},{"$error":"#N/A"},{"$error":"#N/A"},{"$error":"#N/A"},{"$error":"#N/A"},{"$error":"#N/A"},{"$error":"#N/A"},{"$error":"#N/A"}]
[null,{"$f":"IF(DataInput!B537=$B$8,IF($B$9=$B$10,TRUE,IF(DataInput!E537=$B$9,TRUE,FALSE)))","v":true},null,null,{"$f":"IF(B538=TRUE,DataInput!B537,NA())","v":"QLD"},{"$f":"IF($E538=DataInput!$B537,DataInput!C537,NA())","v":"QBLF"},{"$f":"IF($E538=DataInput!$B537,DataInput!D537,NA())","v":"Bluff (Rail)"},{"$f":"IF($E538=DataInput!$B537,DataInput!E537,NA())","v":"Powerlink"},{"$f":"IF($E538=DataInput!$B537,DataInput!F537,NA())","v":"Summer"},{"$f":"IF($E538=DataInput!$B537,DataInput!G537,NA())","v":"Non-Coincident"},{"$f":"IF($E538=DataInput!$B537,DataInput!H537,NA())","v":2023},{"$f":"IF($E538=DataInput!$B537,DataInput!I537,NA())","v":"POE10"},{"$f":"IF($E538=DataInput!$B537,DataInput!J537,NA())","v":"NA"},{"$f":"IF($E538=DataInput!$B537,DataInput!K537,NA())","v":"NA"},null,null,"QLD Bluff (Rail)",null,null,null,null,false,null,null,{"$error":"#N/A"},{"$error":"#N/A"},{"$error":"#N/A"},{"$error":"#N/A"},{"$error":"#N/A"},{"$error":"#N/A"},{"$error":"#N/A"},{"$error":"#N/A"},{"$error":"#N/A"},{"$error":"#N/A"}]
[null,{"$f":"IF(DataInput!B538=$B$8,IF($B$9=$B$10,TRUE,IF(DataInput!E538=$B$9,TRUE,FALSE)))","v":true},null,null,{"$f":"IF(B539=TRUE,DataInput!B538,NA())","v":"QLD"},{"$f":"IF($E539=DataInput!$B538,DataInput!C538,NA())","v":"QBLF"},{"$f":"IF($E539=DataInput!$B538,DataInput!D538,NA())","v":"Bluff (Rail)"},{"$f":"IF($E539=DataInput!$B538,DataInput!E538,NA())","v":"Powerlink"},{"$f":"IF($E539=DataInput!$B538,DataInput!F538,NA())","v":"Summer"},{"$f":"IF($E539=DataInput!$B538,DataInput!G538,NA())","v":"Non-Coincident"},{"$f":"IF($E539=DataInput!$B538,DataInput!H538,NA())","v":2024},{"$f":"IF($E539=DataInput!$B538,DataInput!I538,NA())","v":"POE10"},{"$f":"IF($E539=DataInput!$B538,DataInput!J538,NA())","v":"NA"},{"$f":"IF($E539=DataInput!$B538,DataInput!K538,NA())","v":"NA"},null,null,"QLD Bluff (Rail)",null,null,null,null,false,null,null,{"$error":"#N/A"},{"$error":"#N/A"},{"$error":"#N/A"},{"$error":"#N/A"},{"$error":"#N/A"},{"$error":"#N/A"},{"$error":"#N/A"},{"$error":"#N/A"},{"$error":"#N/A"},{"$error":"#N/A"}]
[null,{"$f":"IF(DataInput!B539=$B$8,IF($B$9=$B$10,TRUE,IF(DataInput!E539=$B$9,TRUE,FALSE)))","v":true},null,null,{"$f":"IF(B540=TRUE,DataInput!B539,NA())","v":"QLD"},{"$f":"IF($E540=DataInput!$B539,DataInput!C539,NA())","v":"QBLF"},{"$f":"IF($E540=DataInput!$B539,DataInput!D539,NA())","v":"Bluff (Rail)"},{"$f":"IF($E540=DataInput!$B539,DataInput!E539,NA())","v":"Powerlink"},{"$f":"IF($E540=DataInput!$B539,DataInput!F539,NA())","v":"Summer"},{"$f":"IF($E540=DataInput!$B539,DataInput!G539,NA())","v":"Non-Coincident"},{"$f":"IF($E540=DataInput!$B539,DataInput!H539,NA())","v":2025},{"$f":"IF($E540=DataInput!$B539,DataInput!I539,NA())","v":"POE10"},{"$f":"IF($E540=DataInput!$B539,DataInput!J539,NA())","v":"NA"},{"$f":"IF($E540=DataInput!$B539,DataInput!K539,NA())","v":"NA"},null,null,"QLD Bluff (Rail)",null,null,null,null,false,null,null,{"$error":"#N/A"},{"$error":"#N/A"},{"$error":"#N/A"},{"$error":"#N/A"},{"$error":"#N/A"},{"$error":"#N/A"},{"$error":"#N/A"},{"$error":"#N/A"},{"$error":"#N/A"},{"$error":"#N/A"}]
[null,{"$f":"IF(DataInput!B540=$B$8,IF($B$9=$B$10,TRUE,IF(DataInput!E540=$B$9,TRUE,FALSE)))","v":true},null,null,{"$f":"IF(B541=TRUE,DataInput!B540,NA())","v":"QLD"},{"$f":"IF($E541=DataInput!$B540,DataInput!C540,NA())","v":"QBLF"},{"$f":"IF($E541=DataInput!$B540,DataInput!D540,NA())","v":"Bluff (Rail)"},{"$f":"IF($E541=DataInput!$B540,DataInput!E540,NA())","v":"Powerlink"},{"$f":"IF($E541=DataInput!$B540,DataInput!F540,NA())","v":"Summer"},{"$f":"IF($E541=DataInput!$B540,DataInput!G540,NA())","v":"Non-Coincident"},{"$f":"IF($E541=DataInput!$B540,DataInput!H540,NA())","v":2026},{"$f":"IF($E541=DataInput!$B540,DataInput!I540,NA())","v":"POE10"},{"$f":"IF($E541=DataInput!$B540,DataInput!J540,NA())","v":"NA"},{"$f":"IF($E541=DataInput!$B540,DataInput!K540,NA())","v":"NA"},null,null,"QLD Bluff (Rail)",null,null,null,null,false,null,null,{"$error":"#N/A"},{"$error":"#N/A"},{"$error":"#N/A"},{"$error":"#N/A"},{"$error":"#N/A"},{"$error":"#N/A"},{"$error":"#N/A"},{"$error":"#N/A"},{"$error":"#N/A"},{"$error":"#N/A"}]
[null,{"$f":"IF(DataInput!B541=$B$8,IF($B$9=$B$10,TRUE,IF(DataInput!E541=$B$9,TRUE,FALSE)))","v":true},null,null,{"$f":"IF(B542=TRUE,DataInput!B541,NA())","v":"QLD"},{"$f":"IF($E542=DataInput!$B541,DataInput!C541,NA())","v":"QBLF"},{"$f":"IF($E542=DataInput!$B541,DataInput!D541,NA())","v":"Bluff (Rail)"},{"$f":"IF($E542=DataInput!$B541,DataInput!E541,NA())","v":"Powerlink"},{"$f":"IF($E542=DataInput!$B541,DataInput!F541,NA())","v":"Summer"},{"$f":"IF($E542=DataInput!$B541,DataInput!G541,NA())","v":"Non-Coincident"},{"$f":"IF($E542=DataInput!$B541,DataInput!H541,NA())","v":2017},{"$f":"IF($E542=DataInput!$B541,DataInput!I541,NA())","v":"POE50"},{"$f":"IF($E542=DataInput!$B541,DataInput!J541,NA())","v":"NA"},{"$f":"IF($E542=DataInput!$B541,DataInput!K541,NA())","v":"NA"},null,null,"QLD Bluff (Rail)",null,null,null,null,false,null,null,{"$error":"#N/A"},{"$error":"#N/A"},{"$error":"#N/A"},{"$error":"#N/A"},{"$error":"#N/A"},{"$error":"#N/A"},{"$error":"#N/A"},{"$error":"#N/A"},{"$error":"#N/A"},{"$error":"#N/A"}]
[null,{"$f":"IF(DataInput!B542=$B$8,IF($B$9=$B$10,TRUE,IF(DataInput!E542=$B$9,TRUE,FALSE)))","v":true},null,null,{"$f":"IF(B543=TRUE,DataInput!B542,NA())","v":"QLD"},{"$f":"IF($E543=DataInput!$B542,DataInput!C542,NA())","v":"QBLF"},{"$f":"IF($E543=DataInput!$B542,DataInput!D542,NA())","v":"Bluff (Rail)"},{"$f":"IF($E543=DataInput!$B542,DataInput!E542,NA())","v":"Powerlink"},{"$f":"IF($E543=DataInput!$B542,DataInput!F542,NA())","v":"Summer"},{"$f":"IF($E543=DataInput!$B542,DataInput!G542,NA())","v":"Non-Coincident"},{"$f":"IF($E543=DataInput!$B542,DataInput!H542,NA())","v":2018},{"$f":"IF($E543=DataInput!$B542,DataInput!I542,NA())","v":"POE50"},{"$f":"IF($E543=DataInput!$B542,DataInput!J542,NA())","v":"NA"},{"$f":"IF($E543=DataInput!$B542,DataInput!K542,NA())","v":"NA"},null,null,"QLD Bluff (Rail)",null,null,null,null,false,null,null,{"$error":"#N/A"},{"$error":"#N/A"},{"$error":"#N/A"},{"$error":"#N/A"},{"$error":"#N/A"},{"$error":"#N/A"},{"$error":"#N/A"},{"$error":"#N/A"},{"$error":"#N/A"},{"$error":"#N/A"}]
[null,{"$f":"IF(DataInput!B543=$B$8,IF($B$9=$B$10,TRUE,IF(DataInput!E543=$B$9,TRUE,FALSE)))","v":true},null,null,{"$f":"IF(B544=TRUE,DataInput!B543,NA())","v":"QLD"},{"$f":"IF($E544=DataInput!$B543,DataInput!C543,NA())","v":"QBLF"},{"$f":"IF($E544=DataInput!$B543,DataInput!D543,NA())","v":"Bluff (Rail)"},{"$f":"IF($E544=DataInput!$B543,DataInput!E543,NA())","v":"Powerlink"},{"$f":"IF($E544=DataInput!$B543,DataInput!F543,NA())","v":"Summer"},{"$f":"IF($E544=DataInput!$B543,DataInput!G543,NA())","v":"Non-Coincident"},{"$f":"IF($E544=DataInput!$B543,DataInput!H543,NA())","v":2019},{"$f":"IF($E544=DataInput!$B543,DataInput!I543,NA())","v":"POE50"},{"$f":"IF($E544=DataInput!$B543,DataInput!J543,NA())","v":"NA"},{"$f":"IF($E544=DataInput!$B543,DataInput!K543,NA())","v":"NA"},null,null,"QLD Bluff (Rail)",null,null,null,null,false,null,null,{"$error":"#N/A"},{"$error":"#N/A"},{"$error":"#N/A"},{"$error":"#N/A"},{"$error":"#N/A"},{"$error":"#N/A"},{"$error":"#N/A"},{"$error":"#N/A"},{"$error":"#N/A"},{"$error":"#N/A"}]
[null,{"$f":"IF(DataInput!B544=$B$8,IF($B$9=$B$10,TRUE,IF(DataInput!E544=$B$9,TRUE,FALSE)))","v":true},null,null,{"$f":"IF(B545=TRUE,DataInput!B544,NA())","v":"QLD"},{"$f":"IF($E545=DataInput!$B544,DataInput!C544,NA())","v":"QBLF"},{"$f":"IF($E545=DataInput!$B544,DataInput!D544,NA())","v":"Bluff (Rail)"},{"$f":"IF($E545=DataInput!$B544,DataInput!E544,NA())","v":"Powerlink"},{"$f":"IF($E545=DataInput!$B544,DataInput!F544,NA())","v":"Summer"},{"$f":"IF($E545=DataInput!$B544,DataInput!G544,NA())","v":"Non-Coincident"},{"$f":"IF($E545=DataInput!$B544,DataInput!H544,NA())","v":2020},{"$f":"IF($E545=DataInput!$B544,DataInput!I544,NA())","v":"POE50"},{"$f":"IF($E545=DataInput!$B544,DataInput!J544,NA())","v":"NA"},{"$f":"IF($E545=DataInput!$B544,DataInput!K544,NA())","v":"NA"},null,null,"QLD Bluff (Rail)",null,null,null,null,false,null,null,{"$error":"#N/A"},{"$error":"#N/A"},{"$error":"#N/A"},{"$error":"#N/A"},{"$error":"#N/A"},{"$error":"#N/A"},{"$error":"#N/A"},{"$error":"#N/A"},{"$error":"#N/A"},{"$error":"#N/A"}]
[null,{"$f":"IF(DataInput!B545=$B$8,IF($B$9=$B$10,TRUE,IF(DataInput!E545=$B$9,TRUE,FALSE)))","v":true},null,null,{"$f":"IF(B546=TRUE,DataInput!B545,NA())","v":"QLD"},{"$f":"IF($E546=DataInput!$B545,DataInput!C545,NA())","v":"QBLF"},{"$f":"IF($E546=DataInput!$B545,DataInput!D545,NA())","v":"Bluff (Rail)"},{"$f":"IF($E546=DataInput!$B545,DataInput!E545,NA())","v":"Powerlink"},{"$f":"IF($E546=DataInput!$B545,DataInput!F545,NA())","v":"Summer"},{"$f":"IF($E546=DataInput!$B545,DataInput!G545,NA())","v":"Non-Coincident"},{"$f":"IF($E546=DataInput!$B545,DataInput!H545,NA())","v":2021},{"$f":"IF($E546=DataInput!$B545,DataInput!I545,NA())","v":"POE50"},{"$f":"IF($E546=DataInput!$B545,DataInput!J545,NA())","v":"NA"},{"$f":"IF($E546=DataInput!$B545,DataInput!K545,NA())","v":"NA"},null,null,"QLD Bluff (Rail)",null,null,null,null,false,null,null,{"$error":"#N/A"},{"$error":"#N/A"},{"$error":"#N/A"},{"$error":"#N/A"},{"$error":"#N/A"},{"$error":"#N/A"},{"$error":"#N/A"},{"$error":"#N/A"},{"$error":"#N/A"},{"$error":"#N/A"}]
[null,{"$f":"IF(DataInput!B546=$B$8,IF($B$9=$B$10,TRUE,IF(DataInput!E546=$B$9,TRUE,FALSE)))","v":true},null,null,{"$f":"IF(B547=TRUE,DataInput!B546,NA())","v":"QLD"},{"$f":"IF($E547=DataInput!$B546,DataInput!C546,NA())","v":"QBLF"},{"$f":"IF($E547=DataInput!$B546,DataInput!D546,NA())","v":"Bluff (Rail)"},{"$f":"IF($E547=DataInput!$B546,DataInput!E546,NA())","v":"Powerlink"},{"$f":"IF($E547=DataInput!$B546,DataInput!F546,NA())","v":"Summer"},{"$f":"IF($E547=DataInput!$B546,DataInput!G546,NA())","v":"Non-Coincident"},{"$f":"IF($E547=DataInput!$B546,DataInput!H546,NA())","v":2022},{"$f":"IF($E547=DataInput!$B546,DataInput!I546,NA())","v":"POE50"},{"$f":"IF($E547=DataInput!$B546,DataInput!J546,NA())","v":"NA"},{"$f":"IF($E547=DataInput!$B546,DataInput!K546,NA())","v":"NA"},null,null,"QLD Bluff (Rail)",null,null,null,null,false,null,null,{"$error":"#N/A"},{"$error":"#N/A"},{"$error":"#N/A"},{"$error":"#N/A"},{"$error":"#N/A"},{"$error":"#N/A"},{"$error":"#N/A"},{"$error":"#N/A"},{"$error":"#N/A"},{"$error":"#N/A"}]
[null,{"$f":"IF(DataInput!B547=$B$8,IF($B$9=$B$10,TRUE,IF(DataInput!E547=$B$9,TRUE,FALSE)))","v":true},null,null,{"$f":"IF(B548=TRUE,DataInput!B547,NA())","v":"QLD"},{"$f":"IF($E548=DataInput!$B547,DataInput!C547,NA())","v":"QBLF"},{"$f":"IF($E548=DataInput!$B547,DataInput!D547,NA())","v":"Bluff (Rail)"},{"$f":"IF($E548=DataInput!$B547,DataInput!E547,NA())","v":"Powerlink"},{"$f":"IF($E548=DataInput!$B547,DataInput!F547,NA())","v":"Summer"},{"$f":"IF($E548=DataInput!$B547,DataInput!G547,NA())","v":"Non-Coincident"},{"$f":"IF($E548=DataInput!$B547,DataInput!H547,NA())","v":2023},{"$f":"IF($E548=DataInput!$B547,DataInput!I547,NA())","v":"POE50"},{"$f":"IF($E548=DataInput!$B547,DataInput!J547,NA())","v":"NA"},{"$f":"IF($E548=DataInput!$B547,DataInput!K547,NA())","v":"NA"},null,null,"QLD Bluff (Rail)",null,null,null,null,false,null,null,{"$error":"#N/A"},{"$error":"#N/A"},{"$error":"#N/A"},{"$error":"#N/A"},{"$error":"#N/A"},{"$error":"#N/A"},{"$error":"#N/A"},{"$error":"#N/A"},{"$error":"#N/A"},{"$error":"#N/A"}]
[null,{"$f":"IF(DataInput!B548=$B$8,IF($B$9=$B$10,TRUE,IF(DataInput!E548=$B$9,TRUE,FALSE)))","v":true},null,null,{"$f":"IF(B549=TRUE,DataInput!B548,NA())","v":"QLD"},{"$f":"IF($E549=DataInput!$B548,DataInput!C548,NA())","v":"QBLF"},{"$f":"IF($E549=DataInput!$B548,DataInput!D548,NA())","v":"Bluff (Rail)"},{"$f":"IF($E549=DataInput!$B548,DataInput!E548,NA())","v":"Powerlink"},{"$f":"IF($E549=DataInput!$B548,DataInput!F548,NA())","v":"Summer"},{"$f":"IF($E549=DataInput!$B548,DataInput!G548,NA())","v":"Non-Coincident"},{"$f":"IF($E549=DataInput!$B548,DataInput!H548,NA())","v":2024},{"$f":"IF($E549=DataInput!$B548,DataInput!I548,NA())","v":"POE50"},{"$f":"IF($E549=DataInput!$B548,DataInput!J548,NA())","v":"NA"},{"$f":"IF($E549=DataInput!$B548,DataInput!K548,NA())","v":"NA"},null,null,"QLD Bluff (Rail)",null,null,null,null,false,null,null,{"$error":"#N/A"},{"$error":"#N/A"},{"$error":"#N/A"},{"$error":"#N/A"},{"$error":"#N/A"},{"$error":"#N/A"},{"$error":"#N/A"},{"$error":"#N/A"},{"$error":"#N/A"},{"$error":"#N/A"}]
[null,{"$f":"IF(DataInput!B549=$B$8,IF($B$9=$B$10,TRUE,IF(DataInput!E549=$B$9,TRUE,FALSE)))","v":true},null,null,{"$f":"IF(B550=TRUE,DataInput!B549,NA())","v":"QLD"},{"$f":"IF($E550=DataInput!$B549,DataInput!C549,NA())","v":"QBLF"},{"$f":"IF($E550=DataInput!$B549,DataInput!D549,NA())","v":"Bluff (Rail)"},{"$f":"IF($E550=DataInput!$B549,DataInput!E549,NA())","v":"Powerlink"},{"$f":"IF($E550=DataInput!$B549,DataInput!F549,NA())","v":"Summer"},{"$f":"IF($E550=DataInput!$B549,DataInput!G549,NA())","v":"Non-Coincident"},{"$f":"IF($E550=DataInput!$B549,DataInput!H549,NA())","v":2025},{"$f":"IF($E550=DataInput!$B549,DataInput!I549,NA())","v":"POE50"},{"$f":"IF($E550=DataInput!$B549,DataInput!J549,NA())","v":"NA"},{"$f":"IF($E550=DataInput!$B549,DataInput!K549,NA())","v":"NA"},null,null,"QLD Bluff (Rail)",null,null,null,null,false,null,null,{"$error":"#N/A"},{"$error":"#N/A"},{"$error":"#N/A"},{"$error":"#N/A"},{"$error":"#N/A"},{"$error":"#N/A"},{"$error":"#N/A"},{"$error":"#N/A"},{"$error":"#N/A"},{"$error":"#N/A"}]
[null,{"$f":"IF(DataInput!B550=$B$8,IF($B$9=$B$10,TRUE,IF(DataInput!E550=$B$9,TRUE,FALSE)))","v":true},null,null,{"$f":"IF(B551=TRUE,DataInput!B550,NA())","v":"QLD"},{"$f":"IF($E551=DataInput!$B550,DataInput!C550,NA())","v":"QBLF"},{"$f":"IF($E551=DataInput!$B550,DataInput!D550,NA())","v":"Bluff (Rail)"},{"$f":"IF($E551=DataInput!$B550,DataInput!E550,NA())","v":"Powerlink"},{"$f":"IF($E551=DataInput!$B550,DataInput!F550,NA())","v":"Summer"},{"$f":"IF($E551=DataInput!$B550,DataInput!G550,NA())","v":"Non-Coincident"},{"$f":"IF($E551=DataInput!$B550,DataInput!H550,NA())","v":2026},{"$f":"IF($E551=DataInput!$B550,DataInput!I550,NA())","v":"POE50"},{"$f":"IF($E551=DataInput!$B550,DataInput!J550,NA())","v":"NA"},{"$f":"IF($E551=DataInput!$B550,DataInput!K550,NA())","v":"NA"},null,null,"QLD Bluff (Rail)",null,null,null,null,false,null,null,{"$error":"#N/A"},{"$error":"#N/A"},{"$error":"#N/A"},{"$error":"#N/A"},{"$error":"#N/A"},{"$error":"#N/A"},{"$error":"#N/A"},{"$error":"#N/A"},{"$error":"#N/A"},{"$error":"#N/A"}]
[null,{"$f":"IF(DataInput!B551=$B$8,IF($B$9=$B$10,TRUE,IF(DataInput!E551=$B$9,TRUE,FALSE)))","v":true},null,null,{"$f":"IF(B552=TRUE,DataInput!B551,NA())","v":"QLD"},{"$f":"IF($E552=DataInput!$B551,DataInput!C551,NA())","v":"QBLF"},{"$f":"IF($E552=DataInput!$B551,DataInput!D551,NA())","v":"Bluff (Rail)"},{"$f":"IF($E552=DataInput!$B551,DataInput!E551,NA())","v":"Powerlink"},{"$f":"IF($E552=DataInput!$B551,DataInput!F551,NA())","v":"Winter"},{"$f":"IF($E552=DataInput!$B551,DataInput!G551,NA())","v":"Non-Coincident"},{"$f":"IF($E552=DataInput!$B551,DataInput!H551,NA())","v":2016},{"$f":"IF($E552=DataInput!$B551,DataInput!I551,NA())","v":"POE10"},{"$f":"IF($E552=DataInput!$B551,DataInput!J551,NA())","v":"NA"},{"$f":"IF($E552=DataInput!$B551,DataInput!K551,NA())","v":"NA"},null,null,"QLD Bluff (Rail)",null,null,null,null,false,null,null,{"$error":"#N/A"},{"$error":"#N/A"},{"$error":"#N/A"},{"$error":"#N/A"},{"$error":"#N/A"},{"$error":"#N/A"},{"$error":"#N/A"},{"$error":"#N/A"},{"$error":"#N/A"},{"$error":"#N/A"}]
[null,{"$f":"IF(DataInput!B552=$B$8,IF($B$9=$B$10,TRUE,IF(DataInput!E552=$B$9,TRUE,FALSE)))","v":true},null,null,{"$f":"IF(B553=TRUE,DataInput!B552,NA())","v":"QLD"},{"$f":"IF($E553=DataInput!$B552,DataInput!C552,NA())","v":"QBLF"},{"$f":"IF($E553=DataInput!$B552,DataInput!D552,NA())","v":"Bluff (Rail)"},{"$f":"IF($E553=DataInput!$B552,DataInput!E552,NA())","v":"Powerlink"},{"$f":"IF($E553=DataInput!$B552,DataInput!F552,NA())","v":"Winter"},{"$f":"IF($E553=DataInput!$B552,DataInput!G552,NA())","v":"Non-Coincident"},{"$f":"IF($E553=DataInput!$B552,DataInput!H552,NA())","v":2017},{"$f":"IF($E553=DataInput!$B552,DataInput!I552,NA())","v":"POE10"},{"$f":"IF($E553=DataInput!$B552,DataInput!J552,NA())","v":"NA"},{"$f":"IF($E553=DataInput!$B552,DataInput!K552,NA())","v":"NA"},null,null,"QLD Bluff (Rail)",null,null,null,null,false,null,null,{"$error":"#N/A"},{"$error":"#N/A"},{"$error":"#N/A"},{"$error":"#N/A"},{"$error":"#N/A"},{"$error":"#N/A"},{"$error":"#N/A"},{"$error":"#N/A"},{"$error":"#N/A"},{"$error":"#N/A"}]
[null,{"$f":"IF(DataInput!B553=$B$8,IF($B$9=$B$10,TRUE,IF(DataInput!E553=$B$9,TRUE,FALSE)))","v":true},null,null,{"$f":"IF(B554=TRUE,DataInput!B553,NA())","v":"QLD"},{"$f":"IF($E554=DataInput!$B553,DataInput!C553,NA())","v":"QBLF"},{"$f":"IF($E554=DataInput!$B553,DataInput!D553,NA())","v":"Bluff (Rail)"},{"$f":"IF($E554=DataInput!$B553,DataInput!E553,NA())","v":"Powerlink"},{"$f":"IF($E554=DataInput!$B553,DataInput!F553,NA())","v":"Winter"},{"$f":"IF($E554=DataInput!$B553,DataInput!G553,NA())","v":"Non-Coincident"},{"$f":"IF($E554=DataInput!$B553,DataInput!H553,NA())","v":2018},{"$f":"IF($E554=DataInput!$B553,DataInput!I553,NA())","v":"POE10"},{"$f":"IF($E554=DataInput!$B553,DataInput!J553,NA())","v":"NA"},{"$f":"IF($E554=DataInput!$B553,DataInput!K553,NA())","v":"NA"},null,null,"QLD Bluff (Rail)",null,null,null,null,false,null,null,{"$error":"#N/A"},{"$error":"#N/A"},{"$error":"#N/A"},{"$error":"#N/A"},{"$error":"#N/A"},{"$error":"#N/A"},{"$error":"#N/A"},{"$error":"#N/A"},{"$error":"#N/A"},{"$error":"#N/A"}]
[null,{"$f":"IF(DataInput!B554=$B$8,IF($B$9=$B$10,TRUE,IF(DataInput!E554=$B$9,TRUE,FALSE)))","v":true},null,null,{"$f":"IF(B555=TRUE,DataInput!B554,NA())","v":"QLD"},{"$f":"IF($E555=DataInput!$B554,DataInput!C554,NA())","v":"QBLF"},{"$f":"IF($E555=DataInput!$B554,DataInput!D554,NA())","v":"Bluff (Rail)"},{"$f":"IF($E555=DataInput!$B554,DataInput!E554,NA())","v":"Powerlink"},{"$f":"IF($E555=DataInput!$B554,DataInput!F554,NA())","v":"Winter"},{"$f":"IF($E555=DataInput!$B554,DataInput!G554,NA())","v":"Non-Coincident"},{"$f":"IF($E555=DataInput!$B554,DataInput!H554,NA())","v":2019},{"$f":"IF($E555=DataInput!$B554,DataInput!I554,NA())","v":"POE10"},{"$f":"IF($E555=DataInput!$B554,DataInput!J554,NA())","v":"NA"},{"$f":"IF($E555=DataInput!$B554,DataInput!K554,NA())","v":"NA"},null,null,"QLD Bluff (Rail)",null,null,null,null,false,null,null,{"$error":"#N/A"},{"$error":"#N/A"},{"$error":"#N/A"},{"$error":"#N/A"},{"$error":"#N/A"},{"$error":"#N/A"},{"$error":"#N/A"},{"$error":"#N/A"},{"$error":"#N/A"},{"$error":"#N/A"}]
[null,{"$f":"IF(DataInput!B555=$B$8,IF($B$9=$B$10,TRUE,IF(DataInput!E555=$B$9,TRUE,FALSE)))","v":true},null,null,{"$f":"IF(B556=TRUE,DataInput!B555,NA())","v":"QLD"},{"$f":"IF($E556=DataInput!$B555,DataInput!C555,NA())","v":"QBLF"},{"$f":"IF($E556=DataInput!$B555,DataInput!D555,NA())","v":"Bluff (Rail)"},{"$f":"IF($E556=DataInput!$B555,DataInput!E555,NA())","v":"Powerlink"},{"$f":"IF($E556=DataInput!$B555,DataInput!F555,NA())","v":"Winter"},{"$f":"IF($E556=DataInput!$B555,DataInput!G555,NA())","v":"Non-Coincident"},{"$f":"IF($E556=DataInput!$B555,DataInput!H555,NA())","v":2020},{"$f":"IF($E556=DataInput!$B555,DataInput!I555,NA())","v":"POE10"},{"$f":"IF($E556=DataInput!$B555,DataInput!J555,NA())","v":"NA"},{"$f":"IF($E556=DataInput!$B555,DataInput!K555,NA())","v":"NA"},null,null,"QLD Bluff (Rail)",null,null,null,null,false,null,null,{"$error":"#N/A"},{"$error":"#N/A"},{"$error":"#N/A"},{"$error":"#N/A"},{"$error":"#N/A"},{"$error":"#N/A"},{"$error":"#N/A"},{"$error":"#N/A"},{"$error":"#N/A"},{"$error":"#N/A"}]
[null,{"$f":"IF(DataInput!B556=$B$8,IF($B$9=$B$10,TRUE,IF(DataInput!E556=$B$9,TRUE,FALSE)))","v":true},null,null,{"$f":"IF(B557=TRUE,DataInput!B556,NA())","v":"QLD"},{"$f":"IF($E557=DataInput!$B556,DataInput!C556,NA())","v":"QBLF"},{"$f":"IF($E557=DataInput!$B556,DataInput!D556,NA())","v":"Bluff (Rail)"},{"$f":"IF($E557=DataInput!$B556,DataInput!E556,NA())","v":"Powerlink"},{"$f":"IF($E557=DataInput!$B556,DataInput!F556,NA())","v":"Winter"},{"$f":"IF($E557=DataInput!$B556,DataInput!G556,NA())","v":"Non-Coincident"},{"$f":"IF($E557=DataInput!$B556,DataInput!H556,NA())","v":2021},{"$f":"IF($E557=DataInput!$B556,DataInput!I556,NA())","v":"POE10"},{"$f":"IF($E557=DataInput!$B556,DataInput!J556,NA())","v":"NA"},{"$f":"IF($E557=DataInput!$B556,DataInput!K556,NA())","v":"NA"},null,null,"QLD Bluff (Rail)",null,null,null,null,false,null,null,{"$error":"#N/A"},{"$error":"#N/A"},{"$error":"#N/A"},{"$error":"#N/A"},{"$error":"#N/A"},{"$error":"#N/A"},{"$error":"#N/A"},{"$error":"#N/A"},{"$error":"#N/A"},{"$error":"#N/A"}]
[null,{"$f":"IF(DataInput!B557=$B$8,IF($B$9=$B$10,TRUE,IF(DataInput!E557=$B$9,TRUE,FALSE)))","v":true},null,null,{"$f":"IF(B558=TRUE,DataInput!B557,NA())","v":"QLD"},{"$f":"IF($E558=DataInput!$B557,DataInput!C557,NA())","v":"QBLF"},{"$f":"IF($E558=DataInput!$B557,DataInput!D557,NA())","v":"Bluff (Rail)"},{"$f":"IF($E558=DataInput!$B557,DataInput!E557,NA())","v":"Powerlink"},{"$f":"IF($E558=DataInput!$B557,DataInput!F557,NA())","v":"Winter"},{"$f":"IF($E558=DataInput!$B557,DataInput!G557,NA())","v":"Non-Coincident"},{"$f":"IF($E558=DataInput!$B557,DataInput!H557,NA())","v":2022},{"$f":"IF($E558=DataInput!$B557,DataInput!I557,NA())","v":"POE10"},{"$f":"IF($E558=DataInput!$B557,DataInput!J557,NA())","v":"NA"},{"$f":"IF($E558=DataInput!$B557,DataInput!K557,NA())","v":"NA"},null,null,"QLD Bluff (Rail)",null,null,null,null,false,null,null,{"$error":"#N/A"},{"$error":"#N/A"},{"$error":"#N/A"},{"$error":"#N/A"},{"$error":"#N/A"},{"$error":"#N/A"},{"$error":"#N/A"},{"$error":"#N/A"},{"$error":"#N/A"},{"$error":"#N/A"}]
[null,{"$f":"IF(DataInput!B558=$B$8,IF($B$9=$B$10,TRUE,IF(DataInput!E558=$B$9,TRUE,FALSE)))","v":true},null,null,{"$f":"IF(B559=TRUE,DataInput!B558,NA())","v":"QLD"},{"$f":"IF($E559=DataInput!$B558,DataInput!C558,NA())","v":"QBLF"},{"$f":"IF($E559=DataInput!$B558,DataInput!D558,NA())","v":"Bluff (Rail)"},{"$f":"IF($E559=DataInput!$B558,DataInput!E558,NA())","v":"Powerlink"},{"$f":"IF($E559=DataInput!$B558,DataInput!F558,NA())","v":"Winter"},{"$f":"IF($E559=DataInput!$B558,DataInput!G558,NA())","v":"Non-Coincident"},{"$f":"IF($E559=DataInput!$B558,DataInput!H558,NA())","v":2023},{"$f":"IF($E559=DataInput!$B558,DataInput!I558,NA())","v":"POE10"},{"$f":"IF($E559=DataInput!$B558,DataInput!J558,NA())","v":"NA"},{"$f":"IF($E559=DataInput!$B558,DataInput!K558,NA())","v":"NA"},null,null,"QLD Bluff (Rail)",null,null,null,null,false,null,null,{"$error":"#N/A"},{"$error":"#N/A"},{"$error":"#N/A"},{"$error":"#N/A"},{"$error":"#N/A"},{"$error":"#N/A"},{"$error":"#N/A"},{"$error":"#N/A"},{"$error":"#N/A"},{"$error":"#N/A"}]
[null,{"$f":"IF(DataInput!B559=$B$8,IF($B$9=$B$10,TRUE,IF(DataInput!E559=$B$9,TRUE,FALSE)))","v":true},null,null,{"$f":"IF(B560=TRUE,DataInput!B559,NA())","v":"QLD"},{"$f":"IF($E560=DataInput!$B559,DataInput!C559,NA())","v":"QBLF"},{"$f":"IF($E560=DataInput!$B559,DataInput!D559,NA())","v":"Bluff (Rail)"},{"$f":"IF($E560=DataInput!$B559,DataInput!E559,NA())","v":"Powerlink"},{"$f":"IF($E560=DataInput!$B559,DataInput!F559,NA())","v":"Winter"},{"$f":"IF($E560=DataInput!$B559,DataInput!G559,NA())","v":"Non-Coincident"},{"$f":"IF($E560=DataInput!$B559,DataInput!H559,NA())","v":2024},{"$f":"IF($E560=DataInput!$B559,DataInput!I559,NA())","v":"POE10"},{"$f":"IF($E560=DataInput!$B559,DataInput!J559,NA())","v":"NA"},{"$f":"IF($E560=DataInput!$B559,DataInput!K559,NA())","v":"NA"},null,null,"QLD Bluff (Rail)",null,null,null,null,false,null,null,{"$error":"#N/A"},{"$error":"#N/A"},{"$error":"#N/A"},{"$error":"#N/A"},{"$error":"#N/A"},{"$error":"#N/A"},{"$error":"#N/A"},{"$error":"#N/A"},{"$error":"#N/A"},{"$error":"#N/A"}]
[null,{"$f":"IF(DataInput!B560=$B$8,IF($B$9=$B$10,TRUE,IF(DataInput!E560=$B$9,TRUE,FALSE)))","v":true},null,null,{"$f":"IF(B561=TRUE,DataInput!B560,NA())","v":"QLD"},{"$f":"IF($E561=DataInput!$B560,DataInput!C560,NA())","v":"QBLF"},{"$f":"IF($E561=DataInput!$B560,DataInput!D560,NA())","v":"Bluff (Rail)"},{"$f":"IF($E561=DataInput!$B560,DataInput!E560,NA())","v":"Powerlink"},{"$f":"IF($E561=DataInput!$B560,DataInput!F560,NA())","v":"Winter"},{"$f":"IF($E561=DataInput!$B560,DataInput!G560,NA())","v":"Non-Coincident"},{"$f":"IF($E561=DataInput!$B560,DataInput!H560,NA())","v":2025},{"$f":"IF($E561=DataInput!$B560,DataInput!I560,NA())","v":"POE10"},{"$f":"IF($E561=DataInput!$B560,DataInput!J560,NA())","v":"NA"},{"$f":"IF($E561=DataInput!$B560,DataInput!K560,NA())","v":"NA"},null,null,"QLD Bluff (Rail)",null,null,null,null,false,null,null,{"$error":"#N/A"},{"$error":"#N/A"},{"$error":"#N/A"},{"$error":"#N/A"},{"$error":"#N/A"},{"$error":"#N/A"},{"$error":"#N/A"},{"$error":"#N/A"},{"$error":"#N/A"},{"$error":"#N/A"}]
[null,{"$f":"IF(DataInput!B561=$B$8,IF($B$9=$B$10,TRUE,IF(DataInput!E561=$B$9,TRUE,FALSE)))","v":true},null,null,{"$f":"IF(B562=TRUE,DataInput!B561,NA())","v":"QLD"},{"$f":"IF($E562=DataInput!$B561,DataInput!C561,NA())","v":"QBLF"},{"$f":"IF($E562=DataInput!$B561,DataInput!D561,NA())","v":"Bluff (Rail)"},{"$f":"IF($E562=DataInput!$B561,DataInput!E561,NA())","v":"Powerlink"},{"$f":"IF($E562=DataInput!$B561,DataInput!F561,NA())","v":"Winter"},{"$f":"IF($E562=DataInput!$B561,DataInput!G561,NA())","v":"Non-Coincident"},{"$f":"IF($E562=DataInput!$B561,DataInput!H561,NA())","v":2016},{"$f":"IF($E562=DataInput!$B561,DataInput!I561,NA())","v":"POE50"},{"$f":"IF($E562=DataInput!$B561,DataInput!J561,NA())","v":"NA"},{"$f":"IF($E562=DataInput!$B561,DataInput!K561,NA())","v":"NA"},null,null,"QLD Bluff (Rail)",null,null,null,null,false,null,null,{"$error":"#N/A"},{"$error":"#N/A"},{"$error":"#N/A"},{"$error":"#N/A"},{"$error":"#N/A"},{"$error":"#N/A"},{"$error":"#N/A"},{"$error":"#N/A"},{"$error":"#N/A"},{"$error":"#N/A"}]
[null,{"$f":"IF(DataInput!B562=$B$8,IF($B$9=$B$10,TRUE,IF(DataInput!E562=$B$9,TRUE,FALSE)))","v":true},null,null,{"$f":"IF(B563=TRUE,DataInput!B562,NA())","v":"QLD"},{"$f":"IF($E563=DataInput!$B562,DataInput!C562,NA())","v":"QBLF"},{"$f":"IF($E563=DataInput!$B562,DataInput!D562,NA())","v":"Bluff (Rail)"},{"$f":"IF($E563=DataInput!$B562,DataInput!E562,NA())","v":"Powerlink"},{"$f":"IF($E563=DataInput!$B562,DataInput!F562,NA())","v":"Winter"},{"$f":"IF($E563=DataInput!$B562,DataInput!G562,NA())","v":"Non-Coincident"},{"$f":"IF($E563=DataInput!$B562,DataInput!H562,NA())","v":2017},{"$f":"IF($E563=DataInput!$B562,DataInput!I562,NA())","v":"POE50"},{"$f":"IF($E563=DataInput!$B562,DataInput!J562,NA())","v":"NA"},{"$f":"IF($E563=DataInput!$B562,DataInput!K562,NA())","v":"NA"},null,null,"QLD Bluff (Rail)",null,null,null,null,false,null,null,{"$error":"#N/A"},{"$error":"#N/A"},{"$error":"#N/A"},{"$error":"#N/A"},{"$error":"#N/A"},{"$error":"#N/A"},{"$error":"#N/A"},{"$error":"#N/A"},{"$error":"#N/A"},{"$error":"#N/A"}]
[null,{"$f":"IF(DataInput!B563=$B$8,IF($B$9=$B$10,TRUE,IF(DataInput!E563=$B$9,TRUE,FALSE)))","v":true},null,null,{"$f":"IF(B564=TRUE,DataInput!B563,NA())","v":"QLD"},{"$f":"IF($E564=DataInput!$B563,DataInput!C563,NA())","v":"QBLF"},{"$f":"IF($E564=DataInput!$B563,DataInput!D563,NA())","v":"Bluff (Rail)"},{"$f":"IF($E564=DataInput!$B563,DataInput!E563,NA())","v":"Powerlink"},{"$f":"IF($E564=DataInput!$B563,DataInput!F563,NA())","v":"Winter"},{"$f":"IF($E564=DataInput!$B563,DataInput!G563,NA())","v":"Non-Coincident"},{"$f":"IF($E564=DataInput!$B563,DataInput!H563,NA())","v":2018},{"$f":"IF($E564=DataInput!$B563,DataInput!I563,NA())","v":"POE50"},{"$f":"IF($E564=DataInput!$B563,DataInput!J563,NA())","v":"NA"},{"$f":"IF($E564=DataInput!$B563,DataInput!K563,NA())","v":"NA"},null,null,"QLD Bluff (Rail)",null,null,null,null,false,null,null,{"$error":"#N/A"},{"$error":"#N/A"},{"$error":"#N/A"},{"$error":"#N/A"},{"$error":"#N/A"},{"$error":"#N/A"},{"$error":"#N/A"},{"$error":"#N/A"},{"$error":"#N/A"},{"$error":"#N/A"}]
[null,{"$f":"IF(DataInput!B564=$B$8,IF($B$9=$B$10,TRUE,IF(DataInput!E564=$B$9,TRUE,FALSE)))","v":true},null,null,{"$f":"IF(B565=TRUE,DataInput!B564,NA())","v":"QLD"},{"$f":"IF($E565=DataInput!$B564,DataInput!C564,NA())","v":"QBLF"},{"$f":"IF($E565=DataInput!$B564,DataInput!D564,NA())","v":"Bluff (Rail)"},{"$f":"IF($E565=DataInput!$B564,DataInput!E564,NA())","v":"Powerlink"},{"$f":"IF($E565=DataInput!$B564,DataInput!F564,NA())","v":"Winter"},{"$f":"IF($E565=DataInput!$B564,DataInput!G564,NA())","v":"Non-Coincident"},{"$f":"IF($E565=DataInput!$B564,DataInput!H564,NA())","v":2019},{"$f":"IF($E565=DataInput!$B564,DataInput!I564,NA())","v":"POE50"},{"$f":"IF($E565=DataInput!$B564,DataInput!J564,NA())","v":"NA"},{"$f":"IF($E565=DataInput!$B564,DataInput!K564,NA())","v":"NA"},null,null,"QLD Bluff (Rail)",null,null,null,null,false,null,null,{"$error":"#N/A"},{"$error":"#N/A"},{"$error":"#N/A"},{"$error":"#N/A"},{"$error":"#N/A"},{"$error":"#N/A"},{"$error":"#N/A"},{"$error":"#N/A"},{"$error":"#N/A"},{"$error":"#N/A"}]
[null,{"$f":"IF(DataInput!B565=$B$8,IF($B$9=$B$10,TRUE,IF(DataInput!E565=$B$9,TRUE,FALSE)))","v":true},null,null,{"$f":"IF(B566=TRUE,DataInput!B565,NA())","v":"QLD"},{"$f":"IF($E566=DataInput!$B565,DataInput!C565,NA())","v":"QBLF"},{"$f":"IF($E566=DataInput!$B565,DataInput!D565,NA())","v":"Bluff (Rail)"},{"$f":"IF($E566=DataInput!$B565,DataInput!E565,NA())","v":"Powerlink"},{"$f":"IF($E566=DataInput!$B565,DataInput!F565,NA())","v":"Winter"},{"$f":"IF($E566=DataInput!$B565,DataInput!G565,NA())","v":"Non-Coincident"},{"$f":"IF($E566=DataInput!$B565,DataInput!H565,NA())","v":2020},{"$f":"IF($E566=DataInput!$B565,DataInput!I565,NA())","v":"POE50"},{"$f":"IF($E566=DataInput!$B565,DataInput!J565,NA())","v":"NA"},{"$f":"IF($E566=DataInput!$B565,DataInput!K565,NA())","v":"NA"},null,null,"QLD Bluff (Rail)",null,null,null,null,false,null,null,{"$error":"#N/A"},{"$error":"#N/A"},{"$error":"#N/A"},{"$error":"#N/A"},{"$error":"#N/A"},{"$error":"#N/A"},{"$error":"#N/A"},{"$error":"#N/A"},{"$error":"#N/A"},{"$error":"#N/A"}]
[null,{"$f":"IF(DataInput!B566=$B$8,IF($B$9=$B$10,TRUE,IF(DataInput!E566=$B$9,TRUE,FALSE)))","v":true},null,null,{"$f":"IF(B567=TRUE,DataInput!B566,NA())","v":"QLD"},{"$f":"IF($E567=DataInput!$B566,DataInput!C566,NA())","v":"QBLF"},{"$f":"IF($E567=DataInput!$B566,DataInput!D566,NA())","v":"Bluff (Rail)"},{"$f":"IF($E567=DataInput!$B566,DataInput!E566,NA())","v":"Powerlink"},{"$f":"IF($E567=DataInput!$B566,DataInput!F566,NA())","v":"Winter"},{"$f":"IF($E567=DataInput!$B566,DataInput!G566,NA())","v":"Non-Coincident"},{"$f":"IF($E567=DataInput!$B566,DataInput!H566,NA())","v":2021},{"$f":"IF($E567=DataInput!$B566,DataInput!I566,NA())","v":"POE50"},{"$f":"IF($E567=DataInput!$B566,DataInput!J566,NA())","v":"NA"},{"$f":"IF($E567=DataInput!$B566,DataInput!K566,NA())","v":"NA"},null,null,"QLD Bluff (Rail)",null,null,null,null,false,null,null,{"$error":"#N/A"},{"$f":"IF($V567=TRUE,F567,NA())","v":{"$error":"#N/A"}},{"$f":"IF($V567=TRUE,G567,NA())","v":{"$error":"#N/A"}},{"$f":"IF($V567=TRUE,H567,NA())","v":{"$error":"#N/A"}},{"$f":"IF($V567=TRUE,I567,NA())","v":{"$error":"#N/A"}},{"$f":"IF($V567=TRUE,J567,NA())","v":{"$error":"#N/A"}},{"$f":"IF($V567=TRUE,K567,NA())","v":{"$error":"#N/A"}},{"$f":"IF($V567=TRUE,L567,NA())","v":{"$error":"#N/A"}},{"$f":"IF($V567=TRUE,M567,NA())","v":{"$error":"#N/A"}},{"$f":"IF($V567=TRUE,N567,NA())","v":{"$error":"#N/A"}}]
[null,{"$f":"IF(DataInput!B567=$B$8,IF($B$9=$B$10,TRUE,IF(DataInput!E567=$B$9,TRUE,FALSE)))","v":true},null,null,{"$f":"IF(B568=TRUE,DataInput!B567,NA())","v":"QLD"},{"$f":"IF($E568=DataInput!$B567,DataInput!C567,NA())","v":"QBLF"},{"$f":"IF($E568=DataInput!$B567,DataInput!D567,NA())","v":"Bluff (Rail)"},{"$f":"IF($E568=DataInput!$B567,DataInput!E567,NA())","v":"Powerlink"},{"$f":"IF($E568=DataInput!$B567,DataInput!F567,NA())","v":"Winter"},{"$f":"IF($E568=DataInput!$B567,DataInput!G567,NA())","v":"Non-Coincident"},{"$f":"IF($E568=DataInput!$B567,DataInput!H567,NA())","v":2022},{"$f":"IF($E568=DataInput!$B567,DataInput!I567,NA())","v":"POE50"},{"$f":"IF($E568=DataInput!$B567,DataInput!J567,NA())","v":"NA"},{"$f":"IF($E568=DataInput!$B567,DataInput!K567,NA())","v":"NA"},null,null,"QLD Bluff (Rail)",null,null,null,null,false,null,null,{"$error":"#N/A"},{"$error":"#N/A"},{"$error":"#N/A"},{"$error":"#N/A"},{"$error":"#N/A"},{"$error":"#N/A"},{"$error":"#N/A"},{"$error":"#N/A"},{"$error":"#N/A"},{"$error":"#N/A"}]
[null,{"$f":"IF(DataInput!B568=$B$8,IF($B$9=$B$10,TRUE,IF(DataInput!E568=$B$9,TRUE,FALSE)))","v":true},null,null,{"$f":"IF(B569=TRUE,DataInput!B568,NA())","v":"QLD"},{"$f":"IF($E569=DataInput!$B568,DataInput!C568,NA())","v":"QBLF"},{"$f":"IF($E569=DataInput!$B568,DataInput!D568,NA())","v":"Bluff (Rail)"},{"$f":"IF($E569=DataInput!$B568,DataInput!E568,NA())","v":"Powerlink"},{"$f":"IF($E569=DataInput!$B568,DataInput!F568,NA())","v":"Winter"},{"$f":"IF($E569=DataInput!$B568,DataInput!G568,NA())","v":"Non-Coincident"},{"$f":"IF($E569=DataInput!$B568,DataInput!H568,NA())","v":2023},{"$f":"IF($E569=DataInput!$B568,DataInput!I568,NA())","v":"POE50"},{"$f":"IF($E569=DataInput!$B568,DataInput!J568,NA())","v":"NA"},{"$f":"IF($E569=DataInput!$B568,DataInput!K568,NA())","v":"NA"},null,null,"QLD Bluff (Rail)",null,null,null,null,false,null,null,{"$error":"#N/A"},{"$error":"#N/A"},{"$error":"#N/A"},{"$error":"#N/A"},{"$error":"#N/A"},{"$error":"#N/A"},{"$error":"#N/A"},{"$error":"#N/A"},{"$error":"#N/A"},{"$error":"#N/A"}]
[null,{"$f":"IF(DataInput!B569=$B$8,IF($B$9=$B$10,TRUE,IF(DataInput!E569=$B$9,TRUE,FALSE)))","v":true},null,null,{"$f":"IF(B570=TRUE,DataInput!B569,NA())","v":"QLD"},{"$f":"IF($E570=DataInput!$B569,DataInput!C569,NA())","v":"QBLF"},{"$f":"IF($E570=DataInput!$B569,DataInput!D569,NA())","v":"Bluff (Rail)"},{"$f":"IF($E570=DataInput!$B569,DataInput!E569,NA())","v":"Powerlink"},{"$f":"IF($E570=DataInput!$B569,DataInput!F569,NA())","v":"Winter"},{"$f":"IF($E570=DataInput!$B569,DataInput!G569,NA())","v":"Non-Coincident"},{"$f":"IF($E570=DataInput!$B569,DataInput!H569,NA())","v":2024},{"$f":"IF($E570=DataInput!$B569,DataInput!I569,NA())","v":"POE50"},{"$f":"IF($E570=DataInput!$B569,DataInput!J569,NA())","v":"NA"},{"$f":"IF($E570=DataInput!$B569,DataInput!K569,NA())","v":"NA"},null,null,"QLD Bluff (Rail)",null,null,null,null,false,null,null,{"$error":"#N/A"},{"$error":"#N/A"},{"$error":"#N/A"},{"$error":"#N/A"},{"$error":"#N/A"},{"$error":"#N/A"},{"$error":"#N/A"},{"$error":"#N/A"},{"$error":"#N/A"},{"$error":"#N/A"}]
[null,{"$f":"IF(DataInput!B570=$B$8,IF($B$9=$B$10,TRUE,IF(DataInput!E570=$B$9,TRUE,FALSE)))","v":true},null,null,{"$f":"IF(B571=TRUE,DataInput!B570,NA())","v":"QLD"},{"$f":"IF($E571=DataInput!$B570,DataInput!C570,NA())","v":"QBLF"},{"$f":"IF($E571=DataInput!$B570,DataInput!D570,NA())","v":"Bluff (Rail)"},{"$f":"IF($E571=DataInput!$B570,DataInput!E570,NA())","v":"Powerlink"},{"$f":"IF($E571=DataInput!$B570,DataInput!F570,NA())","v":"Winter"},{"$f":"IF($E571=DataInput!$B570,DataInput!G570,NA())","v":"Non-Coincident"},{"$f":"IF($E571=DataInput!$B570,DataInput!H570,NA())","v":2025},{"$f":"IF($E571=DataInput!$B570,DataInput!I570,NA())","v":"POE50"},{"$f":"IF($E571=DataInput!$B570,DataInput!J570,NA())","v":"NA"},{"$f":"IF($E571=DataInput!$B570,DataInput!K570,NA())","v":"NA"},null,null,"QLD Bluff (Rail)",null,null,null,null,false,null,null,{"$error":"#N/A"},{"$error":"#N/A"},{"$error":"#N/A"},{"$error":"#N/A"},{"$error":"#N/A"},{"$error":"#N/A"},{"$error":"#N/A"},{"$error":"#N/A"},{"$error":"#N/A"},{"$error":"#N/A"}]
[null,{"$f":"IF(DataInput!B571=$B$8,IF($B$9=$B$10,TRUE,IF(DataInput!E571=$B$9,TRUE,FALSE)))","v":true},null,null,{"$f":"IF(B572=TRUE,DataInput!B571,NA())","v":"QLD"},{"$f":"IF($E572=DataInput!$B571,DataInput!C571,NA())","v":"QBLK"},{"$f":"IF($E572=DataInput!$B571,DataInput!D571,NA())","v":"Bulli Creek (Waggamba)"},{"$f":"IF($E572=DataInput!$B571,DataInput!E571,NA())","v":"Ergon"},{"$f":"IF($E572=DataInput!$B571,DataInput!F571,NA())","v":"Summer"},{"$f":"IF($E572=DataInput!$B571,DataInput!G571,NA())","v":"Non-Coincident"},{"$f":"IF($E572=DataInput!$B571,DataInput!H571,NA())","v":2017},{"$f":"IF($E572=DataInput!$B571,DataInput!I571,NA())","v":"POE10"},{"$f":"IF($E572=DataInput!$B571,DataInput!J571,NA())","v":20.578673906661798},{"$f":"IF($E572=DataInput!$B571,DataInput!K571,NA())","v":0.72670542298474206},null,null,"QLD Bulli Creek (Waggamba)",null,null,null,null,false,null,null,{"$error":"#N/A"},{"$error":"#N/A"},{"$error":"#N/A"},{"$error":"#N/A"},{"$error":"#N/A"},{"$error":"#N/A"},{"$error":"#N/A"},{"$error":"#N/A"},{"$error":"#N/A"},{"$error":"#N/A"}]
[null,{"$f":"IF(DataInput!B572=$B$8,IF($B$9=$B$10,TRUE,IF(DataInput!E572=$B$9,TRUE,FALSE)))","v":true},null,null,{"$f":"IF(B573=TRUE,DataInput!B572,NA())","v":"QLD"},{"$f":"IF($E573=DataInput!$B572,DataInput!C572,NA())","v":"QBLK"},{"$f":"IF($E573=DataInput!$B572,DataInput!D572,NA())","v":"Bulli Creek (Waggamba)"},{"$f":"IF($E573=DataInput!$B572,DataInput!E572,NA())","v":"Ergon"},{"$f":"IF($E573=DataInput!$B572,DataInput!F572,NA())","v":"Summer"},{"$f":"IF($E573=DataInput!$B572,DataInput!G572,NA())","v":"Non-Coincident"},{"$f":"IF($E573=DataInput!$B572,DataInput!H572,NA())","v":2018},{"$f":"IF($E573=DataInput!$B572,DataInput!I572,NA())","v":"POE10"},{"$f":"IF($E573=DataInput!$B572,DataInput!J572,NA())","v":20.580327149195799},{"$f":"IF($E573=DataInput!$B572,DataInput!K572,NA())","v":0.73139362339236502},null,null,"QLD Bulli Creek (Waggamba)",null,null,null,null,false,null,null,{"$error":"#N/A"},{"$error":"#N/A"},{"$error":"#N/A"},{"$error":"#N/A"},{"$error":"#N/A"},{"$error":"#N/A"},{"$error":"#N/A"},{"$error":"#N/A"},{"$error":"#N/A"},{"$error":"#N/A"}]
[null,{"$f":"IF(DataInput!B573=$B$8,IF($B$9=$B$10,TRUE,IF(DataInput!E573=$B$9,TRUE,FALSE)))","v":true},null,null,{"$f":"IF(B574=TRUE,DataInput!B573,NA())","v":"QLD"},{"$f":"IF($E574=DataInput!$B573,DataInput!C573,NA())","v":"QBLK"},{"$f":"IF($E574=DataInput!$B573,DataInput!D573,NA())","v":"Bulli Creek (Waggamba)"},{"$f":"IF($E574=DataInput!$B573,DataInput!E573,NA())","v":"Ergon"},{"$f":"IF($E574=DataInput!$B573,DataInput!F573,NA())","v":"Summer"},{"$f":"IF($E574=DataInput!$B573,DataInput!G573,NA())","v":"Non-Coincident"},{"$f":"IF($E574=DataInput!$B573,DataInput!H573,NA())","v":2019},{"$f":"IF($E574=DataInput!$B573,DataInput!I573,NA())","v":"POE10"},{"$f":"IF($E574=DataInput!$B573,DataInput!J573,NA())","v":20.635021798875702},{"$f":"IF($E574=DataInput!$B573,DataInput!K573,NA())","v":0.73212515415654},null,null,"QLD Bulli Creek (Waggamba)",null,null,null,null,false,null,null,{"$error":"#N/A"},{"$error":"#N/A"},{"$error":"#N/A"},{"$error":"#N/A"},{"$error":"#N/A"},{"$error":"#N/A"},{"$error":"#N/A"},{"$error":"#N/A"},{"$error":"#N/A"},{"$error":"#N/A"}]
[null,{"$f":"IF(DataInput!B574=$B$8,IF($B$9=$B$10,TRUE,IF(DataInput!E574=$B$9,TRUE,FALSE)))","v":true},null,null,{"$f":"IF(B575=TRUE,DataInput!B574,NA())","v":"QLD"},{"$f":"IF($E575=DataInput!$B574,DataInput!C574,NA())","v":"QBLK"},{"$f":"IF($E575=DataInput!$B574,DataInput!D574,NA())","v":"Bulli Creek (Waggamba)"},{"$f":"IF($E575=DataInput!$B574,DataInput!E574,NA())","v":"Ergon"},{"$f":"IF($E575=DataInput!$B574,DataInput!F574,NA())","v":"Summer"},{"$f":"IF($E575=DataInput!$B574,DataInput!G574,NA())","v":"Non-Coincident"},{"$f":"IF($E575=DataInput!$B574,DataInput!H574,NA())","v":2020},{"$f":"IF($E575=DataInput!$B574,DataInput!I574,NA())","v":"POE10"},{"$f":"IF($E575=DataInput!$B574,DataInput!J574,NA())","v":20.852501320497399},{"$f":"IF($E575=DataInput!$B574,DataInput!K574,NA())","v":0.73227528816924703},null,null,"QLD Bulli Creek (Waggamba)",null,null,null,null,false,null,null,{"$error":"#N/A"},{"$error":"#N/A"},{"$error":"#N/A"},{"$error":"#N/A"},{"$error":"#N/A"},{"$error":"#N/A"},{"$error":"#N/A"},{"$error":"#N/A"},{"$error":"#N/A"},{"$error":"#N/A"}]
[null,{"$f":"IF(DataInput!B575=$B$8,IF($B$9=$B$10,TRUE,IF(DataInput!E575=$B$9,TRUE,FALSE)))","v":true},null,null,{"$f":"IF(B576=TRUE,DataInput!B575,NA())","v":"QLD"},{"$f":"IF($E576=DataInput!$B575,DataInput!C575,NA())","v":"QBLK"},{"$f":"IF($E576=DataInput!$B575,DataInput!D575,NA())","v":"Bulli Creek (Waggamba)"},{"$f":"IF($E576=DataInput!$B575,DataInput!E575,NA())","v":"Ergon"},{"$f":"IF($E576=DataInput!$B575,DataInput!F575,NA())","v":"Summer"},{"$f":"IF($E576=DataInput!$B575,DataInput!G575,NA())","v":"Non-Coincident"},{"$f":"IF($E576=DataInput!$B575,DataInput!H575,NA())","v":2021},{"$f":"IF($E576=DataInput!$B575,DataInput!I575,NA())","v":"POE10"},{"$f":"IF($E576=DataInput!$B575,DataInput!J575,NA())","v":20.934336045193898},{"$f":"IF($E576=DataInput!$B575,DataInput!K575,NA())","v":0.72819107963988605},null,null,"QLD Bulli Creek (Waggamba)",null,null,null,null,false,null,null,{"$error":"#N/A"},{"$error":"#N/A"},{"$error":"#N/A"},{"$error":"#N/A"},{"$error":"#N/A"},{"$error":"#N/A"},{"$error":"#N/A"},{"$error":"#N/A"},{"$error":"#N/A"},{"$error":"#N/A"}]
[null,{"$f":"IF(DataInput!B576=$B$8,IF($B$9=$B$10,TRUE,IF(DataInput!E576=$B$9,TRUE,FALSE)))","v":true},null,null,{"$f":"IF(B577=TRUE,DataInput!B576,NA())","v":"QLD"},{"$f":"IF($E577=DataInput!$B576,DataInput!C576,NA())","v":"QBLK"},{"$f":"IF($E577=DataInput!$B576,DataInput!D576,NA())","v":"Bulli Creek (Waggamba)"},{"$f":"IF($E577=DataInput!$B576,DataInput!E576,NA())","v":"Ergon"},{"$f":"IF($E577=DataInput!$B576,DataInput!F576,NA())","v":"Summer"},{"$f":"IF($E577=DataInput!$B576,DataInput!G576,NA())","v":"Non-Coincident"},{"$f":"IF($E577=DataInput!$B576,DataInput!H576,NA())","v":2022},{"$f":"IF($E577=DataInput!$B576,DataInput!I576,NA())","v":"POE10"},{"$f":"IF($E577=DataInput!$B576,DataInput!J576,NA())","v":21.012896409616001},{"$f":"IF($E577=DataInput!$B576,DataInput!K576,NA())","v":0.72827224126413603},null,null,"QLD Bulli Creek (Waggamba)",null,null,null,null,false,null,null,{"$error":"#N/A"},{"$error":"#N/A"},{"$error":"#N/A"},{"$error":"#N/A"},{"$error":"#N/A"},{"$error":"#N/A"},{"$error":"#N/A"},{"$error":"#N/A"},{"$error":"#N/A"},{"$error":"#N/A"}]
[null,{"$f":"IF(DataInput!B577=$B$8,IF($B$9=$B$10,TRUE,IF(DataInput!E577=$B$9,TRUE,FALSE)))","v":true},null,null,{"$f":"IF(B578=TRUE,DataInput!B577,NA())","v":"QLD"},{"$f":"IF($E578=DataInput!$B577,DataInput!C577,NA())","v":"QBLK"},{"$f":"IF($E578=DataInput!$B577,DataInput!D577,NA())","v":"Bulli Creek (Waggamba)"},{"$f":"IF($E578=DataInput!$B577,DataInput!E577,NA())","v":"Ergon"},{"$f":"IF($E578=DataInput!$B577,DataInput!F577,NA())","v":"Summer"},{"$f":"IF($E578=DataInput!$B577,DataInput!G577,NA())","v":"Non-Coincident"},{"$f":"IF($E578=DataInput!$B577,DataInput!H577,NA())","v":2023},{"$f":"IF($E578=DataInput!$B577,DataInput!I577,NA())","v":"POE10"},{"$f":"IF($E578=DataInput!$B577,DataInput!J577,NA())","v":20.902763787727402},{"$f":"IF($E578=DataInput!$B577,DataInput!K577,NA())","v":0.72827113025067203},null,null,"QLD Bulli Creek (Waggamba)",null,null,null,null,false,null,null,{"$error":"#N/A"},{"$error":"#N/A"},{"$error":"#N/A"},{"$error":"#N/A"},{"$error":"#N/A"},{"$error":"#N/A"},{"$error":"#N/A"},{"$error":"#N/A"},{"$error":"#N/A"},{"$error":"#N/A"}]
[null,{"$f":"IF(DataInput!B578=$B$8,IF($B$9=$B$10,TRUE,IF(DataInput!E578=$B$9,TRUE,FALSE)))","v":true},null,null,{"$f":"IF(B579=TRUE,DataInput!B578,NA())","v":"QLD"},{"$f":"IF($E579=DataInput!$B578,DataInput!C578,NA())","v":"QBLK"},{"$f":"IF($E579=DataInput!$B578,DataInput!D578,NA())","v":"Bulli Creek (Waggamba)"},{"$f":"IF($E579=DataInput!$B578,DataInput!E578,NA())","v":"Ergon"},{"$f":"IF($E579=DataInput!$B578,DataInput!F578,NA())","v":"Summer"},{"$f":"IF($E579=DataInput!$B578,DataInput!G578,NA())","v":"Non-Coincident"},{"$f":"IF($E579=DataInput!$B578,DataInput!H578,NA())","v":2024},{"$f":"IF($E579=DataInput!$B578,DataInput!I578,NA())","v":"POE10"},{"$f":"IF($E579=DataInput!$B578,DataInput!J578,NA())","v":21.203621738060601},{"$f":"IF($E579=DataInput!$B578,DataInput!K578,NA())","v":0.728275737525513},null,null,"QLD Bulli Creek (Waggamba)",null,null,null,null,false,null,null,{"$error":"#N/A"},{"$error":"#N/A"},{"$error":"#N/A"},{"$error":"#N/A"},{"$error":"#N/A"},{"$error":"#N/A"},{"$error":"#N/A"},{"$error":"#N/A"},{"$error":"#N/A"},{"$error":"#N/A"}]
[null,{"$f":"IF(DataInput!B579=$B$8,IF($B$9=$B$10,TRUE,IF(DataInput!E579=$B$9,TRUE,FALSE)))","v":true},null,null,{"$f":"IF(B580=TRUE,DataInput!B579,NA())","v":"QLD"},{"$f":"IF($E580=DataInput!$B579,DataInput!C579,NA())","v":"QBLK"},{"$f":"IF($E580=DataInput!$B579,DataInput!D579,NA())","v":"Bulli Creek (Waggamba)"},{"$f":"IF($E580=DataInput!$B579,DataInput!E579,NA())","v":"Ergon"},{"$f":"IF($E580=DataInput!$B579,DataInput!F579,NA())","v":"Summer"},{"$f":"IF($E580=DataInput!$B579,DataInput!G579,NA())","v":"Non-Coincident"},{"$f":"IF($E580=DataInput!$B579,DataInput!H579,NA())","v":2025},{"$f":"IF($E580=DataInput!$B579,DataInput!I579,NA())","v":"POE10"},{"$f":"IF($E580=DataInput!$B579,DataInput!J579,NA())","v":21.413131674760901},{"$f":"IF($E580=DataInput!$B579,DataInput!K579,NA())","v":0.72819284494060599},null,null,"QLD Bulli Creek (Waggamba)",null,null,null,null,false,null,null,{"$error":"#N/A"},{"$error":"#N/A"},{"$error":"#N/A"},{"$error":"#N/A"},{"$error":"#N/A"},{"$error":"#N/A"},{"$error":"#N/A"},{"$error":"#N/A"},{"$error":"#N/A"},{"$error":"#N/A"}]
[null,{"$f":"IF(DataInput!B580=$B$8,IF($B$9=$B$10,TRUE,IF(DataInput!E580=$B$9,TRUE,FALSE)))","v":true},null,null,{"$f":"IF(B581=TRUE,DataInput!B580,NA())","v":"QLD"},{"$f":"IF($E581=DataInput!$B580,DataInput!C580,NA())","v":"QBLK"},{"$f":"IF($E581=DataInput!$B580,DataInput!D580,NA())","v":"Bulli Creek (Waggamba)"},{"$f":"IF($E581=DataInput!$B580,DataInput!E580,NA())","v":"Ergon"},{"$f":"IF($E581=DataInput!$B580,DataInput!F580,NA())","v":"Summer"},{"$f":"IF($E581=DataInput!$B580,DataInput!G580,NA())","v":"Non-Coincident"},{"$f":"IF($E581=DataInput!$B580,DataInput!H580,NA())","v":2026},{"$f":"IF($E581=DataInput!$B580,DataInput!I580,NA())","v":"POE10"},{"$f":"IF($E581=DataInput!$B580,DataInput!J580,NA())","v":21.346105778038901},{"$f":"IF($E581=DataInput!$B580,DataInput!K580,NA())","v":0.72819188498740595},null,null,"QLD Bulli Creek (Waggamba)",null,null,null,null,false,null,null,{"$error":"#N/A"},{"$error":"#N/A"},{"$error":"#N/A"},{"$error":"#N/A"},{"$error":"#N/A"},{"$error":"#N/A"},{"$error":"#N/A"},{"$error":"#N/A"},{"$error":"#N/A"},{"$error":"#N/A"}]
[null,{"$f":"IF(DataInput!B581=$B$8,IF($B$9=$B$10,TRUE,IF(DataInput!E581=$B$9,TRUE,FALSE)))","v":true},null,null,{"$f":"IF(B582=TRUE,DataInput!B581,NA())","v":"QLD"},{"$f":"IF($E582=DataInput!$B581,DataInput!C581,NA())","v":"QBLK"},{"$f":"IF($E582=DataInput!$B581,DataInput!D581,NA())","v":"Bulli Creek (Waggamba)"},{"$f":"IF($E582=DataInput!$B581,DataInput!E581,NA())","v":"Ergon"},{"$f":"IF($E582=DataInput!$B581,DataInput!F581,NA())","v":"Summer"},{"$f":"IF($E582=DataInput!$B581,DataInput!G581,NA())","v":"Non-Coincident"},{"$f":"IF($E582=DataInput!$B581,DataInput!H581,NA())","v":2017},{"$f":"IF($E582=DataInput!$B581,DataInput!I581,NA())","v":"POE50"},{"$f":"IF($E582=DataInput!$B581,DataInput!J581,NA())","v":18.888117469321301},{"$f":"IF($E582=DataInput!$B581,DataInput!K581,NA())","v":0.738905213742586},null,null,"QLD Bulli Creek (Waggamba)",null,null,null,null,false,null,null,{"$error":"#N/A"},{"$error":"#N/A"},{"$error":"#N/A"},{"$error":"#N/A"},{"$error":"#N/A"},{"$error":"#N/A"},{"$error":"#N/A"},{"$error":"#N/A"},{"$error":"#N/A"},{"$error":"#N/A"}]
[null,{"$f":"IF(DataInput!B582=$B$8,IF($B$9=$B$10,TRUE,IF(DataInput!E582=$B$9,TRUE,FALSE)))","v":true},null,null,{"$f":"IF(B583=TRUE,DataInput!B582,NA())","v":"QLD"},{"$f":"IF($E583=DataInput!$B582,DataInput!C582,NA())","v":"QBLK"},{"$f":"IF($E583=DataInput!$B582,DataInput!D582,NA())","v":"Bulli Creek (Waggamba)"},{"$f":"IF($E583=DataInput!$B582,DataInput!E582,NA())","v":"Ergon"},{"$f":"IF($E583=DataInput!$B582,DataInput!F582,NA())","v":"Summer"},{"$f":"IF($E583=DataInput!$B582,DataInput!G582,NA())","v":"Non-Coincident"},{"$f":"IF($E583=DataInput!$B582,DataInput!H582,NA())","v":2018},{"$f":"IF($E583=DataInput!$B582,DataInput!I582,NA())","v":"POE50"},{"$f":"IF($E583=DataInput!$B582,DataInput!J582,NA())","v":18.851157873916598},{"$f":"IF($E583=DataInput!$B582,DataInput!K582,NA())","v":0.74154565246373605},null,null,"QLD Bulli Creek (Waggamba)",null,null,null,null,false,null,null,{"$error":"#N/A"},{"$error":"#N/A"},{"$error":"#N/A"},{"$error":"#N/A"},{"$error":"#N/A"},{"$error":"#N/A"},{"$error":"#N/A"},{"$error":"#N/A"},{"$error":"#N/A"},{"$error":"#N/A"}]
[null,{"$f":"IF(DataInput!B583=$B$8,IF($B$9=$B$10,TRUE,IF(DataInput!E583=$B$9,TRUE,FALSE)))","v":true},null,null,{"$f":"IF(B584=TRUE,DataInput!B583,NA())","v":"QLD"},{"$f":"IF($E584=DataInput!$B583,DataInput!C583,NA())","v":"QBLK"},{"$f":"IF($E584=DataInput!$B583,DataInput!D583,NA())","v":"Bulli Creek (Waggamba)"},{"$f":"IF($E584=DataInput!$B583,DataInput!E583,NA())","v":"Ergon"},{"$f":"IF($E584=DataInput!$B583,DataInput!F583,NA())","v":"Summer"},{"$f":"IF($E584=DataInput!$B583,DataInput!G583,NA())","v":"Non-Coincident"},{"$f":"IF($E584=DataInput!$B583,DataInput!H583,NA())","v":2019},{"$f":"IF($E584=DataInput!$B583,DataInput!I583,NA())","v":"POE50"},{"$f":"IF($E584=DataInput!$B583,DataInput!J583,NA())","v":18.758859139395899},{"$f":"IF($E584=DataInput!$B583,DataInput!K583,NA())","v":0.73899262281518596},null,null,"QLD Bulli Creek (Waggamba)",null,null,null,null,false,null,null,{"$error":"#N/A"},{"$error":"#N/A"},{"$error":"#N/A"},{"$error":"#N/A"},{"$error":"#N/A"},{"$error":"#N/A"},{"$error":"#N/A"},{"$error":"#N/A"},{"$error":"#N/A"},{"$error":"#N/A"}]
[null,{"$f":"IF(DataInput!B584=$B$8,IF($B$9=$B$10,TRUE,IF(DataInput!E584=$B$9,TRUE,FALSE)))","v":true},null,null,{"$f":"IF(B585=TRUE,DataInput!B584,NA())","v":"QLD"},{"$f":"IF($E585=DataInput!$B584,DataInput!C584,NA())","v":"QBLK"},{"$f":"IF($E585=DataInput!$B584,DataInput!D584,NA())","v":"Bulli Creek (Waggamba)"},{"$f":"IF($E585=DataInput!$B584,DataInput!E584,NA())","v":"Ergon"},{"$f":"IF($E585=DataInput!$B584,DataInput!F584,NA())","v":"Summer"},{"$f":"IF($E585=DataInput!$B584,DataInput!G584,NA())","v":"Non-Coincident"},{"$f":"IF($E585=DataInput!$B584,DataInput!H584,NA())","v":2020},{"$f":"IF($E585=DataInput!$B584,DataInput!I584,NA())","v":"POE50"},{"$f":"IF($E585=DataInput!$B584,DataInput!J584,NA())","v":18.996925301993599},{"$f":"IF($E585=DataInput!$B584,DataInput!K584,NA())","v":0.74368359338437495},null,null,"QLD Bulli Creek (Waggamba)",null,null,null,null,false,null,null,{"$error":"#N/A"},{"$error":"#N/A"},{"$error":"#N/A"},{"$error":"#N/A"},{"$error":"#N/A"},{"$error":"#N/A"},{"$error":"#N/A"},{"$error":"#N/A"},{"$error":"#N/A"},{"$error":"#N/A"}]
[null,{"$f":"IF(DataInput!B585=$B$8,IF($B$9=$B$10,TRUE,IF(DataInput!E585=$B$9,TRUE,FALSE)))","v":true},null,null,{"$f":"IF(B586=TRUE,DataInput!B585,NA())","v":"QLD"},{"$f":"IF($E586=DataInput!$B585,DataInput!C585,NA())","v":"QBLK"},{"$f":"IF($E586=DataInput!$B585,DataInput!D585,NA())","v":"Bulli Creek (Waggamba)"},{"$f":"IF($E586=DataInput!$B585,DataInput!E585,NA())","v":"Ergon"},{"$f":"IF($E586=DataInput!$B585,DataInput!F585,NA())","v":"Summer"},{"$f":"IF($E586=DataInput!$B585,DataInput!G585,NA())","v":"Non-Coincident"},{"$f":"IF($E586=DataInput!$B585,DataInput!H585,NA())","v":2021},{"$f":"IF($E586=DataInput!$B585,DataInput!I585,NA())","v":"POE50"},{"$f":"IF($E586=DataInput!$B585,DataInput!J585,NA())","v":18.902175830798601},{"$f":"IF($E586=DataInput!$B585,DataInput!K585,NA())","v":0.74063707396748002},null,null,"QLD Bulli Creek (Waggamba)",null,null,null,null,false,null,null,{"$error":"#N/A"},{"$error":"#N/A"},{"$error":"#N/A"},{"$error":"#N/A"},{"$error":"#N/A"},{"$error":"#N/A"},{"$error":"#N/A"},{"$error":"#N/A"},{"$error":"#N/A"},{"$error":"#N/A"}]
[null,{"$f":"IF(DataInput!B586=$B$8,IF($B$9=$B$10,TRUE,IF(DataInput!E586=$B$9,TRUE,FALSE)))","v":true},null,null,{"$f":"IF(B587=TRUE,DataInput!B586,NA())","v":"QLD"},{"$f":"IF($E587=DataInput!$B586,DataInput!C586,NA())","v":"QBLK"},{"$f":"IF($E587=DataInput!$B586,DataInput!D586,NA())","v":"Bulli Creek (Waggamba)"},{"$f":"IF($E587=DataInput!$B586,DataInput!E586,NA())","v":"Ergon"},{"$f":"IF($E587=DataInput!$B586,DataInput!F586,NA())","v":"Summer"},{"$f":"IF($E587=DataInput!$B586,DataInput!G586,NA())","v":"Non-Coincident"},{"$f":"IF($E587=DataInput!$B586,DataInput!H586,NA())","v":2022},{"$f":"IF($E587=DataInput!$B586,DataInput!I586,NA())","v":"POE50"},{"$f":"IF($E587=DataInput!$B586,DataInput!J586,NA())","v":19.0099598628886},{"$f":"IF($E587=DataInput!$B586,DataInput!K586,NA())","v":0.74074927846570704},null,null,"QLD Bulli Creek (Waggamba)",null,null,null,null,false,null,null,{"$error":"#N/A"},{"$error":"#N/A"},{"$error":"#N/A"},{"$error":"#N/A"},{"$error":"#N/A"},{"$error":"#N/A"},{"$error":"#N/A"},{"$error":"#N/A"},{"$error":"#N/A"},{"$error":"#N/A"}]
[null,{"$f":"IF(DataInput!B587=$B$8,IF($B$9=$B$10,TRUE,IF(DataInput!E587=$B$9,TRUE,FALSE)))","v":true},null,null,{"$f":"IF(B588=TRUE,DataInput!B587,NA())","v":"QLD"},{"$f":"IF($E588=DataInput!$B587,DataInput!C587,NA())","v":"QBLK"},{"$f":"IF($E588=DataInput!$B587,DataInput!D587,NA())","v":"Bulli Creek (Waggamba)"},{"$f":"IF($E588=DataInput!$B587,DataInput!E587,NA())","v":"Ergon"},{"$f":"IF($E588=DataInput!$B587,DataInput!F587,NA())","v":"Summer"},{"$f":"IF($E588=DataInput!$B587,DataInput!G587,NA())","v":"Non-Coincident"},{"$f":"IF($E588=DataInput!$B587,DataInput!H587,NA())","v":2023},{"$f":"IF($E588=DataInput!$B587,DataInput!I587,NA())","v":"POE50"},{"$f":"IF($E588=DataInput!$B587,DataInput!J587,NA())","v":19.1679765176202},{"$f":"IF($E588=DataInput!$B587,DataInput!K587,NA())","v":0.74076747868466897},null,null,{"$f":"IF(OR(ISERROR(E588),ISERROR(G588)),\"  \",E588&\" \"&G588)","v":"QLD Bulli Creek (Waggamba)"},null,null,null,null,{"$f":"IF(ISERROR(G588),FALSE,IF($V$9=G588,TRUE,FALSE))","v":false},null,null,{"$f":"IF($V588=TRUE,E588,NA())","v":{"$error":"#N/A"}},{"$error":"#N/A"},{"$error":"#N/A"},{"$error":"#N/A"},{"$error":"#N/A"},{"$error":"#N/A"},{"$error":"#N/A"},{"$error":"#N/A"},{"$error":"#N/A"},{"$error":"#N/A"}]
[null,{"$f":"IF(DataInput!B588=$B$8,IF($B$9=$B$10,TRUE,IF(DataInput!E588=$B$9,TRUE,FALSE)))","v":true},null,null,{"$f":"IF(B589=TRUE,DataInput!B588,NA())","v":"QLD"},{"$f":"IF($E589=DataInput!$B588,DataInput!C588,NA())","v":"QBLK"},{"$f":"IF($E589=DataInput!$B588,DataInput!D588,NA())","v":"Bulli Creek (Waggamba)"},{"$f":"IF($E589=DataInput!$B588,DataInput!E588,NA())","v":"Ergon"},{"$f":"IF($E589=DataInput!$B588,DataInput!F588,NA())","v":"Summer"},{"$f":"IF($E589=DataInput!$B588,DataInput!G588,NA())","v":"Non-Coincident"},{"$f":"IF($E589=DataInput!$B588,DataInput!H588,NA())","v":2024},{"$f":"IF($E589=DataInput!$B588,DataInput!I588,NA())","v":"POE50"},{"$f":"IF($E589=DataInput!$B588,DataInput!J588,NA())","v":19.3297494898504},{"$f":"IF($E589=DataInput!$B588,DataInput!K588,NA())","v":0.74079307791152005},null,null,"QLD Bulli Creek (Waggamba)",null,null,null,null,false,null,null,{"$error":"#N/A"},{"$error":"#N/A"},{"$error":"#N/A"},{"$error":"#N/A"},{"$error":"#N/A"},{"$error":"#N/A"},{"$error":"#N/A"},{"$error":"#N/A"},{"$error":"#N/A"},{"$error":"#N/A"}]
[null,{"$f":"IF(DataInput!B589=$B$8,IF($B$9=$B$10,TRUE,IF(DataInput!E589=$B$9,TRUE,FALSE)))","v":true},null,null,{"$f":"IF(B590=TRUE,DataInput!B589,NA())","v":"QLD"},{"$f":"IF($E590=DataInput!$B589,DataInput!C589,NA())","v":"QBLK"},{"$f":"IF($E590=DataInput!$B589,DataInput!D589,NA())","v":"Bulli Creek (Waggamba)"},{"$f":"IF($E590=DataInput!$B589,DataInput!E589,NA())","v":"Ergon"},{"$f":"IF($E590=DataInput!$B589,DataInput!F589,NA())","v":"Summer"},{"$f":"IF($E590=DataInput!$B589,DataInput!G589,NA())","v":"Non-Coincident"},{"$f":"IF($E590=DataInput!$B589,DataInput!H589,NA())","v":2025},{"$f":"IF($E590=DataInput!$B589,DataInput!I589,NA())","v":"POE50"},{"$f":"IF($E590=DataInput!$B589,DataInput!J589,NA())","v":19.362899211806099},{"$f":"IF($E590=DataInput!$B589,DataInput!K589,NA())","v":0.740731791729066},null,null,"QLD Bulli Creek (Waggamba)",null,null,null,null,false,null,null,{"$error":"#N/A"},{"$error":"#N/A"},{"$error":"#N/A"},{"$error":"#N/A"},{"$error":"#N/A"},{"$error":"#N/A"},{"$error":"#N/A"},{"$error":"#N/A"},{"$error":"#N/A"},{"$error":"#N/A"}]
[null,{"$f":"IF(DataInput!B590=$B$8,IF($B$9=$B$10,TRUE,IF(DataInput!E590=$B$9,TRUE,FALSE)))","v":true},null,null,{"$f":"IF(B591=TRUE,DataInput!B590,NA())","v":"QLD"},{"$f":"IF($E591=DataInput!$B590,DataInput!C590,NA())","v":"QBLK"},{"$f":"IF($E591=DataInput!$B590,DataInput!D590,NA())","v":"Bulli Creek (Waggamba)"},{"$f":"IF($E591=DataInput!$B590,DataInput!E590,NA())","v":"Ergon"},{"$f":"IF($E591=DataInput!$B590,DataInput!F590,NA())","v":"Summer"},{"$f":"IF($E591=DataInput!$B590,DataInput!G590,NA())","v":"Non-Coincident"},{"$f":"IF($E591=DataInput!$B590,DataInput!H590,NA())","v":2026},{"$f":"IF($E591=DataInput!$B590,DataInput!I590,NA())","v":"POE50"},{"$f":"IF($E591=DataInput!$B590,DataInput!J590,NA())","v":19.304392887562202},{"$f":"IF($E591=DataInput!$B590,DataInput!K590,NA())","v":0.74075857853580096},null,null,"QLD Bulli Creek (Waggamba)",null,null,null,null,false,null,null,{"$error":"#N/A"},{"$error":"#N/A"},{"$error":"#N/A"},{"$error":"#N/A"},{"$error":"#N/A"},{"$error":"#N/A"},{"$error":"#N/A"},{"$error":"#N/A"},{"$error":"#N/A"},{"$error":"#N/A"}]
[null,{"$f":"IF(DataInput!B591=$B$8,IF($B$9=$B$10,TRUE,IF(DataInput!E591=$B$9,TRUE,FALSE)))","v":true},null,null,{"$f":"IF(B592=TRUE,DataInput!B591,NA())","v":"QLD"},{"$f":"IF($E592=DataInput!$B591,DataInput!C591,NA())","v":"QBLK"},{"$f":"IF($E592=DataInput!$B591,DataInput!D591,NA())","v":"Bulli Creek (Waggamba)"},{"$f":"IF($E592=DataInput!$B591,DataInput!E591,NA())","v":"Ergon"},{"$f":"IF($E592=DataInput!$B591,DataInput!F591,NA())","v":"Winter"},{"$f":"IF($E592=DataInput!$B591,DataInput!G591,NA())","v":"Non-Coincident"},{"$f":"IF($E592=DataInput!$B591,DataInput!H591,NA())","v":2016},{"$f":"IF($E592=DataInput!$B591,DataInput!I591,NA())","v":"POE10"},{"$f":"IF($E592=DataInput!$B591,DataInput!J591,NA())","v":20.457082893490298},{"$f":"IF($E592=DataInput!$B591,DataInput!K591,NA())","v":1},null,null,"QLD Bulli Creek (Waggamba)",null,null,null,null,false,null,null,{"$error":"#N/A"},{"$error":"#N/A"},{"$error":"#N/A"},{"$error":"#N/A"},{"$error":"#N/A"},{"$error":"#N/A"},{"$error":"#N/A"},{"$error":"#N/A"},{"$error":"#N/A"},{"$error":"#N/A"}]
[null,{"$f":"IF(DataInput!B592=$B$8,IF($B$9=$B$10,TRUE,IF(DataInput!E592=$B$9,TRUE,FALSE)))","v":true},null,null,{"$f":"IF(B593=TRUE,DataInput!B592,NA())","v":"QLD"},{"$f":"IF($E593=DataInput!$B592,DataInput!C592,NA())","v":"QBLK"},{"$f":"IF($E593=DataInput!$B592,DataInput!D592,NA())","v":"Bulli Creek (Waggamba)"},{"$f":"IF($E593=DataInput!$B592,DataInput!E592,NA())","v":"Ergon"},{"$f":"IF($E593=DataInput!$B592,DataInput!F592,NA())","v":"Winter"},{"$f":"IF($E593=DataInput!$B592,DataInput!G592,NA())","v":"Non-Coincident"},{"$f":"IF($E593=DataInput!$B592,DataInput!H592,NA())","v":2017},{"$f":"IF($E593=DataInput!$B592,DataInput!I592,NA())","v":"POE10"},{"$f":"IF($E593=DataInput!$B592,DataInput!J592,NA())","v":21.4576994935755},{"$f":"IF($E593=DataInput!$B592,DataInput!K592,NA())","v":1},null,null,"QLD Bulli Creek (Waggamba)",null,null,null,null,false,null,null,{"$error":"#N/A"},{"$error":"#N/A"},{"$error":"#N/A"},{"$error":"#N/A"},{"$error":"#N/A"},{"$error":"#N/A"},{"$error":"#N/A"},{"$error":"#N/A"},{"$error":"#N/A"},{"$error":"#N/A"}]
[null,{"$f":"IF(DataInput!B593=$B$8,IF($B$9=$B$10,TRUE,IF(DataInput!E593=$B$9,TRUE,FALSE)))","v":true},null,null,{"$f":"IF(B594=TRUE,DataInput!B593,NA())","v":"QLD"},{"$f":"IF($E594=DataInput!$B593,DataInput!C593,NA())","v":"QBLK"},{"$f":"IF($E594=DataInput!$B593,DataInput!D593,NA())","v":"Bulli Creek (Waggamba)"},{"$f":"IF($E594=DataInput!$B593,DataInput!E593,NA())","v":"Ergon"},{"$f":"IF($E594=DataInput!$B593,DataInput!F593,NA())","v":"Winter"},{"$f":"IF($E594=DataInput!$B593,DataInput!G593,NA())","v":"Non-Coincident"},{"$f":"IF($E594=DataInput!$B593,DataInput!H593,NA())","v":2018},{"$f":"IF($E594=DataInput!$B593,DataInput!I593,NA())","v":"POE10"},{"$f":"IF($E594=DataInput!$B593,DataInput!J593,NA())","v":22.718540474667201},{"$f":"IF($E594=DataInput!$B593,DataInput!K593,NA())","v":1},null,null,"QLD Bulli Creek (Waggamba)",null,null,null,null,false,null,null,{"$error":"#N/A"},{"$error":"#N/A"},{"$error":"#N/A"},{"$error":"#N/A"},{"$error":"#N/A"},{"$error":"#N/A"},{"$error":"#N/A"},{"$error":"#N/A"},{"$error":"#N/A"},{"$error":"#N/A"}]
[null,{"$f":"IF(DataInput!B594=$B$8,IF($B$9=$B$10,TRUE,IF(DataInput!E594=$B$9,TRUE,FALSE)))","v":true},null,null,{"$f":"IF(B595=TRUE,DataInput!B594,NA())","v":"QLD"},{"$f":"IF($E595=DataInput!$B594,DataInput!C594,NA())","v":"QBLK"},{"$f":"IF($E595=DataInput!$B594,DataInput!D594,NA())","v":"Bulli Creek (Waggamba)"},{"$f":"IF($E595=DataInput!$B594,DataInput!E594,NA())","v":"Ergon"},{"$f":"IF($E595=DataInput!$B594,DataInput!F594,NA())","v":"Winter"},{"$f":"IF($E595=DataInput!$B594,DataInput!G594,NA())","v":"Non-Coincident"},{"$f":"IF($E595=DataInput!$B594,DataInput!H594,NA())","v":2019},{"$f":"IF($E595=DataInput!$B594,DataInput!I594,NA())","v":"POE10"},{"$f":"IF($E595=DataInput!$B594,DataInput!J594,NA())","v":23.599879110265601},{"$f":"IF($E595=DataInput!$B594,DataInput!K594,NA())","v":1},null,null,"QLD Bulli Creek (Waggamba)",null,null,null,null,false,null,null,{"$error":"#N/A"},{"$error":"#N/A"},{"$error":"#N/A"},{"$error":"#N/A"},{"$error":"#N/A"},{"$error":"#N/A"},{"$error":"#N/A"},{"$error":"#N/A"},{"$error":"#N/A"},{"$error":"#N/A"}]
[null,{"$f":"IF(DataInput!B595=$B$8,IF($B$9=$B$10,TRUE,IF(DataInput!E595=$B$9,TRUE,FALSE)))","v":true},null,null,{"$f":"IF(B596=TRUE,DataInput!B595,NA())","v":"QLD"},{"$f":"IF($E596=DataInput!$B595,DataInput!C595,NA())","v":"QBLK"},{"$f":"IF($E596=DataInput!$B595,DataInput!D595,NA())","v":"Bulli Creek (Waggamba)"},{"$f":"IF($E596=DataInput!$B595,DataInput!E595,NA())","v":"Ergon"},{"$f":"IF($E596=DataInput!$B595,DataInput!F595,NA())","v":"Winter"},{"$f":"IF($E596=DataInput!$B595,DataInput!G595,NA())","v":"Non-Coincident"},{"$f":"IF($E596=DataInput!$B595,DataInput!H595,NA())","v":2020},{"$f":"IF($E596=DataInput!$B595,DataInput!I595,NA())","v":"POE10"},{"$f":"IF($E596=DataInput!$B595,DataInput!J595,NA())","v":24.038185381314399},{"$f":"IF($E596=DataInput!$B595,DataInput!K595,NA())","v":1},null,null,"QLD Bulli Creek (Waggamba)",null,null,null,null,false,null,null,{"$error":"#N/A"},{"$error":"#N/A"},{"$error":"#N/A"},{"$error":"#N/A"},{"$error":"#N/A"},{"$error":"#N/A"},{"$error":"#N/A"},{"$error":"#N/A"},{"$error":"#N/A"},{"$error":"#N/A"}]
[null,{"$f":"IF(DataInput!B596=$B$8,IF($B$9=$B$10,TRUE,IF(DataInput!E596=$B$9,TRUE,FALSE)))","v":true},null,null,{"$f":"IF(B597=TRUE,DataInput!B596,NA())","v":"QLD"},{"$f":"IF($E597=DataInput!$B596,DataInput!C596,NA())","v":"QBLK"},{"$f":"IF($E597=DataInput!$B596,DataInput!D596,NA())","v":"Bulli Creek (Waggamba)"},{"$f":"IF($E597=DataInput!$B596,DataInput!E596,NA())","v":"Ergon"},{"$f":"IF($E597=DataInput!$B596,DataInput!F596,NA())","v":"Winter"},{"$f":"IF($E597=DataInput!$B596,DataInput!G596,NA())","v":"Non-Coincident"},{"$f":"IF($E597=DataInput!$B596,DataInput!H596,NA())","v":2021},{"$f":"IF($E597=DataInput!$B596,DataInput!I596,NA())","v":"POE10"},{"$f":"IF($E597=DataInput!$B596,DataInput!J596,NA())","v":24.133606462561101},{"$f":"IF($E597=DataInput!$B596,DataInput!K596,NA())","v":1},null,null,"QLD Bulli Creek (Waggamba)",null,null,null,null,false,null,null,{"$error":"#N/A"},{"$error":"#N/A"},{"$error":"#N/A"},{"$error":"#N/A"},{"$error":"#N/A"},{"$error":"#N/A"},{"$error":"#N/A"},{"$error":"#N/A"},{"$error":"#N/A"},{"$error":"#N/A"}]
[null,{"$f":"IF(DataInput!B597=$B$8,IF($B$9=$B$10,TRUE,IF(DataInput!E597=$B$9,TRUE,FALSE)))","v":true},null,null,{"$f":"IF(B598=TRUE,DataInput!B597,NA())","v":"QLD"},{"$f":"IF($E598=DataInput!$B597,DataInput!C597,NA())","v":"QBLK"},{"$f":"IF($E598=DataInput!$B597,DataInput!D597,NA())","v":"Bulli Creek (Waggamba)"},{"$f":"IF($E598=DataInput!$B597,DataInput!E597,NA())","v":"Ergon"},{"$f":"IF($E598=DataInput!$B597,DataInput!F597,NA())","v":"Winter"},{"$f":"IF($E598=DataInput!$B597,DataInput!G597,NA())","v":"Non-Coincident"},{"$f":"IF($E598=DataInput!$B597,DataInput!H597,NA())","v":2022},{"$f":"IF($E598=DataInput!$B597,DataInput!I597,NA())","v":"POE10"},{"$f":"IF($E598=DataInput!$B597,DataInput!J597,NA())","v":24.768938170490099},{"$f":"IF($E598=DataInput!$B597,DataInput!K597,NA())","v":1},null,null,"QLD Bulli Creek (Waggamba)",null,null,null,null,false,null,null,{"$error":"#N/A"},{"$error":"#N/A"},{"$error":"#N/A"},{"$error":"#N/A"},{"$error":"#N/A"},{"$error":"#N/A"},{"$error":"#N/A"},{"$error":"#N/A"},{"$error":"#N/A"},{"$error":"#N/A"}]
[null,{"$f":"IF(DataInput!B598=$B$8,IF($B$9=$B$10,TRUE,IF(DataInput!E598=$B$9,TRUE,FALSE)))","v":true},null,null,{"$f":"IF(B599=TRUE,DataInput!B598,NA())","v":"QLD"},{"$f":"IF($E599=DataInput!$B598,DataInput!C598,NA())","v":"QBLK"},{"$f":"IF($E599=DataInput!$B598,DataInput!D598,NA())","v":"Bulli Creek (Waggamba)"},{"$f":"IF($E599=DataInput!$B598,DataInput!E598,NA())","v":"Ergon"},{"$f":"IF($E599=DataInput!$B598,DataInput!F598,NA())","v":"Winter"},{"$f":"IF($E599=DataInput!$B598,DataInput!G598,NA())","v":"Non-Coincident"},{"$f":"IF($E599=DataInput!$B598,DataInput!H598,NA())","v":2023},{"$f":"IF($E599=DataInput!$B598,DataInput!I598,NA())","v":"POE10"},{"$f":"IF($E599=DataInput!$B598,DataInput!J598,NA())","v":25.258063906272199},{"$f":"IF($E599=DataInput!$B598,DataInput!K598,NA())","v":1},null,null,"QLD Bulli Creek (Waggamba)",null,null,null,null,false,null,null,{"$error":"#N/A"},{"$error":"#N/A"},{"$error":"#N/A"},{"$error":"#N/A"},{"$error":"#N/A"},{"$error":"#N/A"},{"$error":"#N/A"},{"$error":"#N/A"},{"$error":"#N/A"},{"$error":"#N/A"}]
[null,{"$f":"IF(DataInput!B599=$B$8,IF($B$9=$B$10,TRUE,IF(DataInput!E599=$B$9,TRUE,FALSE)))","v":true},null,null,{"$f":"IF(B600=TRUE,DataInput!B599,NA())","v":"QLD"},{"$f":"IF($E600=DataInput!$B599,DataInput!C599,NA())","v":"QBLK"},{"$f":"IF($E600=DataInput!$B599,DataInput!D599,NA())","v":"Bulli Creek (Waggamba)"},{"$f":"IF($E600=DataInput!$B599,DataInput!E599,NA())","v":"Ergon"},{"$f":"IF($E600=DataInput!$B599,DataInput!F599,NA())","v":"Winter"},{"$f":"IF($E600=DataInput!$B599,DataInput!G599,NA())","v":"Non-Coincident"},{"$f":"IF($E600=DataInput!$B599,DataInput!H599,NA())","v":2024},{"$f":"IF($E600=DataInput!$B599,DataInput!I599,NA())","v":"POE10"},{"$f":"IF($E600=DataInput!$B599,DataInput!J599,NA())","v":26.4225984369088},{"$f":"IF($E600=DataInput!$B599,DataInput!K599,NA())","v":1},null,null,"QLD Bulli Creek (Waggamba)",null,null,null,null,false,null,null,{"$error":"#N/A"},{"$error":"#N/A"},{"$error":"#N/A"},{"$error":"#N/A"},{"$error":"#N/A"},{"$error":"#N/A"},{"$error":"#N/A"},{"$error":"#N/A"},{"$error":"#N/A"},{"$error":"#N/A"}]
[null,{"$f":"IF(DataInput!B600=$B$8,IF($B$9=$B$10,TRUE,IF(DataInput!E600=$B$9,TRUE,FALSE)))","v":true},null,null,{"$f":"IF(B601=TRUE,DataInput!B600,NA())","v":"QLD"},{"$f":"IF($E601=DataInput!$B600,DataInput!C600,NA())","v":"QBLK"},{"$f":"IF($E601=DataInput!$B600,DataInput!D600,NA())","v":"Bulli Creek (Waggamba)"},{"$f":"IF($E601=DataInput!$B600,DataInput!E600,NA())","v":"Ergon"},{"$f":"IF($E601=DataInput!$B600,DataInput!F600,NA())","v":"Winter"},{"$f":"IF($E601=DataInput!$B600,DataInput!G600,NA())","v":"Non-Coincident"},{"$f":"IF($E601=DataInput!$B600,DataInput!H600,NA())","v":2025},{"$f":"IF($E601=DataInput!$B600,DataInput!I600,NA())","v":"POE10"},{"$f":"IF($E601=DataInput!$B600,DataInput!J600,NA())","v":26.865813069548999},{"$f":"IF($E601=DataInput!$B600,DataInput!K600,NA())","v":1},null,null,"QLD Bulli Creek (Waggamba)",null,null,null,null,false,null,null,{"$error":"#N/A"},{"$error":"#N/A"},{"$error":"#N/A"},{"$error":"#N/A"},{"$error":"#N/A"},{"$error":"#N/A"},{"$error":"#N/A"},{"$error":"#N/A"},{"$error":"#N/A"},{"$error":"#N/A"}]
[null,{"$f":"IF(DataInput!B601=$B$8,IF($B$9=$B$10,TRUE,IF(DataInput!E601=$B$9,TRUE,FALSE)))","v":true},null,null,{"$f":"IF(B602=TRUE,DataInput!B601,NA())","v":"QLD"},{"$f":"IF($E602=DataInput!$B601,DataInput!C601,NA())","v":"QBLK"},{"$f":"IF($E602=DataInput!$B601,DataInput!D601,NA())","v":"Bulli Creek (Waggamba)"},{"$f":"IF($E602=DataInput!$B601,DataInput!E601,NA())","v":"Ergon"},{"$f":"IF($E602=DataInput!$B601,DataInput!F601,NA())","v":"Winter"},{"$f":"IF($E602=DataInput!$B601,DataInput!G601,NA())","v":"Non-Coincident"},{"$f":"IF($E602=DataInput!$B601,DataInput!H601,NA())","v":2016},{"$f":"IF($E602=DataInput!$B601,DataInput!I601,NA())","v":"POE50"},{"$f":"IF($E602=DataInput!$B601,DataInput!J601,NA())","v":19.267447388087501},{"$f":"IF($E602=DataInput!$B601,DataInput!K601,NA())","v":1},null,null,"QLD Bulli Creek (Waggamba)",null,null,null,null,false,null,null,{"$error":"#N/A"},{"$error":"#N/A"},{"$error":"#N/A"},{"$error":"#N/A"},{"$error":"#N/A"},{"$error":"#N/A"},{"$error":"#N/A"},{"$error":"#N/A"},{"$error":"#N/A"},{"$error":"#N/A"}]
[null,{"$f":"IF(DataInput!B602=$B$8,IF($B$9=$B$10,TRUE,IF(DataInput!E602=$B$9,TRUE,FALSE)))","v":true},null,null,{"$f":"IF(B603=TRUE,DataInput!B602,NA())","v":"QLD"},{"$f":"IF($E603=DataInput!$B602,DataInput!C602,NA())","v":"QBLK"},{"$f":"IF($E603=DataInput!$B602,DataInput!D602,NA())","v":"Bulli Creek (Waggamba)"},{"$f":"IF($E603=DataInput!$B602,DataInput!E602,NA())","v":"Ergon"},{"$f":"IF($E603=DataInput!$B602,DataInput!F602,NA())","v":"Winter"},{"$f":"IF($E603=DataInput!$B602,DataInput!G602,NA())","v":"Non-Coincident"},{"$f":"IF($E603=DataInput!$B602,DataInput!H602,NA())","v":2017},{"$f":"IF($E603=DataInput!$B602,DataInput!I602,NA())","v":"POE50"},{"$f":"IF($E603=DataInput!$B602,DataInput!J602,NA())","v":20.145502316485},{"$f":"IF($E603=DataInput!$B602,DataInput!K602,NA())","v":1},null,null,"QLD Bulli Creek (Waggamba)",null,null,null,null,false,null,null,{"$error":"#N/A"},{"$error":"#N/A"},{"$error":"#N/A"},{"$error":"#N/A"},{"$error":"#N/A"},{"$error":"#N/A"},{"$error":"#N/A"},{"$error":"#N/A"},{"$error":"#N/A"},{"$error":"#N/A"}]
[null,{"$f":"IF(DataInput!B603=$B$8,IF($B$9=$B$10,TRUE,IF(DataInput!E603=$B$9,TRUE,FALSE)))","v":true},null,null,{"$f":"IF(B604=TRUE,DataInput!B603,NA())","v":"QLD"},{"$f":"IF($E604=DataInput!$B603,DataInput!C603,NA())","v":"QBLK"},{"$f":"IF($E604=DataInput!$B603,DataInput!D603,NA())","v":"Bulli Creek (Waggamba)"},{"$f":"IF($E604=DataInput!$B603,DataInput!E603,NA())","v":"Ergon"},{"$f":"IF($E604=DataInput!$B603,DataInput!F603,NA())","v":"Winter"},{"$f":"IF($E604=DataInput!$B603,DataInput!G603,NA())","v":"Non-Coincident"},{"$f":"IF($E604=DataInput!$B603,DataInput!H603,NA())","v":2018},{"$f":"IF($E604=DataInput!$B603,DataInput!I603,NA())","v":"POE50"},{"$f":"IF($E604=DataInput!$B603,DataInput!J603,NA())","v":20.998620581356001},{"$f":"IF($E604=DataInput!$B603,DataInput!K603,NA())","v":1},null,null,"QLD Bulli Creek (Waggamba)",null,null,null,null,false,null,null,{"$error":"#N/A"},{"$error":"#N/A"},{"$error":"#N/A"},{"$error":"#N/A"},{"$error":"#N/A"},{"$error":"#N/A"},{"$error":"#N/A"},{"$error":"#N/A"},{"$error":"#N/A"},{"$error":"#N/A"}]
[null,{"$f":"IF(DataInput!B604=$B$8,IF($B$9=$B$10,TRUE,IF(DataInput!E604=$B$9,TRUE,FALSE)))","v":true},null,null,{"$f":"IF(B605=TRUE,DataInput!B604,NA())","v":"QLD"},{"$f":"IF($E605=DataInput!$B604,DataInput!C604,NA())","v":"QBLK"},{"$f":"IF($E605=DataInput!$B604,DataInput!D604,NA())","v":"Bulli Creek (Waggamba)"},{"$f":"IF($E605=DataInput!$B604,DataInput!E604,NA())","v":"Ergon"},{"$f":"IF($E605=DataInput!$B604,DataInput!F604,NA())","v":"Winter"},{"$f":"IF($E605=DataInput!$B604,DataInput!G604,NA())","v":"Non-Coincident"},{"$f":"IF($E605=DataInput!$B604,DataInput!H604,NA())","v":2019},{"$f":"IF($E605=DataInput!$B604,DataInput!I604,NA())","v":"POE50"},{"$f":"IF($E605=DataInput!$B604,DataInput!J604,NA())","v":21.6160182614306},{"$f":"IF($E605=DataInput!$B604,DataInput!K604,NA())","v":1},null,null,"QLD Bulli Creek (Waggamba)",null,null,null,null,false,null,null,{"$error":"#N/A"},{"$error":"#N/A"},{"$error":"#N/A"},{"$error":"#N/A"},{"$error":"#N/A"},{"$error":"#N/A"},{"$error":"#N/A"},{"$error":"#N/A"},{"$error":"#N/A"},{"$error":"#N/A"}]
[null,{"$f":"IF(DataInput!B605=$B$8,IF($B$9=$B$10,TRUE,IF(DataInput!E605=$B$9,TRUE,FALSE)))","v":true},null,null,{"$f":"IF(B606=TRUE,DataInput!B605,NA())","v":"QLD"},{"$f":"IF($E606=DataInput!$B605,DataInput!C605,NA())","v":"QBLK"},{"$f":"IF($E606=DataInput!$B605,DataInput!D605,NA())","v":"Bulli Creek (Waggamba)"},{"$f":"IF($E606=DataInput!$B605,DataInput!E605,NA())","v":"Ergon"},{"$f":"IF($E606=DataInput!$B605,DataInput!F605,NA())","v":"Winter"},{"$f":"IF($E606=DataInput!$B605,DataInput!G605,NA())","v":"Non-Coincident"},{"$f":"IF($E606=DataInput!$B605,DataInput!H605,NA())","v":2020},{"$f":"IF($E606=DataInput!$B605,DataInput!I605,NA())","v":"POE50"},{"$f":"IF($E606=DataInput!$B605,DataInput!J605,NA())","v":21.969944333166801},{"$f":"IF($E606=DataInput!$B605,DataInput!K605,NA())","v":1},null,null,"QLD Bulli Creek (Waggamba)",null,null,null,null,false,null,null,{"$error":"#N/A"},{"$error":"#N/A"},{"$error":"#N/A"},{"$error":"#N/A"},{"$error":"#N/A"},{"$error":"#N/A"},{"$error":"#N/A"},{"$error":"#N/A"},{"$error":"#N/A"},{"$error":"#N/A"}]
[null,{"$f":"IF(DataInput!B606=$B$8,IF($B$9=$B$10,TRUE,IF(DataInput!E606=$B$9,TRUE,FALSE)))","v":true},null,null,{"$f":"IF(B607=TRUE,DataInput!B606,NA())","v":"QLD"},{"$f":"IF($E607=DataInput!$B606,DataInput!C606,NA())","v":"QBLK"},{"$f":"IF($E607=DataInput!$B606,DataInput!D606,NA())","v":"Bulli Creek (Waggamba)"},{"$f":"IF($E607=DataInput!$B606,DataInput!E606,NA())","v":"Ergon"},{"$f":"IF($E607=DataInput!$B606,DataInput!F606,NA())","v":"Winter"},{"$f":"IF($E607=DataInput!$B606,DataInput!G606,NA())","v":"Non-Coincident"},{"$f":"IF($E607=DataInput!$B606,DataInput!H606,NA())","v":2021},{"$f":"IF($E607=DataInput!$B606,DataInput!I606,NA())","v":"POE50"},{"$f":"IF($E607=DataInput!$B606,DataInput!J606,NA())","v":22.239886689442201},{"$f":"IF($E607=DataInput!$B606,DataInput!K606,NA())","v":1},null,null,"QLD Bulli Creek (Waggamba)",null,null,null,null,false,null,null,{"$error":"#N/A"},{"$error":"#N/A"},{"$error":"#N/A"},{"$error":"#N/A"},{"$error":"#N/A"},{"$error":"#N/A"},{"$error":"#N/A"},{"$error":"#N/A"},{"$error":"#N/A"},{"$error":"#N/A"}]
[null,{"$f":"IF(DataInput!B607=$B$8,IF($B$9=$B$10,TRUE,IF(DataInput!E607=$B$9,TRUE,FALSE)))","v":true},null,null,{"$f":"IF(B608=TRUE,DataInput!B607,NA())","v":"QLD"},{"$f":"IF($E608=DataInput!$B607,DataInput!C607,NA())","v":"QBLK"},{"$f":"IF($E608=DataInput!$B607,DataInput!D607,NA())","v":"Bulli Creek (Waggamba)"},{"$f":"IF($E608=DataInput!$B607,DataInput!E607,NA())","v":"Ergon"},{"$f":"IF($E608=DataInput!$B607,DataInput!F607,NA())","v":"Winter"},{"$f":"IF($E608=DataInput!$B607,DataInput!G607,NA())","v":"Non-Coincident"},{"$f":"IF($E608=DataInput!$B607,DataInput!H607,NA())","v":2022},{"$f":"IF($E608=DataInput!$B607,DataInput!I607,NA())","v":"POE50"},{"$f":"IF($E608=DataInput!$B607,DataInput!J607,NA())","v":22.797601368072399},{"$f":"IF($E608=DataInput!$B607,DataInput!K607,NA())","v":1},null,null,"QLD Bulli Creek (Waggamba)",null,null,null,null,false,null,null,{"$error":"#N/A"},{"$error":"#N/A"},{"$error":"#N/A"},{"$error":"#N/A"},{"$error":"#N/A"},{"$error":"#N/A"},{"$error":"#N/A"},{"$error":"#N/A"},{"$error":"#N/A"},{"$error":"#N/A"}]
[null,{"$f":"IF(DataInput!B608=$B$8,IF($B$9=$B$10,TRUE,IF(DataInput!E608=$B$9,TRUE,FALSE)))","v":true},null,null,{"$f":"IF(B609=TRUE,DataInput!B608,NA())","v":"QLD"},{"$f":"IF($E609=DataInput!$B608,DataInput!C608,NA())","v":"QBLK"},{"$f":"IF($E609=DataInput!$B608,DataInput!D608,NA())","v":"Bulli Creek (Waggamba)"},{"$f":"IF($E609=DataInput!$B608,DataInput!E608,NA())","v":"Ergon"},{"$f":"IF($E609=DataInput!$B608,DataInput!F608,NA())","v":"Winter"},{"$f":"IF($E609=DataInput!$B608,DataInput!G608,NA())","v":"Non-Coincident"},{"$f":"IF($E609=DataInput!$B608,DataInput!H608,NA())","v":2023},{"$f":"IF($E609=DataInput!$B608,DataInput!I608,NA())","v":"POE50"},{"$f":"IF($E609=DataInput!$B608,DataInput!J608,NA())","v":23.218440176045},{"$f":"IF($E609=DataInput!$B608,DataInput!K608,NA())","v":1},null,null,"QLD Bulli Creek (Waggamba)",null,null,null,null,false,null,null,{"$error":"#N/A"},{"$error":"#N/A"},{"$error":"#N/A"},{"$error":"#N/A"},{"$error":"#N/A"},{"$error":"#N/A"},{"$error":"#N/A"},{"$error":"#N/A"},{"$error":"#N/A"},{"$error":"#N/A"}]
[null,{"$f":"IF(DataInput!B609=$B$8,IF($B$9=$B$10,TRUE,IF(DataInput!E609=$B$9,TRUE,FALSE)))","v":true},null,null,{"$f":"IF(B610=TRUE,DataInput!B609,NA())","v":"QLD"},{"$f":"IF($E610=DataInput!$B609,DataInput!C609,NA())","v":"QBLK"},{"$f":"IF($E610=DataInput!$B609,DataInput!D609,NA())","v":"Bulli Creek (Waggamba)"},{"$f":"IF($E610=DataInput!$B609,DataInput!E609,NA())","v":"Ergon"},{"$f":"IF($E610=DataInput!$B609,DataInput!F609,NA())","v":"Winter"},{"$f":"IF($E610=DataInput!$B609,DataInput!G609,NA())","v":"Non-Coincident"},{"$f":"IF($E610=DataInput!$B609,DataInput!H609,NA())","v":2024},{"$f":"IF($E610=DataInput!$B609,DataInput!I609,NA())","v":"POE50"},{"$f":"IF($E610=DataInput!$B609,DataInput!J609,NA())","v":23.963932010792998},{"$f":"IF($E610=DataInput!$B609,DataInput!K609,NA())","v":1},null,null,"QLD Bulli Creek (Waggamba)",null,null,null,null,false,null,null,{"$error":"#N/A"},{"$error":"#N/A"},{"$error":"#N/A"},{"$error":"#N/A"},{"$error":"#N/A"},{"$error":"#N/A"},{"$error":"#N/A"},{"$error":"#N/A"},{"$error":"#N/A"},{"$error":"#N/A"}]
[null,{"$f":"IF(DataInput!B610=$B$8,IF($B$9=$B$10,TRUE,IF(DataInput!E610=$B$9,TRUE,FALSE)))","v":true},null,null,{"$f":"IF(B611=TRUE,DataInput!B610,NA())","v":"QLD"},{"$f":"IF($E611=DataInput!$B610,DataInput!C610,NA())","v":"QBLK"},{"$f":"IF($E611=DataInput!$B610,DataInput!D610,NA())","v":"Bulli Creek (Waggamba)"},{"$f":"IF($E611=DataInput!$B610,DataInput!E610,NA())","v":"Ergon"},{"$f":"IF($E611=DataInput!$B610,DataInput!F610,NA())","v":"Winter"},{"$f":"IF($E611=DataInput!$B610,DataInput!G610,NA())","v":"Non-Coincident"},{"$f":"IF($E611=DataInput!$B610,DataInput!H610,NA())","v":2025},{"$f":"IF($E611=DataInput!$B610,DataInput!I610,NA())","v":"POE50"},{"$f":"IF($E611=DataInput!$B610,DataInput!J610,NA())","v":24.260317726295899},{"$f":"IF($E611=DataInput!$B610,DataInput!K610,NA())","v":1},null,null,"QLD Bulli Creek (Waggamba)",null,null,null,null,false,null,null,{"$error":"#N/A"},{"$error":"#N/A"},{"$error":"#N/A"},{"$error":"#N/A"},{"$error":"#N/A"},{"$error":"#N/A"},{"$error":"#N/A"},{"$error":"#N/A"},{"$error":"#N/A"},{"$error":"#N/A"}]
[null,{"$f":"IF(DataInput!B611=$B$8,IF($B$9=$B$10,TRUE,IF(DataInput!E611=$B$9,TRUE,FALSE)))","v":true},null,null,{"$f":"IF(B612=TRUE,DataInput!B611,NA())","v":"QLD"},{"$f":"IF($E612=DataInput!$B611,DataInput!C611,NA())","v":"QBMH"},{"$f":"IF($E612=DataInput!$B611,DataInput!D611,NA())","v":"Belmont Wecker Road 110"},{"$f":"IF($E612=DataInput!$B611,DataInput!E611,NA())","v":"Energex"},{"$f":"IF($E612=DataInput!$B611,DataInput!F611,NA())","v":"Summer"},{"$f":"IF($E612=DataInput!$B611,DataInput!G611,NA())","v":"Non-Coincident"},{"$f":"IF($E612=DataInput!$B611,DataInput!H611,NA())","v":2017},{"$f":"IF($E612=DataInput!$B611,DataInput!I611,NA())","v":"POE10"},{"$f":"IF($E612=DataInput!$B611,DataInput!J611,NA())","v":433.23084541925499},{"$f":"IF($E612=DataInput!$B611,DataInput!K611,NA())","v":0.99720904908626695},null,null,"QLD Belmont Wecker Road 110",null,null,null,null,false,null,null,{"$error":"#N/A"},{"$error":"#N/A"},{"$error":"#N/A"},{"$error":"#N/A"},{"$error":"#N/A"},{"$error":"#N/A"},{"$error":"#N/A"},{"$error":"#N/A"},{"$error":"#N/A"},{"$error":"#N/A"}]
[null,{"$f":"IF(DataInput!B612=$B$8,IF($B$9=$B$10,TRUE,IF(DataInput!E612=$B$9,TRUE,FALSE)))","v":true},null,null,{"$f":"IF(B613=TRUE,DataInput!B612,NA())","v":"QLD"},{"$f":"IF($E613=DataInput!$B612,DataInput!C612,NA())","v":"QBMH"},{"$f":"IF($E613=DataInput!$B612,DataInput!D612,NA())","v":"Belmont Wecker Road 110"},{"$f":"IF($E613=DataInput!$B612,DataInput!E612,NA())","v":"Energex"},{"$f":"IF($E613=DataInput!$B612,DataInput!F612,NA())","v":"Summer"},{"$f":"IF($E613=DataInput!$B612,DataInput!G612,NA())","v":"Non-Coincident"},{"$f":"IF($E613=DataInput!$B612,DataInput!H612,NA())","v":2018},{"$f":"IF($E613=DataInput!$B612,DataInput!I612,NA())","v":"POE10"},{"$f":"IF($E613=DataInput!$B612,DataInput!J612,NA())","v":444.377248330822},{"$f":"IF($E613=DataInput!$B612,DataInput!K612,NA())","v":1},null,null,"QLD Belmont Wecker Road 110",null,null,null,null,false,null,null,{"$error":"#N/A"},{"$error":"#N/A"},{"$error":"#N/A"},{"$error":"#N/A"},{"$error":"#N/A"},{"$error":"#N/A"},{"$error":"#N/A"},{"$error":"#N/A"},{"$error":"#N/A"},{"$error":"#N/A"}]
[null,{"$f":"IF(DataInput!B613=$B$8,IF($B$9=$B$10,TRUE,IF(DataInput!E613=$B$9,TRUE,FALSE)))","v":true},null,null,{"$f":"IF(B614=TRUE,DataInput!B613,NA())","v":"QLD"},{"$f":"IF($E614=DataInput!$B613,DataInput!C613,NA())","v":"QBMH"},{"$f":"IF($E614=DataInput!$B613,DataInput!D613,NA())","v":"Belmont Wecker Road 110"},{"$f":"IF($E614=DataInput!$B613,DataInput!E613,NA())","v":"Energex"},{"$f":"IF($E614=DataInput!$B613,DataInput!F613,NA())","v":"Summer"},{"$f":"IF($E614=DataInput!$B613,DataInput!G613,NA())","v":"Non-Coincident"},{"$f":"IF($E614=DataInput!$B613,DataInput!H613,NA())","v":2019},{"$f":"IF($E614=DataInput!$B613,DataInput!I613,NA())","v":"POE10"},{"$f":"IF($E614=DataInput!$B613,DataInput!J613,NA())","v":449.55279578965502},{"$f":"IF($E614=DataInput!$B613,DataInput!K613,NA())","v":1},null,null,"QLD Belmont Wecker Road 110",null,null,null,null,false,null,null,{"$error":"#N/A"},{"$error":"#N/A"},{"$error":"#N/A"},{"$error":"#N/A"},{"$error":"#N/A"},{"$error":"#N/A"},{"$error":"#N/A"},{"$error":"#N/A"},{"$error":"#N/A"},{"$error":"#N/A"}]
[null,{"$f":"IF(DataInput!B614=$B$8,IF($B$9=$B$10,TRUE,IF(DataInput!E614=$B$9,TRUE,FALSE)))","v":true},null,null,{"$f":"IF(B615=TRUE,DataInput!B614,NA())","v":"QLD"},{"$f":"IF($E615=DataInput!$B614,DataInput!C614,NA())","v":"QBMH"},{"$f":"IF($E615=DataInput!$B614,DataInput!D614,NA())","v":"Belmont Wecker Road 110"},{"$f":"IF($E615=DataInput!$B614,DataInput!E614,NA())","v":"Energex"},{"$f":"IF($E615=DataInput!$B614,DataInput!F614,NA())","v":"Summer"},{"$f":"IF($E615=DataInput!$B614,DataInput!G614,NA())","v":"Non-Coincident"},{"$f":"IF($E615=DataInput!$B614,DataInput!H614,NA())","v":2020},{"$f":"IF($E615=DataInput!$B614,DataInput!I614,NA())","v":"POE10"},{"$f":"IF($E615=DataInput!$B614,DataInput!J614,NA())","v":461.32688926661098},{"$f":"IF($E615=DataInput!$B614,DataInput!K614,NA())","v":1},null,null,"QLD Belmont Wecker Road 110",null,null,null,null,false,null,null,{"$error":"#N/A"},{"$error":"#N/A"},{"$error":"#N/A"},{"$error":"#N/A"},{"$error":"#N/A"},{"$error":"#N/A"},{"$error":"#N/A"},{"$error":"#N/A"},{"$error":"#N/A"},{"$error":"#N/A"}]
[null,{"$f":"IF(DataInput!B615=$B$8,IF($B$9=$B$10,TRUE,IF(DataInput!E615=$B$9,TRUE,FALSE)))","v":true},null,null,{"$f":"IF(B616=TRUE,DataInput!B615,NA())","v":"QLD"},{"$f":"IF($E616=DataInput!$B615,DataInput!C615,NA())","v":"QBMH"},{"$f":"IF($E616=DataInput!$B615,DataInput!D615,NA())","v":"Belmont Wecker Road 110"},{"$f":"IF($E616=DataInput!$B615,DataInput!E615,NA())","v":"Energex"},{"$f":"IF($E616=DataInput!$B615,DataInput!F615,NA())","v":"Summer"},{"$f":"IF($E616=DataInput!$B615,DataInput!G615,NA())","v":"Non-Coincident"},{"$f":"IF($E616=DataInput!$B615,DataInput!H615,NA())","v":2021},{"$f":"IF($E616=DataInput!$B615,DataInput!I615,NA())","v":"POE10"},{"$f":"IF($E616=DataInput!$B615,DataInput!J615,NA())","v":464.32857304115998},{"$f":"IF($E616=DataInput!$B615,DataInput!K615,NA())","v":0.99924771594285899},null,null,"QLD Belmont Wecker Road 110",null,null,null,null,false,null,null,{"$error":"#N/A"},{"$error":"#N/A"},{"$error":"#N/A"},{"$error":"#N/A"},{"$error":"#N/A"},{"$error":"#N/A"},{"$error":"#N/A"},{"$error":"#N/A"},{"$error":"#N/A"},{"$error":"#N/A"}]
[null,{"$f":"IF(DataInput!B616=$B$8,IF($B$9=$B$10,TRUE,IF(DataInput!E616=$B$9,TRUE,FALSE)))","v":true},null,null,{"$f":"IF(B617=TRUE,DataInput!B616,NA())","v":"QLD"},{"$f":"IF($E617=DataInput!$B616,DataInput!C616,NA())","v":"QBMH"},{"$f":"IF($E617=DataInput!$B616,DataInput!D616,NA())","v":"Belmont Wecker Road 110"},{"$f":"IF($E617=DataInput!$B616,DataInput!E616,NA())","v":"Energex"},{"$f":"IF($E617=DataInput!$B616,DataInput!F616,NA())","v":"Summer"},{"$f":"IF($E617=DataInput!$B616,DataInput!G616,NA())","v":"Non-Coincident"},{"$f":"IF($E617=DataInput!$B616,DataInput!H616,NA())","v":2022},{"$f":"IF($E617=DataInput!$B616,DataInput!I616,NA())","v":"POE10"},{"$f":"IF($E617=DataInput!$B616,DataInput!J616,NA())","v":468.32144108985602},{"$f":"IF($E617=DataInput!$B616,DataInput!K616,NA())","v":0.9993590885893},null,null,"QLD Belmont Wecker Road 110",null,null,null,null,false,null,null,{"$error":"#N/A"},{"$error":"#N/A"},{"$error":"#N/A"},{"$error":"#N/A"},{"$error":"#N/A"},{"$error":"#N/A"},{"$error":"#N/A"},{"$error":"#N/A"},{"$error":"#N/A"},{"$error":"#N/A"}]
[null,{"$f":"IF(DataInput!B617=$B$8,IF($B$9=$B$10,TRUE,IF(DataInput!E617=$B$9,TRUE,FALSE)))","v":true},null,null,{"$f":"IF(B618=TRUE,DataInput!B617,NA())","v":"QLD"},{"$f":"IF($E618=DataInput!$B617,DataInput!C617,NA())","v":"QBMH"},{"$f":"IF($E618=DataInput!$B617,DataInput!D617,NA())","v":"Belmont Wecker Road 110"},{"$f":"IF($E618=DataInput!$B617,DataInput!E617,NA())","v":"Energex"},{"$f":"IF($E618=DataInput!$B617,DataInput!F617,NA())","v":"Summer"},{"$f":"IF($E618=DataInput!$B617,DataInput!G617,NA())","v":"Non-Coincident"},{"$f":"IF($E618=DataInput!$B617,DataInput!H617,NA())","v":2023},{"$f":"IF($E618=DataInput!$B617,DataInput!I617,NA())","v":"POE10"},{"$f":"IF($E618=DataInput!$B617,DataInput!J617,NA())","v":469.23555437938103},{"$f":"IF($E618=DataInput!$B617,DataInput!K617,NA())","v":0.99935756402013498},null,null,"QLD Belmont Wecker Road 110",null,null,null,null,false,null,null,{"$error":"#N/A"},{"$error":"#N/A"},{"$error":"#N/A"},{"$error":"#N/A"},{"$error":"#N/A"},{"$error":"#N/A"},{"$error":"#N/A"},{"$error":"#N/A"},{"$error":"#N/A"},{"$error":"#N/A"}]
[null,{"$f":"IF(DataInput!B618=$B$8,IF($B$9=$B$10,TRUE,IF(DataInput!E618=$B$9,TRUE,FALSE)))","v":true},null,null,{"$f":"IF(B619=TRUE,DataInput!B618,NA())","v":"QLD"},{"$f":"IF($E619=DataInput!$B618,DataInput!C618,NA())","v":"QBMH"},{"$f":"IF($E619=DataInput!$B618,DataInput!D618,NA())","v":"Belmont Wecker Road 110"},{"$f":"IF($E619=DataInput!$B618,DataInput!E618,NA())","v":"Energex"},{"$f":"IF($E619=DataInput!$B618,DataInput!F618,NA())","v":"Summer"},{"$f":"IF($E619=DataInput!$B618,DataInput!G618,NA())","v":"Non-Coincident"},{"$f":"IF($E619=DataInput!$B618,DataInput!H618,NA())","v":2024},{"$f":"IF($E619=DataInput!$B618,DataInput!I618,NA())","v":"POE10"},{"$f":"IF($E619=DataInput!$B618,DataInput!J618,NA())","v":479.39064586679501},{"$f":"IF($E619=DataInput!$B618,DataInput!K618,NA())","v":0.99936388627399197},null,null,"QLD Belmont Wecker Road 110",null,null,null,null,false,null,null,{"$error":"#N/A"},{"$error":"#N/A"},{"$error":"#N/A"},{"$error":"#N/A"},{"$error":"#N/A"},{"$error":"#N/A"},{"$error":"#N/A"},{"$error":"#N/A"},{"$error":"#N/A"},{"$error":"#N/A"}]
[null,{"$f":"IF(DataInput!B619=$B$8,IF($B$9=$B$10,TRUE,IF(DataInput!E619=$B$9,TRUE,FALSE)))","v":true},null,null,{"$f":"IF(B620=TRUE,DataInput!B619,NA())","v":"QLD"},{"$f":"IF($E620=DataInput!$B619,DataInput!C619,NA())","v":"QBMH"},{"$f":"IF($E620=DataInput!$B619,DataInput!D619,NA())","v":"Belmont Wecker Road 110"},{"$f":"IF($E620=DataInput!$B619,DataInput!E619,NA())","v":"Energex"},{"$f":"IF($E620=DataInput!$B619,DataInput!F619,NA())","v":"Summer"},{"$f":"IF($E620=DataInput!$B619,DataInput!G619,NA())","v":"Non-Coincident"},{"$f":"IF($E620=DataInput!$B619,DataInput!H619,NA())","v":2025},{"$f":"IF($E620=DataInput!$B619,DataInput!I619,NA())","v":"POE10"},{"$f":"IF($E620=DataInput!$B619,DataInput!J619,NA())","v":487.55210176722198},{"$f":"IF($E620=DataInput!$B619,DataInput!K619,NA())","v":0.99925013834648602},null,null,"QLD Belmont Wecker Road 110",null,null,null,null,false,null,null,{"$error":"#N/A"},{"$error":"#N/A"},{"$error":"#N/A"},{"$error":"#N/A"},{"$error":"#N/A"},{"$error":"#N/A"},{"$error":"#N/A"},{"$error":"#N/A"},{"$error":"#N/A"},{"$error":"#N/A"}]
[null,{"$f":"IF(DataInput!B620=$B$8,IF($B$9=$B$10,TRUE,IF(DataInput!E620=$B$9,TRUE,FALSE)))","v":true},null,null,{"$f":"IF(B621=TRUE,DataInput!B620,NA())","v":"QLD"},{"$f":"IF($E621=DataInput!$B620,DataInput!C620,NA())","v":"QBMH"},{"$f":"IF($E621=DataInput!$B620,DataInput!D620,NA())","v":"Belmont Wecker Road 110"},{"$f":"IF($E621=DataInput!$B620,DataInput!E620,NA())","v":"Energex"},{"$f":"IF($E621=DataInput!$B620,DataInput!F620,NA())","v":"Summer"},{"$f":"IF($E621=DataInput!$B620,DataInput!G620,NA())","v":"Non-Coincident"},{"$f":"IF($E621=DataInput!$B620,DataInput!H620,NA())","v":2026},{"$f":"IF($E621=DataInput!$B620,DataInput!I620,NA())","v":"POE10"},{"$f":"IF($E621=DataInput!$B620,DataInput!J620,NA())","v":489.43119288680799},{"$f":"IF($E621=DataInput!$B620,DataInput!K620,NA())","v":0.99924882106717705},null,null,"QLD Belmont Wecker Road 110",null,null,null,null,false,null,null,{"$error":"#N/A"},{"$error":"#N/A"},{"$error":"#N/A"},{"$error":"#N/A"},{"$error":"#N/A"},{"$error":"#N/A"},{"$error":"#N/A"},{"$error":"#N/A"},{"$error":"#N/A"},{"$error":"#N/A"}]
[null,{"$f":"IF(DataInput!B621=$B$8,IF($B$9=$B$10,TRUE,IF(DataInput!E621=$B$9,TRUE,FALSE)))","v":true},null,null,{"$f":"IF(B622=TRUE,DataInput!B621,NA())","v":"QLD"},{"$f":"IF($E622=DataInput!$B621,DataInput!C621,NA())","v":"QBMH"},{"$f":"IF($E622=DataInput!$B621,DataInput!D621,NA())","v":"Belmont Wecker Road 110"},{"$f":"IF($E622=DataInput!$B621,DataInput!E621,NA())","v":"Energex"},{"$f":"IF($E622=DataInput!$B621,DataInput!F621,NA())","v":"Summer"},{"$f":"IF($E622=DataInput!$B621,DataInput!G621,NA())","v":"Non-Coincident"},{"$f":"IF($E622=DataInput!$B621,DataInput!H621,NA())","v":2017},{"$f":"IF($E622=DataInput!$B621,DataInput!I621,NA())","v":"POE50"},{"$f":"IF($E622=DataInput!$B621,DataInput!J621,NA())","v":416.15466521099103},{"$f":"IF($E622=DataInput!$B621,DataInput!K621,NA())","v":1},null,null,"QLD Belmont Wecker Road 110",null,null,null,null,false,null,null,{"$error":"#N/A"},{"$error":"#N/A"},{"$error":"#N/A"},{"$error":"#N/A"},{"$error":"#N/A"},{"$error":"#N/A"},{"$error":"#N/A"},{"$error":"#N/A"},{"$error":"#N/A"},{"$error":"#N/A"}]
[null,{"$f":"IF(DataInput!B622=$B$8,IF($B$9=$B$10,TRUE,IF(DataInput!E622=$B$9,TRUE,FALSE)))","v":true},null,null,{"$f":"IF(B623=TRUE,DataInput!B622,NA())","v":"QLD"},{"$f":"IF($E623=DataInput!$B622,DataInput!C622,NA())","v":"QBMH"},{"$f":"IF($E623=DataInput!$B622,DataInput!D622,NA())","v":"Belmont Wecker Road 110"},{"$f":"IF($E623=DataInput!$B622,DataInput!E622,NA())","v":"Energex"},{"$f":"IF($E623=DataInput!$B622,DataInput!F622,NA())","v":"Summer"},{"$f":"IF($E623=DataInput!$B622,DataInput!G622,NA())","v":"Non-Coincident"},{"$f":"IF($E623=DataInput!$B622,DataInput!H622,NA())","v":2018},{"$f":"IF($E623=DataInput!$B622,DataInput!I622,NA())","v":"POE50"},{"$f":"IF($E623=DataInput!$B622,DataInput!J622,NA())","v":426.36590704585598},{"$f":"IF($E623=DataInput!$B622,DataInput!K622,NA())","v":1},null,null,"QLD Belmont Wecker Road 110",null,null,null,null,false,null,null,{"$error":"#N/A"},{"$error":"#N/A"},{"$error":"#N/A"},{"$error":"#N/A"},{"$error":"#N/A"},{"$error":"#N/A"},{"$error":"#N/A"},{"$error":"#N/A"},{"$error":"#N/A"},{"$error":"#N/A"}]
[null,{"$f":"IF(DataInput!B623=$B$8,IF($B$9=$B$10,TRUE,IF(DataInput!E623=$B$9,TRUE,FALSE)))","v":true},null,null,{"$f":"IF(B624=TRUE,DataInput!B623,NA())","v":"QLD"},{"$f":"IF($E624=DataInput!$B623,DataInput!C623,NA())","v":"QBMH"},{"$f":"IF($E624=DataInput!$B623,DataInput!D623,NA())","v":"Belmont Wecker Road 110"},{"$f":"IF($E624=DataInput!$B623,DataInput!E623,NA())","v":"Energex"},{"$f":"IF($E624=DataInput!$B623,DataInput!F623,NA())","v":"Summer"},{"$f":"IF($E624=DataInput!$B623,DataInput!G623,NA())","v":"Non-Coincident"},{"$f":"IF($E624=DataInput!$B623,DataInput!H623,NA())","v":2019},{"$f":"IF($E624=DataInput!$B623,DataInput!I623,NA())","v":"POE50"},{"$f":"IF($E624=DataInput!$B623,DataInput!J623,NA())","v":426.26852915644702},{"$f":"IF($E624=DataInput!$B623,DataInput!K623,NA())","v":1},null,null,"QLD Belmont Wecker Road 110",null,null,null,null,false,null,null,{"$error":"#N/A"},{"$error":"#N/A"},{"$error":"#N/A"},{"$error":"#N/A"},{"$error":"#N/A"},{"$error":"#N/A"},{"$error":"#N/A"},{"$error":"#N/A"},{"$error":"#N/A"},{"$error":"#N/A"}]
[null,{"$f":"IF(DataInput!B624=$B$8,IF($B$9=$B$10,TRUE,IF(DataInput!E624=$B$9,TRUE,FALSE)))","v":true},null,null,{"$f":"IF(B625=TRUE,DataInput!B624,NA())","v":"QLD"},{"$f":"IF($E625=DataInput!$B624,DataInput!C624,NA())","v":"QBMH"},{"$f":"IF($E625=DataInput!$B624,DataInput!D624,NA())","v":"Belmont Wecker Road 110"},{"$f":"IF($E625=DataInput!$B624,DataInput!E624,NA())","v":"Energex"},{"$f":"IF($E625=DataInput!$B624,DataInput!F624,NA())","v":"Summer"},{"$f":"IF($E625=DataInput!$B624,DataInput!G624,NA())","v":"Non-Coincident"},{"$f":"IF($E625=DataInput!$B624,DataInput!H624,NA())","v":2020},{"$f":"IF($E625=DataInput!$B624,DataInput!I624,NA())","v":"POE50"},{"$f":"IF($E625=DataInput!$B624,DataInput!J624,NA())","v":441.335800771376},{"$f":"IF($E625=DataInput!$B624,DataInput!K624,NA())","v":1},null,null,"QLD Belmont Wecker Road 110",null,null,null,null,false,null,null,{"$error":"#N/A"},{"$error":"#N/A"},{"$error":"#N/A"},{"$error":"#N/A"},{"$error":"#N/A"},{"$error":"#N/A"},{"$error":"#N/A"},{"$error":"#N/A"},{"$error":"#N/A"},{"$error":"#N/A"}]
[null,{"$f":"IF(DataInput!B625=$B$8,IF($B$9=$B$10,TRUE,IF(DataInput!E625=$B$9,TRUE,FALSE)))","v":true},null,null,{"$f":"IF(B626=TRUE,DataInput!B625,NA())","v":"QLD"},{"$f":"IF($E626=DataInput!$B625,DataInput!C625,NA())","v":"QBMH"},{"$f":"IF($E626=DataInput!$B625,DataInput!D625,NA())","v":"Belmont Wecker Road 110"},{"$f":"IF($E626=DataInput!$B625,DataInput!E625,NA())","v":"Energex"},{"$f":"IF($E626=DataInput!$B625,DataInput!F625,NA())","v":"Summer"},{"$f":"IF($E626=DataInput!$B625,DataInput!G625,NA())","v":"Non-Coincident"},{"$f":"IF($E626=DataInput!$B625,DataInput!H625,NA())","v":2021},{"$f":"IF($E626=DataInput!$B625,DataInput!I625,NA())","v":"POE50"},{"$f":"IF($E626=DataInput!$B625,DataInput!J625,NA())","v":440.68144740754002},{"$f":"IF($E626=DataInput!$B625,DataInput!K625,NA())","v":1},null,null,"QLD Belmont Wecker Road 110",null,null,null,null,false,null,null,{"$error":"#N/A"},{"$error":"#N/A"},{"$error":"#N/A"},{"$error":"#N/A"},{"$error":"#N/A"},{"$error":"#N/A"},{"$error":"#N/A"},{"$error":"#N/A"},{"$error":"#N/A"},{"$error":"#N/A"}]
[null,{"$f":"IF(DataInput!B626=$B$8,IF($B$9=$B$10,TRUE,IF(DataInput!E626=$B$9,TRUE,FALSE)))","v":true},null,null,{"$f":"IF(B627=TRUE,DataInput!B626,NA())","v":"QLD"},{"$f":"IF($E627=DataInput!$B626,DataInput!C626,NA())","v":"QBMH"},{"$f":"IF($E627=DataInput!$B626,DataInput!D626,NA())","v":"Belmont Wecker Road 110"},{"$f":"IF($E627=DataInput!$B626,DataInput!E626,NA())","v":"Energex"},{"$f":"IF($E627=DataInput!$B626,DataInput!F626,NA())","v":"Summer"},{"$f":"IF($E627=DataInput!$B626,DataInput!G626,NA())","v":"Non-Coincident"},{"$f":"IF($E627=DataInput!$B626,DataInput!H626,NA())","v":2022},{"$f":"IF($E627=DataInput!$B626,DataInput!I626,NA())","v":"POE50"},{"$f":"IF($E627=DataInput!$B626,DataInput!J626,NA())","v":445.43498536019302},{"$f":"IF($E627=DataInput!$B626,DataInput!K626,NA())","v":1},null,null,"QLD Belmont Wecker Road 110",null,null,null,null,false,null,null,{"$error":"#N/A"},{"$error":"#N/A"},{"$error":"#N/A"},{"$error":"#N/A"},{"$error":"#N/A"},{"$error":"#N/A"},{"$error":"#N/A"},{"$error":"#N/A"},{"$error":"#N/A"},{"$error":"#N/A"}]
[null,{"$f":"IF(DataInput!B627=$B$8,IF($B$9=$B$10,TRUE,IF(DataInput!E627=$B$9,TRUE,FALSE)))","v":true},null,null,{"$f":"IF(B628=TRUE,DataInput!B627,NA())","v":"QLD"},{"$f":"IF($E628=DataInput!$B627,DataInput!C627,NA())","v":"QBMH"},{"$f":"IF($E628=DataInput!$B627,DataInput!D627,NA())","v":"Belmont Wecker Road 110"},{"$f":"IF($E628=DataInput!$B627,DataInput!E627,NA())","v":"Energex"},{"$f":"IF($E628=DataInput!$B627,DataInput!F627,NA())","v":"Summer"},{"$f":"IF($E628=DataInput!$B627,DataInput!G627,NA())","v":"Non-Coincident"},{"$f":"IF($E628=DataInput!$B627,DataInput!H627,NA())","v":2023},{"$f":"IF($E628=DataInput!$B627,DataInput!I627,NA())","v":"POE50"},{"$f":"IF($E628=DataInput!$B627,DataInput!J627,NA())","v":452.49959270276798},{"$f":"IF($E628=DataInput!$B627,DataInput!K627,NA())","v":1},null,null,"QLD Belmont Wecker Road 110",null,null,null,null,false,null,null,{"$error":"#N/A"},{"$error":"#N/A"},{"$error":"#N/A"},{"$error":"#N/A"},{"$error":"#N/A"},{"$error":"#N/A"},{"$error":"#N/A"},{"$error":"#N/A"},{"$error":"#N/A"},{"$error":"#N/A"}]
[null,{"$f":"IF(DataInput!B628=$B$8,IF($B$9=$B$10,TRUE,IF(DataInput!E628=$B$9,TRUE,FALSE)))","v":true},null,null,{"$f":"IF(B629=TRUE,DataInput!B628,NA())","v":"QLD"},{"$f":"IF($E629=DataInput!$B628,DataInput!C628,NA())","v":"QBMH"},{"$f":"IF($E629=DataInput!$B628,DataInput!D628,NA())","v":"Belmont Wecker Road 110"},{"$f":"IF($E629=DataInput!$B628,DataInput!E628,NA())","v":"Energex"},{"$f":"IF($E629=DataInput!$B628,DataInput!F628,NA())","v":"Summer"},{"$f":"IF($E629=DataInput!$B628,DataInput!G628,NA())","v":"Non-Coincident"},{"$f":"IF($E629=DataInput!$B628,DataInput!H628,NA())","v":2024},{"$f":"IF($E629=DataInput!$B628,DataInput!I628,NA())","v":"POE50"},{"$f":"IF($E629=DataInput!$B628,DataInput!J628,NA())","v":459.70448819066797},{"$f":"IF($E629=DataInput!$B628,DataInput!K628,NA())","v":1},null,null,"QLD Belmont Wecker Road 110",null,null,null,null,false,null,null,{"$error":"#N/A"},{"$error":"#N/A"},{"$error":"#N/A"},{"$error":"#N/A"},{"$error":"#N/A"},{"$error":"#N/A"},{"$error":"#N/A"},{"$error":"#N/A"},{"$error":"#N/A"},{"$error":"#N/A"}]
[null,{"$f":"IF(DataInput!B629=$B$8,IF($B$9=$B$10,TRUE,IF(DataInput!E629=$B$9,TRUE,FALSE)))","v":true},null,null,{"$f":"IF(B630=TRUE,DataInput!B629,NA())","v":"QLD"},{"$f":"IF($E630=DataInput!$B629,DataInput!C629,NA())","v":"QBMH"},{"$f":"IF($E630=DataInput!$B629,DataInput!D629,NA())","v":"Belmont Wecker Road 110"},{"$f":"IF($E630=DataInput!$B629,DataInput!E629,NA())","v":"Energex"},{"$f":"IF($E630=DataInput!$B629,DataInput!F629,NA())","v":"Summer"},{"$f":"IF($E630=DataInput!$B629,DataInput!G629,NA())","v":"Non-Coincident"},{"$f":"IF($E630=DataInput!$B629,DataInput!H629,NA())","v":2025},{"$f":"IF($E630=DataInput!$B629,DataInput!I629,NA())","v":"POE50"},{"$f":"IF($E630=DataInput!$B629,DataInput!J629,NA())","v":463.82703237413898},{"$f":"IF($E630=DataInput!$B629,DataInput!K629,NA())","v":1},null,null,"QLD Belmont Wecker Road 110",null,null,null,null,false,null,null,{"$error":"#N/A"},{"$error":"#N/A"},{"$error":"#N/A"},{"$error":"#N/A"},{"$error":"#N/A"},{"$error":"#N/A"},{"$error":"#N/A"},{"$error":"#N/A"},{"$error":"#N/A"},{"$error":"#N/A"}]
[null,{"$f":"IF(DataInput!B630=$B$8,IF($B$9=$B$10,TRUE,IF(DataInput!E630=$B$9,TRUE,FALSE)))","v":true},null,null,{"$f":"IF(B631=TRUE,DataInput!B630,NA())","v":"QLD"},{"$f":"IF($E631=DataInput!$B630,DataInput!C630,NA())","v":"QBMH"},{"$f":"IF($E631=DataInput!$B630,DataInput!D630,NA())","v":"Belmont Wecker Road 110"},{"$f":"IF($E631=DataInput!$B630,DataInput!E630,NA())","v":"Energex"},{"$f":"IF($E631=DataInput!$B630,DataInput!F630,NA())","v":"Summer"},{"$f":"IF($E631=DataInput!$B630,DataInput!G630,NA())","v":"Non-Coincident"},{"$f":"IF($E631=DataInput!$B630,DataInput!H630,NA())","v":2026},{"$f":"IF($E631=DataInput!$B630,DataInput!I630,NA())","v":"POE50"},{"$f":"IF($E631=DataInput!$B630,DataInput!J630,NA())","v":465.80258664441499},{"$f":"IF($E631=DataInput!$B630,DataInput!K630,NA())","v":1},null,null,"QLD Belmont Wecker Road 110",null,null,null,null,false,null,null,{"$error":"#N/A"},{"$f":"IF($V631=TRUE,F631,NA())","v":{"$error":"#N/A"}},{"$f":"IF($V631=TRUE,G631,NA())","v":{"$error":"#N/A"}},{"$f":"IF($V631=TRUE,H631,NA())","v":{"$error":"#N/A"}},{"$f":"IF($V631=TRUE,I631,NA())","v":{"$error":"#N/A"}},{"$f":"IF($V631=TRUE,J631,NA())","v":{"$error":"#N/A"}},{"$f":"IF($V631=TRUE,K631,NA())","v":{"$error":"#N/A"}},{"$f":"IF($V631=TRUE,L631,NA())","v":{"$error":"#N/A"}},{"$f":"IF($V631=TRUE,M631,NA())","v":{"$error":"#N/A"}},{"$f":"IF($V631=TRUE,N631,NA())","v":{"$error":"#N/A"}}]
[null,{"$f":"IF(DataInput!B631=$B$8,IF($B$9=$B$10,TRUE,IF(DataInput!E631=$B$9,TRUE,FALSE)))","v":true},null,null,{"$f":"IF(B632=TRUE,DataInput!B631,NA())","v":"QLD"},{"$f":"IF($E632=DataInput!$B631,DataInput!C631,NA())","v":"QBMH"},{"$f":"IF($E632=DataInput!$B631,DataInput!D631,NA())","v":"Belmont Wecker Road 110"},{"$f":"IF($E632=DataInput!$B631,DataInput!E631,NA())","v":"Energex"},{"$f":"IF($E632=DataInput!$B631,DataInput!F631,NA())","v":"Winter"},{"$f":"IF($E632=DataInput!$B631,DataInput!G631,NA())","v":"Non-Coincident"},{"$f":"IF($E632=DataInput!$B631,DataInput!H631,NA())","v":2016},{"$f":"IF($E632=DataInput!$B631,DataInput!I631,NA())","v":"POE10"},{"$f":"IF($E632=DataInput!$B631,DataInput!J631,NA())","v":378.25063760507197},{"$f":"IF($E632=DataInput!$B631,DataInput!K631,NA())","v":0.99714019243589103},null,null,"QLD Belmont Wecker Road 110",null,null,null,null,false,null,null,{"$error":"#N/A"},{"$error":"#N/A"},{"$error":"#N/A"},{"$error":"#N/A"},{"$error":"#N/A"},{"$error":"#N/A"},{"$error":"#N/A"},{"$error":"#N/A"},{"$error":"#N/A"},{"$error":"#N/A"}]
[null,{"$f":"IF(DataInput!B632=$B$8,IF($B$9=$B$10,TRUE,IF(DataInput!E632=$B$9,TRUE,FALSE)))","v":true},null,null,{"$f":"IF(B633=TRUE,DataInput!B632,NA())","v":"QLD"},{"$f":"IF($E633=DataInput!$B632,DataInput!C632,NA())","v":"QBMH"},{"$f":"IF($E633=DataInput!$B632,DataInput!D632,NA())","v":"Belmont Wecker Road 110"},{"$f":"IF($E633=DataInput!$B632,DataInput!E632,NA())","v":"Energex"},{"$f":"IF($E633=DataInput!$B632,DataInput!F632,NA())","v":"Winter"},{"$f":"IF($E633=DataInput!$B632,DataInput!G632,NA())","v":"Non-Coincident"},{"$f":"IF($E633=DataInput!$B632,DataInput!H632,NA())","v":2017},{"$f":"IF($E633=DataInput!$B632,DataInput!I632,NA())","v":"POE10"},{"$f":"IF($E633=DataInput!$B632,DataInput!J632,NA())","v":391.51667755923302},{"$f":"IF($E633=DataInput!$B632,DataInput!K632,NA())","v":1},null,null,"QLD Belmont Wecker Road 110",null,null,null,null,false,null,null,{"$error":"#N/A"},{"$error":"#N/A"},{"$error":"#N/A"},{"$error":"#N/A"},{"$error":"#N/A"},{"$error":"#N/A"},{"$error":"#N/A"},{"$error":"#N/A"},{"$error":"#N/A"},{"$error":"#N/A"}]
[null,{"$f":"IF(DataInput!B633=$B$8,IF($B$9=$B$10,TRUE,IF(DataInput!E633=$B$9,TRUE,FALSE)))","v":true},null,null,{"$f":"IF(B634=TRUE,DataInput!B633,NA())","v":"QLD"},{"$f":"IF($E634=DataInput!$B633,DataInput!C633,NA())","v":"QBMH"},{"$f":"IF($E634=DataInput!$B633,DataInput!D633,NA())","v":"Belmont Wecker Road 110"},{"$f":"IF($E634=DataInput!$B633,DataInput!E633,NA())","v":"Energex"},{"$f":"IF($E634=DataInput!$B633,DataInput!F633,NA())","v":"Winter"},{"$f":"IF($E634=DataInput!$B633,DataInput!G633,NA())","v":"Non-Coincident"},{"$f":"IF($E634=DataInput!$B633,DataInput!H633,NA())","v":2018},{"$f":"IF($E634=DataInput!$B633,DataInput!I633,NA())","v":"POE10"},{"$f":"IF($E634=DataInput!$B633,DataInput!J633,NA())","v":417.2130941291},{"$f":"IF($E634=DataInput!$B633,DataInput!K633,NA())","v":1},null,null,"QLD Belmont Wecker Road 110",null,null,null,null,false,null,null,{"$error":"#N/A"},{"$error":"#N/A"},{"$error":"#N/A"},{"$error":"#N/A"},{"$error":"#N/A"},{"$error":"#N/A"},{"$error":"#N/A"},{"$error":"#N/A"},{"$error":"#N/A"},{"$error":"#N/A"}]
[null,{"$f":"IF(DataInput!B634=$B$8,IF($B$9=$B$10,TRUE,IF(DataInput!E634=$B$9,TRUE,FALSE)))","v":true},null,null,{"$f":"IF(B635=TRUE,DataInput!B634,NA())","v":"QLD"},{"$f":"IF($E635=DataInput!$B634,DataInput!C634,NA())","v":"QBMH"},{"$f":"IF($E635=DataInput!$B634,DataInput!D634,NA())","v":"Belmont Wecker Road 110"},{"$f":"IF($E635=DataInput!$B634,DataInput!E634,NA())","v":"Energex"},{"$f":"IF($E635=DataInput!$B634,DataInput!F634,NA())","v":"Winter"},{"$f":"IF($E635=DataInput!$B634,DataInput!G634,NA())","v":"Non-Coincident"},{"$f":"IF($E635=DataInput!$B634,DataInput!H634,NA())","v":2019},{"$f":"IF($E635=DataInput!$B634,DataInput!I634,NA())","v":"POE10"},{"$f":"IF($E635=DataInput!$B634,DataInput!J634,NA())","v":429.61862821321603},{"$f":"IF($E635=DataInput!$B634,DataInput!K634,NA())","v":1},null,null,"QLD Belmont Wecker Road 110",null,null,null,null,false,null,null,{"$error":"#N/A"},{"$error":"#N/A"},{"$error":"#N/A"},{"$error":"#N/A"},{"$error":"#N/A"},{"$error":"#N/A"},{"$error":"#N/A"},{"$error":"#N/A"},{"$error":"#N/A"},{"$error":"#N/A"}]
[null,{"$f":"IF(DataInput!B635=$B$8,IF($B$9=$B$10,TRUE,IF(DataInput!E635=$B$9,TRUE,FALSE)))","v":true},null,null,{"$f":"IF(B636=TRUE,DataInput!B635,NA())","v":"QLD"},{"$f":"IF($E636=DataInput!$B635,DataInput!C635,NA())","v":"QBMH"},{"$f":"IF($E636=DataInput!$B635,DataInput!D635,NA())","v":"Belmont Wecker Road 110"},{"$f":"IF($E636=DataInput!$B635,DataInput!E635,NA())","v":"Energex"},{"$f":"IF($E636=DataInput!$B635,DataInput!F635,NA())","v":"Winter"},{"$f":"IF($E636=DataInput!$B635,DataInput!G635,NA())","v":"Non-Coincident"},{"$f":"IF($E636=DataInput!$B635,DataInput!H635,NA())","v":2020},{"$f":"IF($E636=DataInput!$B635,DataInput!I635,NA())","v":"POE10"},{"$f":"IF($E636=DataInput!$B635,DataInput!J635,NA())","v":438.14320606756303},{"$f":"IF($E636=DataInput!$B635,DataInput!K635,NA())","v":1},null,null,"QLD Belmont Wecker Road 110",null,null,null,null,false,null,null,{"$error":"#N/A"},{"$error":"#N/A"},{"$error":"#N/A"},{"$error":"#N/A"},{"$error":"#N/A"},{"$error":"#N/A"},{"$error":"#N/A"},{"$error":"#N/A"},{"$error":"#N/A"},{"$error":"#N/A"}]
[null,{"$f":"IF(DataInput!B636=$B$8,IF($B$9=$B$10,TRUE,IF(DataInput!E636=$B$9,TRUE,FALSE)))","v":true},null,null,{"$f":"IF(B637=TRUE,DataInput!B636,NA())","v":"QLD"},{"$f":"IF($E637=DataInput!$B636,DataInput!C636,NA())","v":"QBMH"},{"$f":"IF($E637=DataInput!$B636,DataInput!D636,NA())","v":"Belmont Wecker Road 110"},{"$f":"IF($E637=DataInput!$B636,DataInput!E636,NA())","v":"Energex"},{"$f":"IF($E637=DataInput!$B636,DataInput!F636,NA())","v":"Winter"},{"$f":"IF($E637=DataInput!$B636,DataInput!G636,NA())","v":"Non-Coincident"},{"$f":"IF($E637=DataInput!$B636,DataInput!H636,NA())","v":2021},{"$f":"IF($E637=DataInput!$B636,DataInput!I636,NA())","v":"POE10"},{"$f":"IF($E637=DataInput!$B636,DataInput!J636,NA())","v":435.70364664099498},{"$f":"IF($E637=DataInput!$B636,DataInput!K636,NA())","v":1},null,null,"QLD Belmont Wecker Road 110",null,null,null,null,false,null,null,{"$error":"#N/A"},{"$error":"#N/A"},{"$error":"#N/A"},{"$error":"#N/A"},{"$error":"#N/A"},{"$error":"#N/A"},{"$error":"#N/A"},{"$error":"#N/A"},{"$error":"#N/A"},{"$error":"#N/A"}]
[null,{"$f":"IF(DataInput!B637=$B$8,IF($B$9=$B$10,TRUE,IF(DataInput!E637=$B$9,TRUE,FALSE)))","v":true},null,null,{"$f":"IF(B638=TRUE,DataInput!B637,NA())","v":"QLD"},{"$f":"IF($E638=DataInput!$B637,DataInput!C637,NA())","v":"QBMH"},{"$f":"IF($E638=DataInput!$B637,DataInput!D637,NA())","v":"Belmont Wecker Road 110"},{"$f":"IF($E638=DataInput!$B637,DataInput!E637,NA())","v":"Energex"},{"$f":"IF($E638=DataInput!$B637,DataInput!F637,NA())","v":"Winter"},{"$f":"IF($E638=DataInput!$B637,DataInput!G637,NA())","v":"Non-Coincident"},{"$f":"IF($E638=DataInput!$B637,DataInput!H637,NA())","v":2022},{"$f":"IF($E638=DataInput!$B637,DataInput!I637,NA())","v":"POE10"},{"$f":"IF($E638=DataInput!$B637,DataInput!J637,NA())","v":444.79768867904397},{"$f":"IF($E638=DataInput!$B637,DataInput!K637,NA())","v":1},null,null,"QLD Belmont Wecker Road 110",null,null,null,null,false,null,null,{"$error":"#N/A"},{"$error":"#N/A"},{"$error":"#N/A"},{"$error":"#N/A"},{"$error":"#N/A"},{"$error":"#N/A"},{"$error":"#N/A"},{"$error":"#N/A"},{"$error":"#N/A"},{"$error":"#N/A"}]
[null,{"$f":"IF(DataInput!B638=$B$8,IF($B$9=$B$10,TRUE,IF(DataInput!E638=$B$9,TRUE,FALSE)))","v":true},null,null,{"$f":"IF(B639=TRUE,DataInput!B638,NA())","v":"QLD"},{"$f":"IF($E639=DataInput!$B638,DataInput!C638,NA())","v":"QBMH"},{"$f":"IF($E639=DataInput!$B638,DataInput!D638,NA())","v":"Belmont Wecker Road 110"},{"$f":"IF($E639=DataInput!$B638,DataInput!E638,NA())","v":"Energex"},{"$f":"IF($E639=DataInput!$B638,DataInput!F638,NA())","v":"Winter"},{"$f":"IF($E639=DataInput!$B638,DataInput!G638,NA())","v":"Non-Coincident"},{"$f":"IF($E639=DataInput!$B638,DataInput!H638,NA())","v":2023},{"$f":"IF($E639=DataInput!$B638,DataInput!I638,NA())","v":"POE10"},{"$f":"IF($E639=DataInput!$B638,DataInput!J638,NA())","v":451.72071109764698},{"$f":"IF($E639=DataInput!$B638,DataInput!K638,NA())","v":1},null,null,"QLD Belmont Wecker Road 110",null,null,null,null,false,null,null,{"$error":"#N/A"},{"$error":"#N/A"},{"$error":"#N/A"},{"$error":"#N/A"},{"$error":"#N/A"},{"$error":"#N/A"},{"$error":"#N/A"},{"$error":"#N/A"},{"$error":"#N/A"},{"$error":"#N/A"}]
[null,{"$f":"IF(DataInput!B639=$B$8,IF($B$9=$B$10,TRUE,IF(DataInput!E639=$B$9,TRUE,FALSE)))","v":true},null,null,{"$f":"IF(B640=TRUE,DataInput!B639,NA())","v":"QLD"},{"$f":"IF($E640=DataInput!$B639,DataInput!C639,NA())","v":"QBMH"},{"$f":"IF($E640=DataInput!$B639,DataInput!D639,NA())","v":"Belmont Wecker Road 110"},{"$f":"IF($E640=DataInput!$B639,DataInput!E639,NA())","v":"Energex"},{"$f":"IF($E640=DataInput!$B639,DataInput!F639,NA())","v":"Winter"},{"$f":"IF($E640=DataInput!$B639,DataInput!G639,NA())","v":"Non-Coincident"},{"$f":"IF($E640=DataInput!$B639,DataInput!H639,NA())","v":2024},{"$f":"IF($E640=DataInput!$B639,DataInput!I639,NA())","v":"POE10"},{"$f":"IF($E640=DataInput!$B639,DataInput!J639,NA())","v":471.182812303334},{"$f":"IF($E640=DataInput!$B639,DataInput!K639,NA())","v":1},null,null,"QLD Belmont Wecker Road 110",null,null,null,null,false,null,null,{"$error":"#N/A"},{"$error":"#N/A"},{"$error":"#N/A"},{"$error":"#N/A"},{"$error":"#N/A"},{"$error":"#N/A"},{"$error":"#N/A"},{"$error":"#N/A"},{"$error":"#N/A"},{"$error":"#N/A"}]
[null,{"$f":"IF(DataInput!B640=$B$8,IF($B$9=$B$10,TRUE,IF(DataInput!E640=$B$9,TRUE,FALSE)))","v":true},null,null,{"$f":"IF(B641=TRUE,DataInput!B640,NA())","v":"QLD"},{"$f":"IF($E641=DataInput!$B640,DataInput!C640,NA())","v":"QBMH"},{"$f":"IF($E641=DataInput!$B640,DataInput!D640,NA())","v":"Belmont Wecker Road 110"},{"$f":"IF($E641=DataInput!$B640,DataInput!E640,NA())","v":"Energex"},{"$f":"IF($E641=DataInput!$B640,DataInput!F640,NA())","v":"Winter"},{"$f":"IF($E641=DataInput!$B640,DataInput!G640,NA())","v":"Non-Coincident"},{"$f":"IF($E641=DataInput!$B640,DataInput!H640,NA())","v":2025},{"$f":"IF($E641=DataInput!$B640,DataInput!I640,NA())","v":"POE10"},{"$f":"IF($E641=DataInput!$B640,DataInput!J640,NA())","v":478.28056020103202},{"$f":"IF($E641=DataInput!$B640,DataInput!K640,NA())","v":1},null,null,"QLD Belmont Wecker Road 110",null,null,null,null,false,null,null,{"$error":"#N/A"},{"$error":"#N/A"},{"$error":"#N/A"},{"$error":"#N/A"},{"$error":"#N/A"},{"$error":"#N/A"},{"$error":"#N/A"},{"$error":"#N/A"},{"$error":"#N/A"},{"$error":"#N/A"}]
[null,{"$f":"IF(DataInput!B641=$B$8,IF($B$9=$B$10,TRUE,IF(DataInput!E641=$B$9,TRUE,FALSE)))","v":true},null,null,{"$f":"IF(B642=TRUE,DataInput!B641,NA())","v":"QLD"},{"$f":"IF($E642=DataInput!$B641,DataInput!C641,NA())","v":"QBMH"},{"$f":"IF($E642=DataInput!$B641,DataInput!D641,NA())","v":"Belmont Wecker Road 110"},{"$f":"IF($E642=DataInput!$B641,DataInput!E641,NA())","v":"Energex"},{"$f":"IF($E642=DataInput!$B641,DataInput!F641,NA())","v":"Winter"},{"$f":"IF($E642=DataInput!$B641,DataInput!G641,NA())","v":"Non-Coincident"},{"$f":"IF($E642=DataInput!$B641,DataInput!H641,NA())","v":2016},{"$f":"IF($E642=DataInput!$B641,DataInput!I641,NA())","v":"POE50"},{"$f":"IF($E642=DataInput!$B641,DataInput!J641,NA())","v":368.17222819390201},{"$f":"IF($E642=DataInput!$B641,DataInput!K641,NA())","v":1},null,null,"QLD Belmont Wecker Road 110",null,null,null,null,false,null,null,{"$error":"#N/A"},{"$error":"#N/A"},{"$error":"#N/A"},{"$error":"#N/A"},{"$error":"#N/A"},{"$error":"#N/A"},{"$error":"#N/A"},{"$error":"#N/A"},{"$error":"#N/A"},{"$error":"#N/A"}]
[null,{"$f":"IF(DataInput!B642=$B$8,IF($B$9=$B$10,TRUE,IF(DataInput!E642=$B$9,TRUE,FALSE)))","v":true},null,null,{"$f":"IF(B643=TRUE,DataInput!B642,NA())","v":"QLD"},{"$f":"IF($E643=DataInput!$B642,DataInput!C642,NA())","v":"QBMH"},{"$f":"IF($E643=DataInput!$B642,DataInput!D642,NA())","v":"Belmont Wecker Road 110"},{"$f":"IF($E643=DataInput!$B642,DataInput!E642,NA())","v":"Energex"},{"$f":"IF($E643=DataInput!$B642,DataInput!F642,NA())","v":"Winter"},{"$f":"IF($E643=DataInput!$B642,DataInput!G642,NA())","v":"Non-Coincident"},{"$f":"IF($E643=DataInput!$B642,DataInput!H642,NA())","v":2017},{"$f":"IF($E643=DataInput!$B642,DataInput!I642,NA())","v":"POE50"},{"$f":"IF($E643=DataInput!$B642,DataInput!J642,NA())","v":381.51385421177798},{"$f":"IF($E643=DataInput!$B642,DataInput!K642,NA())","v":1},null,null,"QLD Belmont Wecker Road 110",null,null,null,null,false,null,null,{"$error":"#N/A"},{"$error":"#N/A"},{"$error":"#N/A"},{"$error":"#N/A"},{"$error":"#N/A"},{"$error":"#N/A"},{"$error":"#N/A"},{"$error":"#N/A"},{"$error":"#N/A"},{"$error":"#N/A"}]
[null,{"$f":"IF(DataInput!B643=$B$8,IF($B$9=$B$10,TRUE,IF(DataInput!E643=$B$9,TRUE,FALSE)))","v":true},null,null,{"$f":"IF(B644=TRUE,DataInput!B643,NA())","v":"QLD"},{"$f":"IF($E644=DataInput!$B643,DataInput!C643,NA())","v":"QBMH"},{"$f":"IF($E644=DataInput!$B643,DataInput!D643,NA())","v":"Belmont Wecker Road 110"},{"$f":"IF($E644=DataInput!$B643,DataInput!E643,NA())","v":"Energex"},{"$f":"IF($E644=DataInput!$B643,DataInput!F643,NA())","v":"Winter"},{"$f":"IF($E644=DataInput!$B643,DataInput!G643,NA())","v":"Non-Coincident"},{"$f":"IF($E644=DataInput!$B643,DataInput!H643,NA())","v":2018},{"$f":"IF($E644=DataInput!$B643,DataInput!I643,NA())","v":"POE50"},{"$f":"IF($E644=DataInput!$B643,DataInput!J643,NA())","v":401.01699901562102},{"$f":"IF($E644=DataInput!$B643,DataInput!K643,NA())","v":1},null,null,"QLD Belmont Wecker Road 110",null,null,null,null,false,null,null,{"$error":"#N/A"},{"$error":"#N/A"},{"$error":"#N/A"},{"$error":"#N/A"},{"$error":"#N/A"},{"$error":"#N/A"},{"$error":"#N/A"},{"$error":"#N/A"},{"$error":"#N/A"},{"$error":"#N/A"}]
[null,{"$f":"IF(DataInput!B644=$B$8,IF($B$9=$B$10,TRUE,IF(DataInput!E644=$B$9,TRUE,FALSE)))","v":true},null,null,{"$f":"IF(B645=TRUE,DataInput!B644,NA())","v":"QLD"},{"$f":"IF($E645=DataInput!$B644,DataInput!C644,NA())","v":"QBMH"},{"$f":"IF($E645=DataInput!$B644,DataInput!D644,NA())","v":"Belmont Wecker Road 110"},{"$f":"IF($E645=DataInput!$B644,DataInput!E644,NA())","v":"Energex"},{"$f":"IF($E645=DataInput!$B644,DataInput!F644,NA())","v":"Winter"},{"$f":"IF($E645=DataInput!$B644,DataInput!G644,NA())","v":"Non-Coincident"},{"$f":"IF($E645=DataInput!$B644,DataInput!H644,NA())","v":2019},{"$f":"IF($E645=DataInput!$B644,DataInput!I644,NA())","v":"POE50"},{"$f":"IF($E645=DataInput!$B644,DataInput!J644,NA())","v":409.53970830190798},{"$f":"IF($E645=DataInput!$B644,DataInput!K644,NA())","v":1},null,null,"QLD Belmont Wecker Road 110",null,null,null,null,false,null,null,{"$error":"#N/A"},{"$error":"#N/A"},{"$error":"#N/A"},{"$error":"#N/A"},{"$error":"#N/A"},{"$error":"#N/A"},{"$error":"#N/A"},{"$error":"#N/A"},{"$error":"#N/A"},{"$error":"#N/A"}]
[null,{"$f":"IF(DataInput!B645=$B$8,IF($B$9=$B$10,TRUE,IF(DataInput!E645=$B$9,TRUE,FALSE)))","v":true},null,null,{"$f":"IF(B646=TRUE,DataInput!B645,NA())","v":"QLD"},{"$f":"IF($E646=DataInput!$B645,DataInput!C645,NA())","v":"QBMH"},{"$f":"IF($E646=DataInput!$B645,DataInput!D645,NA())","v":"Belmont Wecker Road 110"},{"$f":"IF($E646=DataInput!$B645,DataInput!E645,NA())","v":"Energex"},{"$f":"IF($E646=DataInput!$B645,DataInput!F645,NA())","v":"Winter"},{"$f":"IF($E646=DataInput!$B645,DataInput!G645,NA())","v":"Non-Coincident"},{"$f":"IF($E646=DataInput!$B645,DataInput!H645,NA())","v":2020},{"$f":"IF($E646=DataInput!$B645,DataInput!I645,NA())","v":"POE50"},{"$f":"IF($E646=DataInput!$B645,DataInput!J645,NA())","v":417.15442698908703},{"$f":"IF($E646=DataInput!$B645,DataInput!K645,NA())","v":1},null,null,"QLD Belmont Wecker Road 110",null,null,null,null,false,null,null,{"$error":"#N/A"},{"$error":"#N/A"},{"$error":"#N/A"},{"$error":"#N/A"},{"$error":"#N/A"},{"$error":"#N/A"},{"$error":"#N/A"},{"$error":"#N/A"},{"$error":"#N/A"},{"$error":"#N/A"}]
[null,{"$f":"IF(DataInput!B646=$B$8,IF($B$9=$B$10,TRUE,IF(DataInput!E646=$B$9,TRUE,FALSE)))","v":true},null,null,{"$f":"IF(B647=TRUE,DataInput!B646,NA())","v":"QLD"},{"$f":"IF($E647=DataInput!$B646,DataInput!C646,NA())","v":"QBMH"},{"$f":"IF($E647=DataInput!$B646,DataInput!D646,NA())","v":"Belmont Wecker Road 110"},{"$f":"IF($E647=DataInput!$B646,DataInput!E646,NA())","v":"Energex"},{"$f":"IF($E647=DataInput!$B646,DataInput!F646,NA())","v":"Winter"},{"$f":"IF($E647=DataInput!$B646,DataInput!G646,NA())","v":"Non-Coincident"},{"$f":"IF($E647=DataInput!$B646,DataInput!H646,NA())","v":2021},{"$f":"IF($E647=DataInput!$B646,DataInput!I646,NA())","v":"POE50"},{"$f":"IF($E647=DataInput!$B646,DataInput!J646,NA())","v":418.28526136718898},{"$f":"IF($E647=DataInput!$B646,DataInput!K646,NA())","v":1},null,null,"QLD Belmont Wecker Road 110",null,null,null,null,false,null,null,{"$error":"#N/A"},{"$error":"#N/A"},{"$error":"#N/A"},{"$error":"#N/A"},{"$error":"#N/A"},{"$error":"#N/A"},{"$error":"#N/A"},{"$error":"#N/A"},{"$error":"#N/A"},{"$error":"#N/A"}]
[null,{"$f":"IF(DataInput!B647=$B$8,IF($B$9=$B$10,TRUE,IF(DataInput!E647=$B$9,TRUE,FALSE)))","v":true},null,null,{"$f":"IF(B648=TRUE,DataInput!B647,NA())","v":"QLD"},{"$f":"IF($E648=DataInput!$B647,DataInput!C647,NA())","v":"QBMH"},{"$f":"IF($E648=DataInput!$B647,DataInput!D647,NA())","v":"Belmont Wecker Road 110"},{"$f":"IF($E648=DataInput!$B647,DataInput!E647,NA())","v":"Energex"},{"$f":"IF($E648=DataInput!$B647,DataInput!F647,NA())","v":"Winter"},{"$f":"IF($E648=DataInput!$B647,DataInput!G647,NA())","v":"Non-Coincident"},{"$f":"IF($E648=DataInput!$B647,DataInput!H647,NA())","v":2022},{"$f":"IF($E648=DataInput!$B647,DataInput!I647,NA())","v":"POE50"},{"$f":"IF($E648=DataInput!$B647,DataInput!J647,NA())","v":426.45178474159002},{"$f":"IF($E648=DataInput!$B647,DataInput!K647,NA())","v":1},null,null,"QLD Belmont Wecker Road 110",null,null,null,null,false,null,null,{"$error":"#N/A"},{"$error":"#N/A"},{"$error":"#N/A"},{"$error":"#N/A"},{"$error":"#N/A"},{"$error":"#N/A"},{"$error":"#N/A"},{"$error":"#N/A"},{"$error":"#N/A"},{"$error":"#N/A"}]
[null,{"$f":"IF(DataInput!B648=$B$8,IF($B$9=$B$10,TRUE,IF(DataInput!E648=$B$9,TRUE,FALSE)))","v":true},null,null,{"$f":"IF(B649=TRUE,DataInput!B648,NA())","v":"QLD"},{"$f":"IF($E649=DataInput!$B648,DataInput!C648,NA())","v":"QBMH"},{"$f":"IF($E649=DataInput!$B648,DataInput!D648,NA())","v":"Belmont Wecker Road 110"},{"$f":"IF($E649=DataInput!$B648,DataInput!E648,NA())","v":"Energex"},{"$f":"IF($E649=DataInput!$B648,DataInput!F648,NA())","v":"Winter"},{"$f":"IF($E649=DataInput!$B648,DataInput!G648,NA())","v":"Non-Coincident"},{"$f":"IF($E649=DataInput!$B648,DataInput!H648,NA())","v":2023},{"$f":"IF($E649=DataInput!$B648,DataInput!I648,NA())","v":"POE50"},{"$f":"IF($E649=DataInput!$B648,DataInput!J648,NA())","v":432.375757268661},{"$f":"IF($E649=DataInput!$B648,DataInput!K648,NA())","v":1},null,null,"QLD Belmont Wecker Road 110",null,null,null,null,false,null,null,{"$error":"#N/A"},{"$error":"#N/A"},{"$error":"#N/A"},{"$error":"#N/A"},{"$error":"#N/A"},{"$error":"#N/A"},{"$error":"#N/A"},{"$error":"#N/A"},{"$error":"#N/A"},{"$error":"#N/A"}]
[null,{"$f":"IF(DataInput!B649=$B$8,IF($B$9=$B$10,TRUE,IF(DataInput!E649=$B$9,TRUE,FALSE)))","v":true},null,null,{"$f":"IF(B650=TRUE,DataInput!B649,NA())","v":"QLD"},{"$f":"IF($E650=DataInput!$B649,DataInput!C649,NA())","v":"QBMH"},{"$f":"IF($E650=DataInput!$B649,DataInput!D649,NA())","v":"Belmont Wecker Road 110"},{"$f":"IF($E650=DataInput!$B649,DataInput!E649,NA())","v":"Energex"},{"$f":"IF($E650=DataInput!$B649,DataInput!F649,NA())","v":"Winter"},{"$f":"IF($E650=DataInput!$B649,DataInput!G649,NA())","v":"Non-Coincident"},{"$f":"IF($E650=DataInput!$B649,DataInput!H649,NA())","v":2024},{"$f":"IF($E650=DataInput!$B649,DataInput!I649,NA())","v":"POE50"},{"$f":"IF($E650=DataInput!$B649,DataInput!J649,NA())","v":444.67916700875401},{"$f":"IF($E650=DataInput!$B649,DataInput!K649,NA())","v":1},null,null,"QLD Belmont Wecker Road 110",null,null,null,null,false,null,null,{"$error":"#N/A"},{"$error":"#N/A"},{"$error":"#N/A"},{"$error":"#N/A"},{"$error":"#N/A"},{"$error":"#N/A"},{"$error":"#N/A"},{"$error":"#N/A"},{"$error":"#N/A"},{"$error":"#N/A"}]
[null,{"$f":"IF(DataInput!B650=$B$8,IF($B$9=$B$10,TRUE,IF(DataInput!E650=$B$9,TRUE,FALSE)))","v":true},null,null,{"$f":"IF(B651=TRUE,DataInput!B650,NA())","v":"QLD"},{"$f":"IF($E651=DataInput!$B650,DataInput!C650,NA())","v":"QBMH"},{"$f":"IF($E651=DataInput!$B650,DataInput!D650,NA())","v":"Belmont Wecker Road 110"},{"$f":"IF($E651=DataInput!$B650,DataInput!E650,NA())","v":"Energex"},{"$f":"IF($E651=DataInput!$B650,DataInput!F650,NA())","v":"Winter"},{"$f":"IF($E651=DataInput!$B650,DataInput!G650,NA())","v":"Non-Coincident"},{"$f":"IF($E651=DataInput!$B650,DataInput!H650,NA())","v":2025},{"$f":"IF($E651=DataInput!$B650,DataInput!I650,NA())","v":"POE50"},{"$f":"IF($E651=DataInput!$B650,DataInput!J650,NA())","v":449.01348507926298},{"$f":"IF($E651=DataInput!$B650,DataInput!K650,NA())","v":1},null,null,"QLD Belmont Wecker Road 110",null,null,null,null,false,null,null,{"$error":"#N/A"},{"$error":"#N/A"},{"$error":"#N/A"},{"$error":"#N/A"},{"$error":"#N/A"},{"$error":"#N/A"},{"$error":"#N/A"},{"$error":"#N/A"},{"$error":"#N/A"},{"$error":"#N/A"}]
[null,{"$f":"IF(DataInput!B651=$B$8,IF($B$9=$B$10,TRUE,IF(DataInput!E651=$B$9,TRUE,FALSE)))","v":true},null,null,{"$f":"IF(B652=TRUE,DataInput!B651,NA())","v":"QLD"},{"$f":"IF($E652=DataInput!$B651,DataInput!C651,NA())","v":"QBNB"},{"$f":"IF($E652=DataInput!$B651,DataInput!D651,NA())","v":"Bolingbroke (Rail)"},{"$f":"IF($E652=DataInput!$B651,DataInput!E651,NA())","v":"Powerlink"},{"$f":"IF($E652=DataInput!$B651,DataInput!F651,NA())","v":"Summer"},{"$f":"IF($E652=DataInput!$B651,DataInput!G651,NA())","v":"Non-Coincident"},{"$f":"IF($E652=DataInput!$B651,DataInput!H651,NA())","v":2017},{"$f":"IF($E652=DataInput!$B651,DataInput!I651,NA())","v":"POE10"},{"$f":"IF($E652=DataInput!$B651,DataInput!J651,NA())","v":"NA"},{"$f":"IF($E652=DataInput!$B651,DataInput!K651,NA())","v":"NA"},null,null,{"$f":"IF(OR(ISERROR(E652),ISERROR(G652)),\"  \",E652&\" \"&G652)","v":"QLD Bolingbroke (Rail)"},null,null,null,null,{"$f":"IF(ISERROR(G652),FALSE,IF($V$9=G652,TRUE,FALSE))","v":false},null,null,{"$f":"IF($V652=TRUE,E652,NA())","v":{"$error":"#N/A"}},{"$error":"#N/A"},{"$error":"#N/A"},{"$error":"#N/A"},{"$error":"#N/A"},{"$error":"#N/A"},{"$error":"#N/A"},{"$error":"#N/A"},{"$error":"#N/A"},{"$error":"#N/A"}]
[null,{"$f":"IF(DataInput!B652=$B$8,IF($B$9=$B$10,TRUE,IF(DataInput!E652=$B$9,TRUE,FALSE)))","v":true},null,null,{"$f":"IF(B653=TRUE,DataInput!B652,NA())","v":"QLD"},{"$f":"IF($E653=DataInput!$B652,DataInput!C652,NA())","v":"QBNB"},{"$f":"IF($E653=DataInput!$B652,DataInput!D652,NA())","v":"Bolingbroke (Rail)"},{"$f":"IF($E653=DataInput!$B652,DataInput!E652,NA())","v":"Powerlink"},{"$f":"IF($E653=DataInput!$B652,DataInput!F652,NA())","v":"Summer"},{"$f":"IF($E653=DataInput!$B652,DataInput!G652,NA())","v":"Non-Coincident"},{"$f":"IF($E653=DataInput!$B652,DataInput!H652,NA())","v":2018},{"$f":"IF($E653=DataInput!$B652,DataInput!I652,NA())","v":"POE10"},{"$f":"IF($E653=DataInput!$B652,DataInput!J652,NA())","v":"NA"},{"$f":"IF($E653=DataInput!$B652,DataInput!K652,NA())","v":"NA"},null,null,"QLD Bolingbroke (Rail)",null,null,null,null,false,null,null,{"$error":"#N/A"},{"$error":"#N/A"},{"$error":"#N/A"},{"$error":"#N/A"},{"$error":"#N/A"},{"$error":"#N/A"},{"$error":"#N/A"},{"$error":"#N/A"},{"$error":"#N/A"},{"$error":"#N/A"}]
[null,{"$f":"IF(DataInput!B653=$B$8,IF($B$9=$B$10,TRUE,IF(DataInput!E653=$B$9,TRUE,FALSE)))","v":true},null,null,{"$f":"IF(B654=TRUE,DataInput!B653,NA())","v":"QLD"},{"$f":"IF($E654=DataInput!$B653,DataInput!C653,NA())","v":"QBNB"},{"$f":"IF($E654=DataInput!$B653,DataInput!D653,NA())","v":"Bolingbroke (Rail)"},{"$f":"IF($E654=DataInput!$B653,DataInput!E653,NA())","v":"Powerlink"},{"$f":"IF($E654=DataInput!$B653,DataInput!F653,NA())","v":"Summer"},{"$f":"IF($E654=DataInput!$B653,DataInput!G653,NA())","v":"Non-Coincident"},{"$f":"IF($E654=DataInput!$B653,DataInput!H653,NA())","v":2019},{"$f":"IF($E654=DataInput!$B653,DataInput!I653,NA())","v":"POE10"},{"$f":"IF($E654=DataInput!$B653,DataInput!J653,NA())","v":"NA"},{"$f":"IF($E654=DataInput!$B653,DataInput!K653,NA())","v":"NA"},null,null,"QLD Bolingbroke (Rail)",null,null,null,null,false,null,null,{"$error":"#N/A"},{"$error":"#N/A"},{"$error":"#N/A"},{"$error":"#N/A"},{"$error":"#N/A"},{"$error":"#N/A"},{"$error":"#N/A"},{"$error":"#N/A"},{"$error":"#N/A"},{"$error":"#N/A"}]
[null,{"$f":"IF(DataInput!B654=$B$8,IF($B$9=$B$10,TRUE,IF(DataInput!E654=$B$9,TRUE,FALSE)))","v":true},null,null,{"$f":"IF(B655=TRUE,DataInput!B654,NA())","v":"QLD"},{"$f":"IF($E655=DataInput!$B654,DataInput!C654,NA())","v":"QBNB"},{"$f":"IF($E655=DataInput!$B654,DataInput!D654,NA())","v":"Bolingbroke (Rail)"},{"$f":"IF($E655=DataInput!$B654,DataInput!E654,NA())","v":"Powerlink"},{"$f":"IF($E655=DataInput!$B654,DataInput!F654,NA())","v":"Summer"},{"$f":"IF($E655=DataInput!$B654,DataInput!G654,NA())","v":"Non-Coincident"},{"$f":"IF($E655=DataInput!$B654,DataInput!H654,NA())","v":2020},{"$f":"IF($E655=DataInput!$B654,DataInput!I654,NA())","v":"POE10"},{"$f":"IF($E655=DataInput!$B654,DataInput!J654,NA())","v":"NA"},{"$f":"IF($E655=DataInput!$B654,DataInput!K654,NA())","v":"NA"},null,null,"QLD Bolingbroke (Rail)",null,null,null,null,false,null,null,{"$error":"#N/A"},{"$error":"#N/A"},{"$error":"#N/A"},{"$error":"#N/A"},{"$error":"#N/A"},{"$error":"#N/A"},{"$error":"#N/A"},{"$error":"#N/A"},{"$error":"#N/A"},{"$error":"#N/A"}]
[null,{"$f":"IF(DataInput!B655=$B$8,IF($B$9=$B$10,TRUE,IF(DataInput!E655=$B$9,TRUE,FALSE)))","v":true},null,null,{"$f":"IF(B656=TRUE,DataInput!B655,NA())","v":"QLD"},{"$f":"IF($E656=DataInput!$B655,DataInput!C655,NA())","v":"QBNB"},{"$f":"IF($E656=DataInput!$B655,DataInput!D655,NA())","v":"Bolingbroke (Rail)"},{"$f":"IF($E656=DataInput!$B655,DataInput!E655,NA())","v":"Powerlink"},{"$f":"IF($E656=DataInput!$B655,DataInput!F655,NA())","v":"Summer"},{"$f":"IF($E656=DataInput!$B655,DataInput!G655,NA())","v":"Non-Coincident"},{"$f":"IF($E656=DataInput!$B655,DataInput!H655,NA())","v":2021},{"$f":"IF($E656=DataInput!$B655,DataInput!I655,NA())","v":"POE10"},{"$f":"IF($E656=DataInput!$B655,DataInput!J655,NA())","v":"NA"},{"$f":"IF($E656=DataInput!$B655,DataInput!K655,NA())","v":"NA"},null,null,"QLD Bolingbroke (Rail)",null,null,null,null,false,null,null,{"$error":"#N/A"},{"$error":"#N/A"},{"$error":"#N/A"},{"$error":"#N/A"},{"$error":"#N/A"},{"$error":"#N/A"},{"$error":"#N/A"},{"$error":"#N/A"},{"$error":"#N/A"},{"$error":"#N/A"}]
[null,{"$f":"IF(DataInput!B656=$B$8,IF($B$9=$B$10,TRUE,IF(DataInput!E656=$B$9,TRUE,FALSE)))","v":true},null,null,{"$f":"IF(B657=TRUE,DataInput!B656,NA())","v":"QLD"},{"$f":"IF($E657=DataInput!$B656,DataInput!C656,NA())","v":"QBNB"},{"$f":"IF($E657=DataInput!$B656,DataInput!D656,NA())","v":"Bolingbroke (Rail)"},{"$f":"IF($E657=DataInput!$B656,DataInput!E656,NA())","v":"Powerlink"},{"$f":"IF($E657=DataInput!$B656,DataInput!F656,NA())","v":"Summer"},{"$f":"IF($E657=DataInput!$B656,DataInput!G656,NA())","v":"Non-Coincident"},{"$f":"IF($E657=DataInput!$B656,DataInput!H656,NA())","v":2022},{"$f":"IF($E657=DataInput!$B656,DataInput!I656,NA())","v":"POE10"},{"$f":"IF($E657=DataInput!$B656,DataInput!J656,NA())","v":"NA"},{"$f":"IF($E657=DataInput!$B656,DataInput!K656,NA())","v":"NA"},null,null,"QLD Bolingbroke (Rail)",null,null,null,null,false,null,null,{"$error":"#N/A"},{"$error":"#N/A"},{"$error":"#N/A"},{"$error":"#N/A"},{"$error":"#N/A"},{"$error":"#N/A"},{"$error":"#N/A"},{"$error":"#N/A"},{"$error":"#N/A"},{"$error":"#N/A"}]
[null,{"$f":"IF(DataInput!B657=$B$8,IF($B$9=$B$10,TRUE,IF(DataInput!E657=$B$9,TRUE,FALSE)))","v":true},null,null,{"$f":"IF(B658=TRUE,DataInput!B657,NA())","v":"QLD"},{"$f":"IF($E658=DataInput!$B657,DataInput!C657,NA())","v":"QBNB"},{"$f":"IF($E658=DataInput!$B657,DataInput!D657,NA())","v":"Bolingbroke (Rail)"},{"$f":"IF($E658=DataInput!$B657,DataInput!E657,NA())","v":"Powerlink"},{"$f":"IF($E658=DataInput!$B657,DataInput!F657,NA())","v":"Summer"},{"$f":"IF($E658=DataInput!$B657,DataInput!G657,NA())","v":"Non-Coincident"},{"$f":"IF($E658=DataInput!$B657,DataInput!H657,NA())","v":2023},{"$f":"IF($E658=DataInput!$B657,DataInput!I657,NA())","v":"POE10"},{"$f":"IF($E658=DataInput!$B657,DataInput!J657,NA())","v":"NA"},{"$f":"IF($E658=DataInput!$B657,DataInput!K657,NA())","v":"NA"},null,null,"QLD Bolingbroke (Rail)",null,null,null,null,false,null,null,{"$error":"#N/A"},{"$error":"#N/A"},{"$error":"#N/A"},{"$error":"#N/A"},{"$error":"#N/A"},{"$error":"#N/A"},{"$error":"#N/A"},{"$error":"#N/A"},{"$error":"#N/A"},{"$error":"#N/A"}]
[null,{"$f":"IF(DataInput!B658=$B$8,IF($B$9=$B$10,TRUE,IF(DataInput!E658=$B$9,TRUE,FALSE)))","v":true},null,null,{"$f":"IF(B659=TRUE,DataInput!B658,NA())","v":"QLD"},{"$f":"IF($E659=DataInput!$B658,DataInput!C658,NA())","v":"QBNB"},{"$f":"IF($E659=DataInput!$B658,DataInput!D658,NA())","v":"Bolingbroke (Rail)"},{"$f":"IF($E659=DataInput!$B658,DataInput!E658,NA())","v":"Powerlink"},{"$f":"IF($E659=DataInput!$B658,DataInput!F658,NA())","v":"Summer"},{"$f":"IF($E659=DataInput!$B658,DataInput!G658,NA())","v":"Non-Coincident"},{"$f":"IF($E659=DataInput!$B658,DataInput!H658,NA())","v":2024},{"$f":"IF($E659=DataInput!$B658,DataInput!I658,NA())","v":"POE10"},{"$f":"IF($E659=DataInput!$B658,DataInput!J658,NA())","v":"NA"},{"$f":"IF($E659=DataInput!$B658,DataInput!K658,NA())","v":"NA"},null,null,"QLD Bolingbroke (Rail)",null,null,null,null,false,null,null,{"$error":"#N/A"},{"$error":"#N/A"},{"$error":"#N/A"},{"$error":"#N/A"},{"$error":"#N/A"},{"$error":"#N/A"},{"$error":"#N/A"},{"$error":"#N/A"},{"$error":"#N/A"},{"$error":"#N/A"}]
[null,{"$f":"IF(DataInput!B659=$B$8,IF($B$9=$B$10,TRUE,IF(DataInput!E659=$B$9,TRUE,FALSE)))","v":true},null,null,{"$f":"IF(B660=TRUE,DataInput!B659,NA())","v":"QLD"},{"$f":"IF($E660=DataInput!$B659,DataInput!C659,NA())","v":"QBNB"},{"$f":"IF($E660=DataInput!$B659,DataInput!D659,NA())","v":"Bolingbroke (Rail)"},{"$f":"IF($E660=DataInput!$B659,DataInput!E659,NA())","v":"Powerlink"},{"$f":"IF($E660=DataInput!$B659,DataInput!F659,NA())","v":"Summer"},{"$f":"IF($E660=DataInput!$B659,DataInput!G659,NA())","v":"Non-Coincident"},{"$f":"IF($E660=DataInput!$B659,DataInput!H659,NA())","v":2025},{"$f":"IF($E660=DataInput!$B659,DataInput!I659,NA())","v":"POE10"},{"$f":"IF($E660=DataInput!$B659,DataInput!J659,NA())","v":"NA"},{"$f":"IF($E660=DataInput!$B659,DataInput!K659,NA())","v":"NA"},null,null,"QLD Bolingbroke (Rail)",null,null,null,null,false,null,null,{"$error":"#N/A"},{"$error":"#N/A"},{"$error":"#N/A"},{"$error":"#N/A"},{"$error":"#N/A"},{"$error":"#N/A"},{"$error":"#N/A"},{"$error":"#N/A"},{"$error":"#N/A"},{"$error":"#N/A"}]
[null,{"$f":"IF(DataInput!B660=$B$8,IF($B$9=$B$10,TRUE,IF(DataInput!E660=$B$9,TRUE,FALSE)))","v":true},null,null,{"$f":"IF(B661=TRUE,DataInput!B660,NA())","v":"QLD"},{"$f":"IF($E661=DataInput!$B660,DataInput!C660,NA())","v":"QBNB"},{"$f":"IF($E661=DataInput!$B660,DataInput!D660,NA())","v":"Bolingbroke (Rail)"},{"$f":"IF($E661=DataInput!$B660,DataInput!E660,NA())","v":"Powerlink"},{"$f":"IF($E661=DataInput!$B660,DataInput!F660,NA())","v":"Summer"},{"$f":"IF($E661=DataInput!$B660,DataInput!G660,NA())","v":"Non-Coincident"},{"$f":"IF($E661=DataInput!$B660,DataInput!H660,NA())","v":2026},{"$f":"IF($E661=DataInput!$B660,DataInput!I660,NA())","v":"POE10"},{"$f":"IF($E661=DataInput!$B660,DataInput!J660,NA())","v":"NA"},{"$f":"IF($E661=DataInput!$B660,DataInput!K660,NA())","v":"NA"},null,null,"QLD Bolingbroke (Rail)",null,null,null,null,false,null,null,{"$error":"#N/A"},{"$error":"#N/A"},{"$error":"#N/A"},{"$error":"#N/A"},{"$error":"#N/A"},{"$error":"#N/A"},{"$error":"#N/A"},{"$error":"#N/A"},{"$error":"#N/A"},{"$error":"#N/A"}]
[null,{"$f":"IF(DataInput!B661=$B$8,IF($B$9=$B$10,TRUE,IF(DataInput!E661=$B$9,TRUE,FALSE)))","v":true},null,null,{"$f":"IF(B662=TRUE,DataInput!B661,NA())","v":"QLD"},{"$f":"IF($E662=DataInput!$B661,DataInput!C661,NA())","v":"QBNB"},{"$f":"IF($E662=DataInput!$B661,DataInput!D661,NA())","v":"Bolingbroke (Rail)"},{"$f":"IF($E662=DataInput!$B661,DataInput!E661,NA())","v":"Powerlink"},{"$f":"IF($E662=DataInput!$B661,DataInput!F661,NA())","v":"Summer"},{"$f":"IF($E662=DataInput!$B661,DataInput!G661,NA())","v":"Non-Coincident"},{"$f":"IF($E662=DataInput!$B661,DataInput!H661,NA())","v":2017},{"$f":"IF($E662=DataInput!$B661,DataInput!I661,NA())","v":"POE50"},{"$f":"IF($E662=DataInput!$B661,DataInput!J661,NA())","v":"NA"},{"$f":"IF($E662=DataInput!$B661,DataInput!K661,NA())","v":"NA"},null,null,"QLD Bolingbroke (Rail)",null,null,null,null,false,null,null,{"$error":"#N/A"},{"$error":"#N/A"},{"$error":"#N/A"},{"$error":"#N/A"},{"$error":"#N/A"},{"$error":"#N/A"},{"$error":"#N/A"},{"$error":"#N/A"},{"$error":"#N/A"},{"$error":"#N/A"}]
[null,{"$f":"IF(DataInput!B662=$B$8,IF($B$9=$B$10,TRUE,IF(DataInput!E662=$B$9,TRUE,FALSE)))","v":true},null,null,{"$f":"IF(B663=TRUE,DataInput!B662,NA())","v":"QLD"},{"$f":"IF($E663=DataInput!$B662,DataInput!C662,NA())","v":"QBNB"},{"$f":"IF($E663=DataInput!$B662,DataInput!D662,NA())","v":"Bolingbroke (Rail)"},{"$f":"IF($E663=DataInput!$B662,DataInput!E662,NA())","v":"Powerlink"},{"$f":"IF($E663=DataInput!$B662,DataInput!F662,NA())","v":"Summer"},{"$f":"IF($E663=DataInput!$B662,DataInput!G662,NA())","v":"Non-Coincident"},{"$f":"IF($E663=DataInput!$B662,DataInput!H662,NA())","v":2018},{"$f":"IF($E663=DataInput!$B662,DataInput!I662,NA())","v":"POE50"},{"$f":"IF($E663=DataInput!$B662,DataInput!J662,NA())","v":"NA"},{"$f":"IF($E663=DataInput!$B662,DataInput!K662,NA())","v":"NA"},null,null,"QLD Bolingbroke (Rail)",null,null,null,null,false,null,null,{"$error":"#N/A"},{"$error":"#N/A"},{"$error":"#N/A"},{"$error":"#N/A"},{"$error":"#N/A"},{"$error":"#N/A"},{"$error":"#N/A"},{"$error":"#N/A"},{"$error":"#N/A"},{"$error":"#N/A"}]
[null,{"$f":"IF(DataInput!B663=$B$8,IF($B$9=$B$10,TRUE,IF(DataInput!E663=$B$9,TRUE,FALSE)))","v":true},null,null,{"$f":"IF(B664=TRUE,DataInput!B663,NA())","v":"QLD"},{"$f":"IF($E664=DataInput!$B663,DataInput!C663,NA())","v":"QBNB"},{"$f":"IF($E664=DataInput!$B663,DataInput!D663,NA())","v":"Bolingbroke (Rail)"},{"$f":"IF($E664=DataInput!$B663,DataInput!E663,NA())","v":"Powerlink"},{"$f":"IF($E664=DataInput!$B663,DataInput!F663,NA())","v":"Summer"},{"$f":"IF($E664=DataInput!$B663,DataInput!G663,NA())","v":"Non-Coincident"},{"$f":"IF($E664=DataInput!$B663,DataInput!H663,NA())","v":2019},{"$f":"IF($E664=DataInput!$B663,DataInput!I663,NA())","v":"POE50"},{"$f":"IF($E664=DataInput!$B663,DataInput!J663,NA())","v":"NA"},{"$f":"IF($E664=DataInput!$B663,DataInput!K663,NA())","v":"NA"},null,null,"QLD Bolingbroke (Rail)",null,null,null,null,false,null,null,{"$error":"#N/A"},{"$error":"#N/A"},{"$error":"#N/A"},{"$error":"#N/A"},{"$error":"#N/A"},{"$error":"#N/A"},{"$error":"#N/A"},{"$error":"#N/A"},{"$error":"#N/A"},{"$error":"#N/A"}]
[null,{"$f":"IF(DataInput!B664=$B$8,IF($B$9=$B$10,TRUE,IF(DataInput!E664=$B$9,TRUE,FALSE)))","v":true},null,null,{"$f":"IF(B665=TRUE,DataInput!B664,NA())","v":"QLD"},{"$f":"IF($E665=DataInput!$B664,DataInput!C664,NA())","v":"QBNB"},{"$f":"IF($E665=DataInput!$B664,DataInput!D664,NA())","v":"Bolingbroke (Rail)"},{"$f":"IF($E665=DataInput!$B664,DataInput!E664,NA())","v":"Powerlink"},{"$f":"IF($E665=DataInput!$B664,DataInput!F664,NA())","v":"Summer"},{"$f":"IF($E665=DataInput!$B664,DataInput!G664,NA())","v":"Non-Coincident"},{"$f":"IF($E665=DataInput!$B664,DataInput!H664,NA())","v":2020},{"$f":"IF($E665=DataInput!$B664,DataInput!I664,NA())","v":"POE50"},{"$f":"IF($E665=DataInput!$B664,DataInput!J664,NA())","v":"NA"},{"$f":"IF($E665=DataInput!$B664,DataInput!K664,NA())","v":"NA"},null,null,"QLD Bolingbroke (Rail)",null,null,null,null,false,null,null,{"$error":"#N/A"},{"$error":"#N/A"},{"$error":"#N/A"},{"$error":"#N/A"},{"$error":"#N/A"},{"$error":"#N/A"},{"$error":"#N/A"},{"$error":"#N/A"},{"$error":"#N/A"},{"$error":"#N/A"}]
[null,{"$f":"IF(DataInput!B665=$B$8,IF($B$9=$B$10,TRUE,IF(DataInput!E665=$B$9,TRUE,FALSE)))","v":true},null,null,{"$f":"IF(B666=TRUE,DataInput!B665,NA())","v":"QLD"},{"$f":"IF($E666=DataInput!$B665,DataInput!C665,NA())","v":"QBNB"},{"$f":"IF($E666=DataInput!$B665,DataInput!D665,NA())","v":"Bolingbroke (Rail)"},{"$f":"IF($E666=DataInput!$B665,DataInput!E665,NA())","v":"Powerlink"},{"$f":"IF($E666=DataInput!$B665,DataInput!F665,NA())","v":"Summer"},{"$f":"IF($E666=DataInput!$B665,DataInput!G665,NA())","v":"Non-Coincident"},{"$f":"IF($E666=DataInput!$B665,DataInput!H665,NA())","v":2021},{"$f":"IF($E666=DataInput!$B665,DataInput!I665,NA())","v":"POE50"},{"$f":"IF($E666=DataInput!$B665,DataInput!J665,NA())","v":"NA"},{"$f":"IF($E666=DataInput!$B665,DataInput!K665,NA())","v":"NA"},null,null,"QLD Bolingbroke (Rail)",null,null,null,null,false,null,null,{"$error":"#N/A"},{"$error":"#N/A"},{"$error":"#N/A"},{"$error":"#N/A"},{"$error":"#N/A"},{"$error":"#N/A"},{"$error":"#N/A"},{"$error":"#N/A"},{"$error":"#N/A"},{"$error":"#N/A"}]
[null,{"$f":"IF(DataInput!B666=$B$8,IF($B$9=$B$10,TRUE,IF(DataInput!E666=$B$9,TRUE,FALSE)))","v":true},null,null,{"$f":"IF(B667=TRUE,DataInput!B666,NA())","v":"QLD"},{"$f":"IF($E667=DataInput!$B666,DataInput!C666,NA())","v":"QBNB"},{"$f":"IF($E667=DataInput!$B666,DataInput!D666,NA())","v":"Bolingbroke (Rail)"},{"$f":"IF($E667=DataInput!$B666,DataInput!E666,NA())","v":"Powerlink"},{"$f":"IF($E667=DataInput!$B666,DataInput!F666,NA())","v":"Summer"},{"$f":"IF($E667=DataInput!$B666,DataInput!G666,NA())","v":"Non-Coincident"},{"$f":"IF($E667=DataInput!$B666,DataInput!H666,NA())","v":2022},{"$f":"IF($E667=DataInput!$B666,DataInput!I666,NA())","v":"POE50"},{"$f":"IF($E667=DataInput!$B666,DataInput!J666,NA())","v":"NA"},{"$f":"IF($E667=DataInput!$B666,DataInput!K666,NA())","v":"NA"},null,null,"QLD Bolingbroke (Rail)",null,null,null,null,false,null,null,{"$error":"#N/A"},{"$error":"#N/A"},{"$error":"#N/A"},{"$error":"#N/A"},{"$error":"#N/A"},{"$error":"#N/A"},{"$error":"#N/A"},{"$error":"#N/A"},{"$error":"#N/A"},{"$error":"#N/A"}]
[null,{"$f":"IF(DataInput!B667=$B$8,IF($B$9=$B$10,TRUE,IF(DataInput!E667=$B$9,TRUE,FALSE)))","v":true},null,null,{"$f":"IF(B668=TRUE,DataInput!B667,NA())","v":"QLD"},{"$f":"IF($E668=DataInput!$B667,DataInput!C667,NA())","v":"QBNB"},{"$f":"IF($E668=DataInput!$B667,DataInput!D667,NA())","v":"Bolingbroke (Rail)"},{"$f":"IF($E668=DataInput!$B667,DataInput!E667,NA())","v":"Powerlink"},{"$f":"IF($E668=DataInput!$B667,DataInput!F667,NA())","v":"Summer"},{"$f":"IF($E668=DataInput!$B667,DataInput!G667,NA())","v":"Non-Coincident"},{"$f":"IF($E668=DataInput!$B667,DataInput!H667,NA())","v":2023},{"$f":"IF($E668=DataInput!$B667,DataInput!I667,NA())","v":"POE50"},{"$f":"IF($E668=DataInput!$B667,DataInput!J667,NA())","v":"NA"},{"$f":"IF($E668=DataInput!$B667,DataInput!K667,NA())","v":"NA"},null,null,"QLD Bolingbroke (Rail)",null,null,null,null,false,null,null,{"$error":"#N/A"},{"$error":"#N/A"},{"$error":"#N/A"},{"$error":"#N/A"},{"$error":"#N/A"},{"$error":"#N/A"},{"$error":"#N/A"},{"$error":"#N/A"},{"$error":"#N/A"},{"$error":"#N/A"}]
[null,{"$f":"IF(DataInput!B668=$B$8,IF($B$9=$B$10,TRUE,IF(DataInput!E668=$B$9,TRUE,FALSE)))","v":true},null,null,{"$f":"IF(B669=TRUE,DataInput!B668,NA())","v":"QLD"},{"$f":"IF($E669=DataInput!$B668,DataInput!C668,NA())","v":"QBNB"},{"$f":"IF($E669=DataInput!$B668,DataInput!D668,NA())","v":"Bolingbroke (Rail)"},{"$f":"IF($E669=DataInput!$B668,DataInput!E668,NA())","v":"Powerlink"},{"$f":"IF($E669=DataInput!$B668,DataInput!F668,NA())","v":"Summer"},{"$f":"IF($E669=DataInput!$B668,DataInput!G668,NA())","v":"Non-Coincident"},{"$f":"IF($E669=DataInput!$B668,DataInput!H668,NA())","v":2024},{"$f":"IF($E669=DataInput!$B668,DataInput!I668,NA())","v":"POE50"},{"$f":"IF($E669=DataInput!$B668,DataInput!J668,NA())","v":"NA"},{"$f":"IF($E669=DataInput!$B668,DataInput!K668,NA())","v":"NA"},null,null,"QLD Bolingbroke (Rail)",null,null,null,null,false,null,null,{"$error":"#N/A"},{"$error":"#N/A"},{"$error":"#N/A"},{"$error":"#N/A"},{"$error":"#N/A"},{"$error":"#N/A"},{"$error":"#N/A"},{"$error":"#N/A"},{"$error":"#N/A"},{"$error":"#N/A"}]
[null,{"$f":"IF(DataInput!B669=$B$8,IF($B$9=$B$10,TRUE,IF(DataInput!E669=$B$9,TRUE,FALSE)))","v":true},null,null,{"$f":"IF(B670=TRUE,DataInput!B669,NA())","v":"QLD"},{"$f":"IF($E670=DataInput!$B669,DataInput!C669,NA())","v":"QBNB"},{"$f":"IF($E670=DataInput!$B669,DataInput!D669,NA())","v":"Bolingbroke (Rail)"},{"$f":"IF($E670=DataInput!$B669,DataInput!E669,NA())","v":"Powerlink"},{"$f":"IF($E670=DataInput!$B669,DataInput!F669,NA())","v":"Summer"},{"$f":"IF($E670=DataInput!$B669,DataInput!G669,NA())","v":"Non-Coincident"},{"$f":"IF($E670=DataInput!$B669,DataInput!H669,NA())","v":2025},{"$f":"IF($E670=DataInput!$B669,DataInput!I669,NA())","v":"POE50"},{"$f":"IF($E670=DataInput!$B669,DataInput!J669,NA())","v":"NA"},{"$f":"IF($E670=DataInput!$B669,DataInput!K669,NA())","v":"NA"},null,null,"QLD Bolingbroke (Rail)",null,null,null,null,false,null,null,{"$error":"#N/A"},{"$error":"#N/A"},{"$error":"#N/A"},{"$error":"#N/A"},{"$error":"#N/A"},{"$error":"#N/A"},{"$error":"#N/A"},{"$error":"#N/A"},{"$error":"#N/A"},{"$error":"#N/A"}]
[null,{"$f":"IF(DataInput!B670=$B$8,IF($B$9=$B$10,TRUE,IF(DataInput!E670=$B$9,TRUE,FALSE)))","v":true},null,null,{"$f":"IF(B671=TRUE,DataInput!B670,NA())","v":"QLD"},{"$f":"IF($E671=DataInput!$B670,DataInput!C670,NA())","v":"QBNB"},{"$f":"IF($E671=DataInput!$B670,DataInput!D670,NA())","v":"Bolingbroke (Rail)"},{"$f":"IF($E671=DataInput!$B670,DataInput!E670,NA())","v":"Powerlink"},{"$f":"IF($E671=DataInput!$B670,DataInput!F670,NA())","v":"Summer"},{"$f":"IF($E671=DataInput!$B670,DataInput!G670,NA())","v":"Non-Coincident"},{"$f":"IF($E671=DataInput!$B670,DataInput!H670,NA())","v":2026},{"$f":"IF($E671=DataInput!$B670,DataInput!I670,NA())","v":"POE50"},{"$f":"IF($E671=DataInput!$B670,DataInput!J670,NA())","v":"NA"},{"$f":"IF($E671=DataInput!$B670,DataInput!K670,NA())","v":"NA"},null,null,"QLD Bolingbroke (Rail)",null,null,null,null,false,null,null,{"$error":"#N/A"},{"$error":"#N/A"},{"$error":"#N/A"},{"$error":"#N/A"},{"$error":"#N/A"},{"$error":"#N/A"},{"$error":"#N/A"},{"$error":"#N/A"},{"$error":"#N/A"},{"$error":"#N/A"}]
[null,{"$f":"IF(DataInput!B671=$B$8,IF($B$9=$B$10,TRUE,IF(DataInput!E671=$B$9,TRUE,FALSE)))","v":true},null,null,{"$f":"IF(B672=TRUE,DataInput!B671,NA())","v":"QLD"},{"$f":"IF($E672=DataInput!$B671,DataInput!C671,NA())","v":"QBNB"},{"$f":"IF($E672=DataInput!$B671,DataInput!D671,NA())","v":"Bolingbroke (Rail)"},{"$f":"IF($E672=DataInput!$B671,DataInput!E671,NA())","v":"Powerlink"},{"$f":"IF($E672=DataInput!$B671,DataInput!F671,NA())","v":"Winter"},{"$f":"IF($E672=DataInput!$B671,DataInput!G671,NA())","v":"Non-Coincident"},{"$f":"IF($E672=DataInput!$B671,DataInput!H671,NA())","v":2016},{"$f":"IF($E672=DataInput!$B671,DataInput!I671,NA())","v":"POE10"},{"$f":"IF($E672=DataInput!$B671,DataInput!J671,NA())","v":"NA"},{"$f":"IF($E672=DataInput!$B671,DataInput!K671,NA())","v":"NA"},null,null,"QLD Bolingbroke (Rail)",null,null,null,null,false,null,null,{"$error":"#N/A"},{"$error":"#N/A"},{"$error":"#N/A"},{"$error":"#N/A"},{"$error":"#N/A"},{"$error":"#N/A"},{"$error":"#N/A"},{"$error":"#N/A"},{"$error":"#N/A"},{"$error":"#N/A"}]
[null,{"$f":"IF(DataInput!B672=$B$8,IF($B$9=$B$10,TRUE,IF(DataInput!E672=$B$9,TRUE,FALSE)))","v":true},null,null,{"$f":"IF(B673=TRUE,DataInput!B672,NA())","v":"QLD"},{"$f":"IF($E673=DataInput!$B672,DataInput!C672,NA())","v":"QBNB"},{"$f":"IF($E673=DataInput!$B672,DataInput!D672,NA())","v":"Bolingbroke (Rail)"},{"$f":"IF($E673=DataInput!$B672,DataInput!E672,NA())","v":"Powerlink"},{"$f":"IF($E673=DataInput!$B672,DataInput!F672,NA())","v":"Winter"},{"$f":"IF($E673=DataInput!$B672,DataInput!G672,NA())","v":"Non-Coincident"},{"$f":"IF($E673=DataInput!$B672,DataInput!H672,NA())","v":2017},{"$f":"IF($E673=DataInput!$B672,DataInput!I672,NA())","v":"POE10"},{"$f":"IF($E673=DataInput!$B672,DataInput!J672,NA())","v":"NA"},{"$f":"IF($E673=DataInput!$B672,DataInput!K672,NA())","v":"NA"},null,null,"QLD Bolingbroke (Rail)",null,null,null,null,false,null,null,{"$error":"#N/A"},{"$error":"#N/A"},{"$error":"#N/A"},{"$error":"#N/A"},{"$error":"#N/A"},{"$error":"#N/A"},{"$error":"#N/A"},{"$error":"#N/A"},{"$error":"#N/A"},{"$error":"#N/A"}]
[null,{"$f":"IF(DataInput!B673=$B$8,IF($B$9=$B$10,TRUE,IF(DataInput!E673=$B$9,TRUE,FALSE)))","v":true},null,null,{"$f":"IF(B674=TRUE,DataInput!B673,NA())","v":"QLD"},{"$f":"IF($E674=DataInput!$B673,DataInput!C673,NA())","v":"QBNB"},{"$f":"IF($E674=DataInput!$B673,DataInput!D673,NA())","v":"Bolingbroke (Rail)"},{"$f":"IF($E674=DataInput!$B673,DataInput!E673,NA())","v":"Powerlink"},{"$f":"IF($E674=DataInput!$B673,DataInput!F673,NA())","v":"Winter"},{"$f":"IF($E674=DataInput!$B673,DataInput!G673,NA())","v":"Non-Coincident"},{"$f":"IF($E674=DataInput!$B673,DataInput!H673,NA())","v":2018},{"$f":"IF($E674=DataInput!$B673,DataInput!I673,NA())","v":"POE10"},{"$f":"IF($E674=DataInput!$B673,DataInput!J673,NA())","v":"NA"},{"$f":"IF($E674=DataInput!$B673,DataInput!K673,NA())","v":"NA"},null,null,"QLD Bolingbroke (Rail)",null,null,null,null,false,null,null,{"$error":"#N/A"},{"$error":"#N/A"},{"$error":"#N/A"},{"$error":"#N/A"},{"$error":"#N/A"},{"$error":"#N/A"},{"$error":"#N/A"},{"$error":"#N/A"},{"$error":"#N/A"},{"$error":"#N/A"}]
[null,{"$f":"IF(DataInput!B674=$B$8,IF($B$9=$B$10,TRUE,IF(DataInput!E674=$B$9,TRUE,FALSE)))","v":true},null,null,{"$f":"IF(B675=TRUE,DataInput!B674,NA())","v":"QLD"},{"$f":"IF($E675=DataInput!$B674,DataInput!C674,NA())","v":"QBNB"},{"$f":"IF($E675=DataInput!$B674,DataInput!D674,NA())","v":"Bolingbroke (Rail)"},{"$f":"IF($E675=DataInput!$B674,DataInput!E674,NA())","v":"Powerlink"},{"$f":"IF($E675=DataInput!$B674,DataInput!F674,NA())","v":"Winter"},{"$f":"IF($E675=DataInput!$B674,DataInput!G674,NA())","v":"Non-Coincident"},{"$f":"IF($E675=DataInput!$B674,DataInput!H674,NA())","v":2019},{"$f":"IF($E675=DataInput!$B674,DataInput!I674,NA())","v":"POE10"},{"$f":"IF($E675=DataInput!$B674,DataInput!J674,NA())","v":"NA"},{"$f":"IF($E675=DataInput!$B674,DataInput!K674,NA())","v":"NA"},null,null,"QLD Bolingbroke (Rail)",null,null,null,null,false,null,null,{"$error":"#N/A"},{"$error":"#N/A"},{"$error":"#N/A"},{"$error":"#N/A"},{"$error":"#N/A"},{"$error":"#N/A"},{"$error":"#N/A"},{"$error":"#N/A"},{"$error":"#N/A"},{"$error":"#N/A"}]
[null,{"$f":"IF(DataInput!B675=$B$8,IF($B$9=$B$10,TRUE,IF(DataInput!E675=$B$9,TRUE,FALSE)))","v":true},null,null,{"$f":"IF(B676=TRUE,DataInput!B675,NA())","v":"QLD"},{"$f":"IF($E676=DataInput!$B675,DataInput!C675,NA())","v":"QBNB"},{"$f":"IF($E676=DataInput!$B675,DataInput!D675,NA())","v":"Bolingbroke (Rail)"},{"$f":"IF($E676=DataInput!$B675,DataInput!E675,NA())","v":"Powerlink"},{"$f":"IF($E676=DataInput!$B675,DataInput!F675,NA())","v":"Winter"},{"$f":"IF($E676=DataInput!$B675,DataInput!G675,NA())","v":"Non-Coincident"},{"$f":"IF($E676=DataInput!$B675,DataInput!H675,NA())","v":2020},{"$f":"IF($E676=DataInput!$B675,DataInput!I675,NA())","v":"POE10"},{"$f":"IF($E676=DataInput!$B675,DataInput!J675,NA())","v":"NA"},{"$f":"IF($E676=DataInput!$B675,DataInput!K675,NA())","v":"NA"},null,null,"QLD Bolingbroke (Rail)",null,null,null,null,false,null,null,{"$error":"#N/A"},{"$error":"#N/A"},{"$error":"#N/A"},{"$error":"#N/A"},{"$error":"#N/A"},{"$error":"#N/A"},{"$error":"#N/A"},{"$error":"#N/A"},{"$error":"#N/A"},{"$error":"#N/A"}]
[null,{"$f":"IF(DataInput!B676=$B$8,IF($B$9=$B$10,TRUE,IF(DataInput!E676=$B$9,TRUE,FALSE)))","v":true},null,null,{"$f":"IF(B677=TRUE,DataInput!B676,NA())","v":"QLD"},{"$f":"IF($E677=DataInput!$B676,DataInput!C676,NA())","v":"QBNB"},{"$f":"IF($E677=DataInput!$B676,DataInput!D676,NA())","v":"Bolingbroke (Rail)"},{"$f":"IF($E677=DataInput!$B676,DataInput!E676,NA())","v":"Powerlink"},{"$f":"IF($E677=DataInput!$B676,DataInput!F676,NA())","v":"Winter"},{"$f":"IF($E677=DataInput!$B676,DataInput!G676,NA())","v":"Non-Coincident"},{"$f":"IF($E677=DataInput!$B676,DataInput!H676,NA())","v":2021},{"$f":"IF($E677=DataInput!$B676,DataInput!I676,NA())","v":"POE10"},{"$f":"IF($E677=DataInput!$B676,DataInput!J676,NA())","v":"NA"},{"$f":"IF($E677=DataInput!$B676,DataInput!K676,NA())","v":"NA"},null,null,"QLD Bolingbroke (Rail)",null,null,null,null,false,null,null,{"$error":"#N/A"},{"$error":"#N/A"},{"$error":"#N/A"},{"$error":"#N/A"},{"$error":"#N/A"},{"$error":"#N/A"},{"$error":"#N/A"},{"$error":"#N/A"},{"$error":"#N/A"},{"$error":"#N/A"}]
[null,{"$f":"IF(DataInput!B677=$B$8,IF($B$9=$B$10,TRUE,IF(DataInput!E677=$B$9,TRUE,FALSE)))","v":true},null,null,{"$f":"IF(B678=TRUE,DataInput!B677,NA())","v":"QLD"},{"$f":"IF($E678=DataInput!$B677,DataInput!C677,NA())","v":"QBNB"},{"$f":"IF($E678=DataInput!$B677,DataInput!D677,NA())","v":"Bolingbroke (Rail)"},{"$f":"IF($E678=DataInput!$B677,DataInput!E677,NA())","v":"Powerlink"},{"$f":"IF($E678=DataInput!$B677,DataInput!F677,NA())","v":"Winter"},{"$f":"IF($E678=DataInput!$B677,DataInput!G677,NA())","v":"Non-Coincident"},{"$f":"IF($E678=DataInput!$B677,DataInput!H677,NA())","v":2022},{"$f":"IF($E678=DataInput!$B677,DataInput!I677,NA())","v":"POE10"},{"$f":"IF($E678=DataInput!$B677,DataInput!J677,NA())","v":"NA"},{"$f":"IF($E678=DataInput!$B677,DataInput!K677,NA())","v":"NA"},null,null,"QLD Bolingbroke (Rail)",null,null,null,null,false,null,null,{"$error":"#N/A"},{"$error":"#N/A"},{"$error":"#N/A"},{"$error":"#N/A"},{"$error":"#N/A"},{"$error":"#N/A"},{"$error":"#N/A"},{"$error":"#N/A"},{"$error":"#N/A"},{"$error":"#N/A"}]
[null,{"$f":"IF(DataInput!B678=$B$8,IF($B$9=$B$10,TRUE,IF(DataInput!E678=$B$9,TRUE,FALSE)))","v":true},null,null,{"$f":"IF(B679=TRUE,DataInput!B678,NA())","v":"QLD"},{"$f":"IF($E679=DataInput!$B678,DataInput!C678,NA())","v":"QBNB"},{"$f":"IF($E679=DataInput!$B678,DataInput!D678,NA())","v":"Bolingbroke (Rail)"},{"$f":"IF($E679=DataInput!$B678,DataInput!E678,NA())","v":"Powerlink"},{"$f":"IF($E679=DataInput!$B678,DataInput!F678,NA())","v":"Winter"},{"$f":"IF($E679=DataInput!$B678,DataInput!G678,NA())","v":"Non-Coincident"},{"$f":"IF($E679=DataInput!$B678,DataInput!H678,NA())","v":2023},{"$f":"IF($E679=DataInput!$B678,DataInput!I678,NA())","v":"POE10"},{"$f":"IF($E679=DataInput!$B678,DataInput!J678,NA())","v":"NA"},{"$f":"IF($E679=DataInput!$B678,DataInput!K678,NA())","v":"NA"},null,null,"QLD Bolingbroke (Rail)",null,null,null,null,false,null,null,{"$error":"#N/A"},{"$error":"#N/A"},{"$error":"#N/A"},{"$error":"#N/A"},{"$error":"#N/A"},{"$error":"#N/A"},{"$error":"#N/A"},{"$error":"#N/A"},{"$error":"#N/A"},{"$error":"#N/A"}]
[null,{"$f":"IF(DataInput!B679=$B$8,IF($B$9=$B$10,TRUE,IF(DataInput!E679=$B$9,TRUE,FALSE)))","v":true},null,null,{"$f":"IF(B680=TRUE,DataInput!B679,NA())","v":"QLD"},{"$f":"IF($E680=DataInput!$B679,DataInput!C679,NA())","v":"QBNB"},{"$f":"IF($E680=DataInput!$B679,DataInput!D679,NA())","v":"Bolingbroke (Rail)"},{"$f":"IF($E680=DataInput!$B679,DataInput!E679,NA())","v":"Powerlink"},{"$f":"IF($E680=DataInput!$B679,DataInput!F679,NA())","v":"Winter"},{"$f":"IF($E680=DataInput!$B679,DataInput!G679,NA())","v":"Non-Coincident"},{"$f":"IF($E680=DataInput!$B679,DataInput!H679,NA())","v":2024},{"$f":"IF($E680=DataInput!$B679,DataInput!I679,NA())","v":"POE10"},{"$f":"IF($E680=DataInput!$B679,DataInput!J679,NA())","v":"NA"},{"$f":"IF($E680=DataInput!$B679,DataInput!K679,NA())","v":"NA"},null,null,"QLD Bolingbroke (Rail)",null,null,null,null,false,null,null,{"$error":"#N/A"},{"$error":"#N/A"},{"$error":"#N/A"},{"$error":"#N/A"},{"$error":"#N/A"},{"$error":"#N/A"},{"$error":"#N/A"},{"$error":"#N/A"},{"$error":"#N/A"},{"$error":"#N/A"}]
[null,{"$f":"IF(DataInput!B680=$B$8,IF($B$9=$B$10,TRUE,IF(DataInput!E680=$B$9,TRUE,FALSE)))","v":true},null,null,{"$f":"IF(B681=TRUE,DataInput!B680,NA())","v":"QLD"},{"$f":"IF($E681=DataInput!$B680,DataInput!C680,NA())","v":"QBNB"},{"$f":"IF($E681=DataInput!$B680,DataInput!D680,NA())","v":"Bolingbroke (Rail)"},{"$f":"IF($E681=DataInput!$B680,DataInput!E680,NA())","v":"Powerlink"},{"$f":"IF($E681=DataInput!$B680,DataInput!F680,NA())","v":"Winter"},{"$f":"IF($E681=DataInput!$B680,DataInput!G680,NA())","v":"Non-Coincident"},{"$f":"IF($E681=DataInput!$B680,DataInput!H680,NA())","v":2025},{"$f":"IF($E681=DataInput!$B680,DataInput!I680,NA())","v":"POE10"},{"$f":"IF($E681=DataInput!$B680,DataInput!J680,NA())","v":"NA"},{"$f":"IF($E681=DataInput!$B680,DataInput!K680,NA())","v":"NA"},null,null,"QLD Bolingbroke (Rail)",null,null,null,null,false,null,null,{"$error":"#N/A"},{"$error":"#N/A"},{"$error":"#N/A"},{"$error":"#N/A"},{"$error":"#N/A"},{"$error":"#N/A"},{"$error":"#N/A"},{"$error":"#N/A"},{"$error":"#N/A"},{"$error":"#N/A"}]
[null,{"$f":"IF(DataInput!B681=$B$8,IF($B$9=$B$10,TRUE,IF(DataInput!E681=$B$9,TRUE,FALSE)))","v":true},null,null,{"$f":"IF(B682=TRUE,DataInput!B681,NA())","v":"QLD"},{"$f":"IF($E682=DataInput!$B681,DataInput!C681,NA())","v":"QBNB"},{"$f":"IF($E682=DataInput!$B681,DataInput!D681,NA())","v":"Bolingbroke (Rail)"},{"$f":"IF($E682=DataInput!$B681,DataInput!E681,NA())","v":"Powerlink"},{"$f":"IF($E682=DataInput!$B681,DataInput!F681,NA())","v":"Winter"},{"$f":"IF($E682=DataInput!$B681,DataInput!G681,NA())","v":"Non-Coincident"},{"$f":"IF($E682=DataInput!$B681,DataInput!H681,NA())","v":2016},{"$f":"IF($E682=DataInput!$B681,DataInput!I681,NA())","v":"POE50"},{"$f":"IF($E682=DataInput!$B681,DataInput!J681,NA())","v":"NA"},{"$f":"IF($E682=DataInput!$B681,DataInput!K681,NA())","v":"NA"},null,null,"QLD Bolingbroke (Rail)",null,null,null,null,false,null,null,{"$error":"#N/A"},{"$error":"#N/A"},{"$error":"#N/A"},{"$error":"#N/A"},{"$error":"#N/A"},{"$error":"#N/A"},{"$error":"#N/A"},{"$error":"#N/A"},{"$error":"#N/A"},{"$error":"#N/A"}]
[null,{"$f":"IF(DataInput!B682=$B$8,IF($B$9=$B$10,TRUE,IF(DataInput!E682=$B$9,TRUE,FALSE)))","v":true},null,null,{"$f":"IF(B683=TRUE,DataInput!B682,NA())","v":"QLD"},{"$f":"IF($E683=DataInput!$B682,DataInput!C682,NA())","v":"QBNB"},{"$f":"IF($E683=DataInput!$B682,DataInput!D682,NA())","v":"Bolingbroke (Rail)"},{"$f":"IF($E683=DataInput!$B682,DataInput!E682,NA())","v":"Powerlink"},{"$f":"IF($E683=DataInput!$B682,DataInput!F682,NA())","v":"Winter"},{"$f":"IF($E683=DataInput!$B682,DataInput!G682,NA())","v":"Non-Coincident"},{"$f":"IF($E683=DataInput!$B682,DataInput!H682,NA())","v":2017},{"$f":"IF($E683=DataInput!$B682,DataInput!I682,NA())","v":"POE50"},{"$f":"IF($E683=DataInput!$B682,DataInput!J682,NA())","v":"NA"},{"$f":"IF($E683=DataInput!$B682,DataInput!K682,NA())","v":"NA"},null,null,"QLD Bolingbroke (Rail)",null,null,null,null,false,null,null,{"$error":"#N/A"},{"$error":"#N/A"},{"$error":"#N/A"},{"$error":"#N/A"},{"$error":"#N/A"},{"$error":"#N/A"},{"$error":"#N/A"},{"$error":"#N/A"},{"$error":"#N/A"},{"$error":"#N/A"}]
[null,{"$f":"IF(DataInput!B683=$B$8,IF($B$9=$B$10,TRUE,IF(DataInput!E683=$B$9,TRUE,FALSE)))","v":true},null,null,{"$f":"IF(B684=TRUE,DataInput!B683,NA())","v":"QLD"},{"$f":"IF($E684=DataInput!$B683,DataInput!C683,NA())","v":"QBNB"},{"$f":"IF($E684=DataInput!$B683,DataInput!D683,NA())","v":"Bolingbroke (Rail)"},{"$f":"IF($E684=DataInput!$B683,DataInput!E683,NA())","v":"Powerlink"},{"$f":"IF($E684=DataInput!$B683,DataInput!F683,NA())","v":"Winter"},{"$f":"IF($E684=DataInput!$B683,DataInput!G683,NA())","v":"Non-Coincident"},{"$f":"IF($E684=DataInput!$B683,DataInput!H683,NA())","v":2018},{"$f":"IF($E684=DataInput!$B683,DataInput!I683,NA())","v":"POE50"},{"$f":"IF($E684=DataInput!$B683,DataInput!J683,NA())","v":"NA"},{"$f":"IF($E684=DataInput!$B683,DataInput!K683,NA())","v":"NA"},null,null,"QLD Bolingbroke (Rail)",null,null,null,null,false,null,null,{"$error":"#N/A"},{"$error":"#N/A"},{"$error":"#N/A"},{"$error":"#N/A"},{"$error":"#N/A"},{"$error":"#N/A"},{"$error":"#N/A"},{"$error":"#N/A"},{"$error":"#N/A"},{"$error":"#N/A"}]
[null,{"$f":"IF(DataInput!B684=$B$8,IF($B$9=$B$10,TRUE,IF(DataInput!E684=$B$9,TRUE,FALSE)))","v":true},null,null,{"$f":"IF(B685=TRUE,DataInput!B684,NA())","v":"QLD"},{"$f":"IF($E685=DataInput!$B684,DataInput!C684,NA())","v":"QBNB"},{"$f":"IF($E685=DataInput!$B684,DataInput!D684,NA())","v":"Bolingbroke (Rail)"},{"$f":"IF($E685=DataInput!$B684,DataInput!E684,NA())","v":"Powerlink"},{"$f":"IF($E685=DataInput!$B684,DataInput!F684,NA())","v":"Winter"},{"$f":"IF($E685=DataInput!$B684,DataInput!G684,NA())","v":"Non-Coincident"},{"$f":"IF($E685=DataInput!$B684,DataInput!H684,NA())","v":2019},{"$f":"IF($E685=DataInput!$B684,DataInput!I684,NA())","v":"POE50"},{"$f":"IF($E685=DataInput!$B684,DataInput!J684,NA())","v":"NA"},{"$f":"IF($E685=DataInput!$B684,DataInput!K684,NA())","v":"NA"},null,null,"QLD Bolingbroke (Rail)",null,null,null,null,false,null,null,{"$error":"#N/A"},{"$error":"#N/A"},{"$error":"#N/A"},{"$error":"#N/A"},{"$error":"#N/A"},{"$error":"#N/A"},{"$error":"#N/A"},{"$error":"#N/A"},{"$error":"#N/A"},{"$error":"#N/A"}]
[null,{"$f":"IF(DataInput!B685=$B$8,IF($B$9=$B$10,TRUE,IF(DataInput!E685=$B$9,TRUE,FALSE)))","v":true},null,null,{"$f":"IF(B686=TRUE,DataInput!B685,NA())","v":"QLD"},{"$f":"IF($E686=DataInput!$B685,DataInput!C685,NA())","v":"QBNB"},{"$f":"IF($E686=DataInput!$B685,DataInput!D685,NA())","v":"Bolingbroke (Rail)"},{"$f":"IF($E686=DataInput!$B685,DataInput!E685,NA())","v":"Powerlink"},{"$f":"IF($E686=DataInput!$B685,DataInput!F685,NA())","v":"Winter"},{"$f":"IF($E686=DataInput!$B685,DataInput!G685,NA())","v":"Non-Coincident"},{"$f":"IF($E686=DataInput!$B685,DataInput!H685,NA())","v":2020},{"$f":"IF($E686=DataInput!$B685,DataInput!I685,NA())","v":"POE50"},{"$f":"IF($E686=DataInput!$B685,DataInput!J685,NA())","v":"NA"},{"$f":"IF($E686=DataInput!$B685,DataInput!K685,NA())","v":"NA"},null,null,"QLD Bolingbroke (Rail)",null,null,null,null,false,null,null,{"$error":"#N/A"},{"$error":"#N/A"},{"$error":"#N/A"},{"$error":"#N/A"},{"$error":"#N/A"},{"$error":"#N/A"},{"$error":"#N/A"},{"$error":"#N/A"},{"$error":"#N/A"},{"$error":"#N/A"}]
[null,{"$f":"IF(DataInput!B686=$B$8,IF($B$9=$B$10,TRUE,IF(DataInput!E686=$B$9,TRUE,FALSE)))","v":true},null,null,{"$f":"IF(B687=TRUE,DataInput!B686,NA())","v":"QLD"},{"$f":"IF($E687=DataInput!$B686,DataInput!C686,NA())","v":"QBNB"},{"$f":"IF($E687=DataInput!$B686,DataInput!D686,NA())","v":"Bolingbroke (Rail)"},{"$f":"IF($E687=DataInput!$B686,DataInput!E686,NA())","v":"Powerlink"},{"$f":"IF($E687=DataInput!$B686,DataInput!F686,NA())","v":"Winter"},{"$f":"IF($E687=DataInput!$B686,DataInput!G686,NA())","v":"Non-Coincident"},{"$f":"IF($E687=DataInput!$B686,DataInput!H686,NA())","v":2021},{"$f":"IF($E687=DataInput!$B686,DataInput!I686,NA())","v":"POE50"},{"$f":"IF($E687=DataInput!$B686,DataInput!J686,NA())","v":"NA"},{"$f":"IF($E687=DataInput!$B686,DataInput!K686,NA())","v":"NA"},null,null,"QLD Bolingbroke (Rail)",null,null,null,null,false,null,null,{"$error":"#N/A"},{"$error":"#N/A"},{"$error":"#N/A"},{"$error":"#N/A"},{"$error":"#N/A"},{"$error":"#N/A"},{"$error":"#N/A"},{"$error":"#N/A"},{"$error":"#N/A"},{"$error":"#N/A"}]
[null,{"$f":"IF(DataInput!B687=$B$8,IF($B$9=$B$10,TRUE,IF(DataInput!E687=$B$9,TRUE,FALSE)))","v":true},null,null,{"$f":"IF(B688=TRUE,DataInput!B687,NA())","v":"QLD"},{"$f":"IF($E688=DataInput!$B687,DataInput!C687,NA())","v":"QBNB"},{"$f":"IF($E688=DataInput!$B687,DataInput!D687,NA())","v":"Bolingbroke (Rail)"},{"$f":"IF($E688=DataInput!$B687,DataInput!E687,NA())","v":"Powerlink"},{"$f":"IF($E688=DataInput!$B687,DataInput!F687,NA())","v":"Winter"},{"$f":"IF($E688=DataInput!$B687,DataInput!G687,NA())","v":"Non-Coincident"},{"$f":"IF($E688=DataInput!$B687,DataInput!H687,NA())","v":2022},{"$f":"IF($E688=DataInput!$B687,DataInput!I687,NA())","v":"POE50"},{"$f":"IF($E688=DataInput!$B687,DataInput!J687,NA())","v":"NA"},{"$f":"IF($E688=DataInput!$B687,DataInput!K687,NA())","v":"NA"},null,null,"QLD Bolingbroke (Rail)",null,null,null,null,false,null,null,{"$error":"#N/A"},{"$error":"#N/A"},{"$error":"#N/A"},{"$error":"#N/A"},{"$error":"#N/A"},{"$error":"#N/A"},{"$error":"#N/A"},{"$error":"#N/A"},{"$error":"#N/A"},{"$error":"#N/A"}]
[null,{"$f":"IF(DataInput!B688=$B$8,IF($B$9=$B$10,TRUE,IF(DataInput!E688=$B$9,TRUE,FALSE)))","v":true},null,null,{"$f":"IF(B689=TRUE,DataInput!B688,NA())","v":"QLD"},{"$f":"IF($E689=DataInput!$B688,DataInput!C688,NA())","v":"QBNB"},{"$f":"IF($E689=DataInput!$B688,DataInput!D688,NA())","v":"Bolingbroke (Rail)"},{"$f":"IF($E689=DataInput!$B688,DataInput!E688,NA())","v":"Powerlink"},{"$f":"IF($E689=DataInput!$B688,DataInput!F688,NA())","v":"Winter"},{"$f":"IF($E689=DataInput!$B688,DataInput!G688,NA())","v":"Non-Coincident"},{"$f":"IF($E689=DataInput!$B688,DataInput!H688,NA())","v":2023},{"$f":"IF($E689=DataInput!$B688,DataInput!I688,NA())","v":"POE50"},{"$f":"IF($E689=DataInput!$B688,DataInput!J688,NA())","v":"NA"},{"$f":"IF($E689=DataInput!$B688,DataInput!K688,NA())","v":"NA"},null,null,"QLD Bolingbroke (Rail)",null,null,null,null,false,null,null,{"$error":"#N/A"},{"$error":"#N/A"},{"$error":"#N/A"},{"$error":"#N/A"},{"$error":"#N/A"},{"$error":"#N/A"},{"$error":"#N/A"},{"$error":"#N/A"},{"$error":"#N/A"},{"$error":"#N/A"}]
[null,{"$f":"IF(DataInput!B689=$B$8,IF($B$9=$B$10,TRUE,IF(DataInput!E689=$B$9,TRUE,FALSE)))","v":true},null,null,{"$f":"IF(B690=TRUE,DataInput!B689,NA())","v":"QLD"},{"$f":"IF($E690=DataInput!$B689,DataInput!C689,NA())","v":"QBNB"},{"$f":"IF($E690=DataInput!$B689,DataInput!D689,NA())","v":"Bolingbroke (Rail)"},{"$f":"IF($E690=DataInput!$B689,DataInput!E689,NA())","v":"Powerlink"},{"$f":"IF($E690=DataInput!$B689,DataInput!F689,NA())","v":"Winter"},{"$f":"IF($E690=DataInput!$B689,DataInput!G689,NA())","v":"Non-Coincident"},{"$f":"IF($E690=DataInput!$B689,DataInput!H689,NA())","v":2024},{"$f":"IF($E690=DataInput!$B689,DataInput!I689,NA())","v":"POE50"},{"$f":"IF($E690=DataInput!$B689,DataInput!J689,NA())","v":"NA"},{"$f":"IF($E690=DataInput!$B689,DataInput!K689,NA())","v":"NA"},null,null,"QLD Bolingbroke (Rail)",null,null,null,null,false,null,null,{"$error":"#N/A"},{"$error":"#N/A"},{"$error":"#N/A"},{"$error":"#N/A"},{"$error":"#N/A"},{"$error":"#N/A"},{"$error":"#N/A"},{"$error":"#N/A"},{"$error":"#N/A"},{"$error":"#N/A"}]
[null,{"$f":"IF(DataInput!B690=$B$8,IF($B$9=$B$10,TRUE,IF(DataInput!E690=$B$9,TRUE,FALSE)))","v":true},null,null,{"$f":"IF(B691=TRUE,DataInput!B690,NA())","v":"QLD"},{"$f":"IF($E691=DataInput!$B690,DataInput!C690,NA())","v":"QBNB"},{"$f":"IF($E691=DataInput!$B690,DataInput!D690,NA())","v":"Bolingbroke (Rail)"},{"$f":"IF($E691=DataInput!$B690,DataInput!E690,NA())","v":"Powerlink"},{"$f":"IF($E691=DataInput!$B690,DataInput!F690,NA())","v":"Winter"},{"$f":"IF($E691=DataInput!$B690,DataInput!G690,NA())","v":"Non-Coincident"},{"$f":"IF($E691=DataInput!$B690,DataInput!H690,NA())","v":2025},{"$f":"IF($E691=DataInput!$B690,DataInput!I690,NA())","v":"POE50"},{"$f":"IF($E691=DataInput!$B690,DataInput!J690,NA())","v":"NA"},{"$f":"IF($E691=DataInput!$B690,DataInput!K690,NA())","v":"NA"},null,null,"QLD Bolingbroke (Rail)",null,null,null,null,false,null,null,{"$error":"#N/A"},{"$error":"#N/A"},{"$error":"#N/A"},{"$error":"#N/A"},{"$error":"#N/A"},{"$error":"#N/A"},{"$error":"#N/A"},{"$error":"#N/A"},{"$error":"#N/A"},{"$error":"#N/A"}]
[null,{"$f":"IF(DataInput!B691=$B$8,IF($B$9=$B$10,TRUE,IF(DataInput!E691=$B$9,TRUE,FALSE)))","v":true},null,null,{"$f":"IF(B692=TRUE,DataInput!B691,NA())","v":"QLD"},{"$f":"IF($E692=DataInput!$B691,DataInput!C691,NA())","v":"QBNN"},{"$f":"IF($E692=DataInput!$B691,DataInput!D691,NA())","v":"Bowen North"},{"$f":"IF($E692=DataInput!$B691,DataInput!E691,NA())","v":"Ergon"},{"$f":"IF($E692=DataInput!$B691,DataInput!F691,NA())","v":"Summer"},{"$f":"IF($E692=DataInput!$B691,DataInput!G691,NA())","v":"Non-Coincident"},{"$f":"IF($E692=DataInput!$B691,DataInput!H691,NA())","v":2017},{"$f":"IF($E692=DataInput!$B691,DataInput!I691,NA())","v":"POE10"},{"$f":"IF($E692=DataInput!$B691,DataInput!J691,NA())","v":40.533526452033001},{"$f":"IF($E692=DataInput!$B691,DataInput!K691,NA())","v":0.79724931535989896},null,null,"QLD Bowen North",null,null,null,null,false,null,null,{"$error":"#N/A"},{"$error":"#N/A"},{"$error":"#N/A"},{"$error":"#N/A"},{"$error":"#N/A"},{"$error":"#N/A"},{"$error":"#N/A"},{"$error":"#N/A"},{"$error":"#N/A"},{"$error":"#N/A"}]
[null,{"$f":"IF(DataInput!B692=$B$8,IF($B$9=$B$10,TRUE,IF(DataInput!E692=$B$9,TRUE,FALSE)))","v":true},null,null,{"$f":"IF(B693=TRUE,DataInput!B692,NA())","v":"QLD"},{"$f":"IF($E693=DataInput!$B692,DataInput!C692,NA())","v":"QBNN"},{"$f":"IF($E693=DataInput!$B692,DataInput!D692,NA())","v":"Bowen North"},{"$f":"IF($E693=DataInput!$B692,DataInput!E692,NA())","v":"Ergon"},{"$f":"IF($E693=DataInput!$B692,DataInput!F692,NA())","v":"Summer"},{"$f":"IF($E693=DataInput!$B692,DataInput!G692,NA())","v":"Non-Coincident"},{"$f":"IF($E693=DataInput!$B692,DataInput!H692,NA())","v":2018},{"$f":"IF($E693=DataInput!$B692,DataInput!I692,NA())","v":"POE10"},{"$f":"IF($E693=DataInput!$B692,DataInput!J692,NA())","v":41.737070035654703},{"$f":"IF($E693=DataInput!$B692,DataInput!K692,NA())","v":0.80239261613491697},null,null,"QLD Bowen North",null,null,null,null,false,null,null,{"$error":"#N/A"},{"$error":"#N/A"},{"$error":"#N/A"},{"$error":"#N/A"},{"$error":"#N/A"},{"$error":"#N/A"},{"$error":"#N/A"},{"$error":"#N/A"},{"$error":"#N/A"},{"$error":"#N/A"}]
[null,{"$f":"IF(DataInput!B693=$B$8,IF($B$9=$B$10,TRUE,IF(DataInput!E693=$B$9,TRUE,FALSE)))","v":true},null,null,{"$f":"IF(B694=TRUE,DataInput!B693,NA())","v":"QLD"},{"$f":"IF($E694=DataInput!$B693,DataInput!C693,NA())","v":"QBNN"},{"$f":"IF($E694=DataInput!$B693,DataInput!D693,NA())","v":"Bowen North"},{"$f":"IF($E694=DataInput!$B693,DataInput!E693,NA())","v":"Ergon"},{"$f":"IF($E694=DataInput!$B693,DataInput!F693,NA())","v":"Summer"},{"$f":"IF($E694=DataInput!$B693,DataInput!G693,NA())","v":"Non-Coincident"},{"$f":"IF($E694=DataInput!$B693,DataInput!H693,NA())","v":2019},{"$f":"IF($E694=DataInput!$B693,DataInput!I693,NA())","v":"POE10"},{"$f":"IF($E694=DataInput!$B693,DataInput!J693,NA())","v":41.328602597694598},{"$f":"IF($E694=DataInput!$B693,DataInput!K693,NA())","v":0.80319515920458096},null,null,"QLD Bowen North",null,null,null,null,false,null,null,{"$error":"#N/A"},{"$error":"#N/A"},{"$error":"#N/A"},{"$error":"#N/A"},{"$error":"#N/A"},{"$error":"#N/A"},{"$error":"#N/A"},{"$error":"#N/A"},{"$error":"#N/A"},{"$error":"#N/A"}]
[null,{"$f":"IF(DataInput!B694=$B$8,IF($B$9=$B$10,TRUE,IF(DataInput!E694=$B$9,TRUE,FALSE)))","v":true},null,null,{"$f":"IF(B695=TRUE,DataInput!B694,NA())","v":"QLD"},{"$f":"IF($E695=DataInput!$B694,DataInput!C694,NA())","v":"QBNN"},{"$f":"IF($E695=DataInput!$B694,DataInput!D694,NA())","v":"Bowen North"},{"$f":"IF($E695=DataInput!$B694,DataInput!E694,NA())","v":"Ergon"},{"$f":"IF($E695=DataInput!$B694,DataInput!F694,NA())","v":"Summer"},{"$f":"IF($E695=DataInput!$B694,DataInput!G694,NA())","v":"Non-Coincident"},{"$f":"IF($E695=DataInput!$B694,DataInput!H694,NA())","v":2020},{"$f":"IF($E695=DataInput!$B694,DataInput!I694,NA())","v":"POE10"},{"$f":"IF($E695=DataInput!$B694,DataInput!J694,NA())","v":50.854459738840603},{"$f":"IF($E695=DataInput!$B694,DataInput!K694,NA())","v":0.80335986726242203},null,null,"QLD Bowen North",null,null,null,null,false,null,null,{"$error":"#N/A"},{"$f":"IF($V695=TRUE,F695,NA())","v":{"$error":"#N/A"}},{"$f":"IF($V695=TRUE,G695,NA())","v":{"$error":"#N/A"}},{"$f":"IF($V695=TRUE,H695,NA())","v":{"$error":"#N/A"}},{"$f":"IF($V695=TRUE,I695,NA())","v":{"$error":"#N/A"}},{"$f":"IF($V695=TRUE,J695,NA())","v":{"$error":"#N/A"}},{"$f":"IF($V695=TRUE,K695,NA())","v":{"$error":"#N/A"}},{"$f":"IF($V695=TRUE,L695,NA())","v":{"$error":"#N/A"}},{"$f":"IF($V695=TRUE,M695,NA())","v":{"$error":"#N/A"}},{"$f":"IF($V695=TRUE,N695,NA())","v":{"$error":"#N/A"}}]
[null,{"$f":"IF(DataInput!B695=$B$8,IF($B$9=$B$10,TRUE,IF(DataInput!E695=$B$9,TRUE,FALSE)))","v":true},null,null,{"$f":"IF(B696=TRUE,DataInput!B695,NA())","v":"QLD"},{"$f":"IF($E696=DataInput!$B695,DataInput!C695,NA())","v":"QBNN"},{"$f":"IF($E696=DataInput!$B695,DataInput!D695,NA())","v":"Bowen North"},{"$f":"IF($E696=DataInput!$B695,DataInput!E695,NA())","v":"Ergon"},{"$f":"IF($E696=DataInput!$B695,DataInput!F695,NA())","v":"Summer"},{"$f":"IF($E696=DataInput!$B695,DataInput!G695,NA())","v":"Non-Coincident"},{"$f":"IF($E696=DataInput!$B695,DataInput!H695,NA())","v":2021},{"$f":"IF($E696=DataInput!$B695,DataInput!I695,NA())","v":"POE10"},{"$f":"IF($E696=DataInput!$B695,DataInput!J695,NA())","v":50.540766920013198},{"$f":"IF($E696=DataInput!$B695,DataInput!K695,NA())","v":0.79887919001572405},null,null,"QLD Bowen North",null,null,null,null,false,null,null,{"$error":"#N/A"},{"$error":"#N/A"},{"$error":"#N/A"},{"$error":"#N/A"},{"$error":"#N/A"},{"$error":"#N/A"},{"$error":"#N/A"},{"$error":"#N/A"},{"$error":"#N/A"},{"$error":"#N/A"}]
[null,{"$f":"IF(DataInput!B696=$B$8,IF($B$9=$B$10,TRUE,IF(DataInput!E696=$B$9,TRUE,FALSE)))","v":true},null,null,{"$f":"IF(B697=TRUE,DataInput!B696,NA())","v":"QLD"},{"$f":"IF($E697=DataInput!$B696,DataInput!C696,NA())","v":"QBNN"},{"$f":"IF($E697=DataInput!$B696,DataInput!D696,NA())","v":"Bowen North"},{"$f":"IF($E697=DataInput!$B696,DataInput!E696,NA())","v":"Ergon"},{"$f":"IF($E697=DataInput!$B696,DataInput!F696,NA())","v":"Summer"},{"$f":"IF($E697=DataInput!$B696,DataInput!G696,NA())","v":"Non-Coincident"},{"$f":"IF($E697=DataInput!$B696,DataInput!H696,NA())","v":2022},{"$f":"IF($E697=DataInput!$B696,DataInput!I696,NA())","v":"POE10"},{"$f":"IF($E697=DataInput!$B696,DataInput!J696,NA())","v":50.213368454733299},{"$f":"IF($E697=DataInput!$B696,DataInput!K696,NA())","v":0.79896823028888098},null,null,"QLD Bowen North",null,null,null,null,false,null,null,{"$error":"#N/A"},{"$error":"#N/A"},{"$error":"#N/A"},{"$error":"#N/A"},{"$error":"#N/A"},{"$error":"#N/A"},{"$error":"#N/A"},{"$error":"#N/A"},{"$error":"#N/A"},{"$error":"#N/A"}]
[null,{"$f":"IF(DataInput!B697=$B$8,IF($B$9=$B$10,TRUE,IF(DataInput!E697=$B$9,TRUE,FALSE)))","v":true},null,null,{"$f":"IF(B698=TRUE,DataInput!B697,NA())","v":"QLD"},{"$f":"IF($E698=DataInput!$B697,DataInput!C697,NA())","v":"QBNN"},{"$f":"IF($E698=DataInput!$B697,DataInput!D697,NA())","v":"Bowen North"},{"$f":"IF($E698=DataInput!$B697,DataInput!E697,NA())","v":"Ergon"},{"$f":"IF($E698=DataInput!$B697,DataInput!F697,NA())","v":"Summer"},{"$f":"IF($E698=DataInput!$B697,DataInput!G697,NA())","v":"Non-Coincident"},{"$f":"IF($E698=DataInput!$B697,DataInput!H697,NA())","v":2023},{"$f":"IF($E698=DataInput!$B697,DataInput!I697,NA())","v":"POE10"},{"$f":"IF($E698=DataInput!$B697,DataInput!J697,NA())","v":49.433969308965104},{"$f":"IF($E698=DataInput!$B697,DataInput!K697,NA())","v":0.79896701142536997},null,null,"QLD Bowen North",null,null,null,null,false,null,null,{"$error":"#N/A"},{"$error":"#N/A"},{"$error":"#N/A"},{"$error":"#N/A"},{"$error":"#N/A"},{"$error":"#N/A"},{"$error":"#N/A"},{"$error":"#N/A"},{"$error":"#N/A"},{"$error":"#N/A"}]
[null,{"$f":"IF(DataInput!B698=$B$8,IF($B$9=$B$10,TRUE,IF(DataInput!E698=$B$9,TRUE,FALSE)))","v":true},null,null,{"$f":"IF(B699=TRUE,DataInput!B698,NA())","v":"QLD"},{"$f":"IF($E699=DataInput!$B698,DataInput!C698,NA())","v":"QBNN"},{"$f":"IF($E699=DataInput!$B698,DataInput!D698,NA())","v":"Bowen North"},{"$f":"IF($E699=DataInput!$B698,DataInput!E698,NA())","v":"Ergon"},{"$f":"IF($E699=DataInput!$B698,DataInput!F698,NA())","v":"Summer"},{"$f":"IF($E699=DataInput!$B698,DataInput!G698,NA())","v":"Non-Coincident"},{"$f":"IF($E699=DataInput!$B698,DataInput!H698,NA())","v":2024},{"$f":"IF($E699=DataInput!$B698,DataInput!I698,NA())","v":"POE10"},{"$f":"IF($E699=DataInput!$B698,DataInput!J698,NA())","v":49.619926163033597},{"$f":"IF($E699=DataInput!$B698,DataInput!K698,NA())","v":0.79897206594484405},null,null,"QLD Bowen North",null,null,null,null,false,null,null,{"$error":"#N/A"},{"$error":"#N/A"},{"$error":"#N/A"},{"$error":"#N/A"},{"$error":"#N/A"},{"$error":"#N/A"},{"$error":"#N/A"},{"$error":"#N/A"},{"$error":"#N/A"},{"$error":"#N/A"}]
[null,{"$f":"IF(DataInput!B699=$B$8,IF($B$9=$B$10,TRUE,IF(DataInput!E699=$B$9,TRUE,FALSE)))","v":true},null,null,{"$f":"IF(B700=TRUE,DataInput!B699,NA())","v":"QLD"},{"$f":"IF($E700=DataInput!$B699,DataInput!C699,NA())","v":"QBNN"},{"$f":"IF($E700=DataInput!$B699,DataInput!D699,NA())","v":"Bowen North"},{"$f":"IF($E700=DataInput!$B699,DataInput!E699,NA())","v":"Ergon"},{"$f":"IF($E700=DataInput!$B699,DataInput!F699,NA())","v":"Summer"},{"$f":"IF($E700=DataInput!$B699,DataInput!G699,NA())","v":"Non-Coincident"},{"$f":"IF($E700=DataInput!$B699,DataInput!H699,NA())","v":2025},{"$f":"IF($E700=DataInput!$B699,DataInput!I699,NA())","v":"POE10"},{"$f":"IF($E700=DataInput!$B699,DataInput!J699,NA())","v":51.389466304883797},{"$f":"IF($E700=DataInput!$B699,DataInput!K699,NA())","v":0.79888112668049305},null,null,"QLD Bowen North",null,null,null,null,false,null,null,{"$error":"#N/A"},{"$error":"#N/A"},{"$error":"#N/A"},{"$error":"#N/A"},{"$error":"#N/A"},{"$error":"#N/A"},{"$error":"#N/A"},{"$error":"#N/A"},{"$error":"#N/A"},{"$error":"#N/A"}]
[null,{"$f":"IF(DataInput!B700=$B$8,IF($B$9=$B$10,TRUE,IF(DataInput!E700=$B$9,TRUE,FALSE)))","v":true},null,null,{"$f":"IF(B701=TRUE,DataInput!B700,NA())","v":"QLD"},{"$f":"IF($E701=DataInput!$B700,DataInput!C700,NA())","v":"QBNN"},{"$f":"IF($E701=DataInput!$B700,DataInput!D700,NA())","v":"Bowen North"},{"$f":"IF($E701=DataInput!$B700,DataInput!E700,NA())","v":"Ergon"},{"$f":"IF($E701=DataInput!$B700,DataInput!F700,NA())","v":"Summer"},{"$f":"IF($E701=DataInput!$B700,DataInput!G700,NA())","v":"Non-Coincident"},{"$f":"IF($E701=DataInput!$B700,DataInput!H700,NA())","v":2026},{"$f":"IF($E701=DataInput!$B700,DataInput!I700,NA())","v":"POE10"},{"$f":"IF($E701=DataInput!$B700,DataInput!J700,NA())","v":50.698952321922697},{"$f":"IF($E701=DataInput!$B700,DataInput!K700,NA())","v":0.79888007354120605},null,null,"QLD Bowen North",null,null,null,null,false,null,null,{"$error":"#N/A"},{"$error":"#N/A"},{"$error":"#N/A"},{"$error":"#N/A"},{"$error":"#N/A"},{"$error":"#N/A"},{"$error":"#N/A"},{"$error":"#N/A"},{"$error":"#N/A"},{"$error":"#N/A"}]
[null,{"$f":"IF(DataInput!B701=$B$8,IF($B$9=$B$10,TRUE,IF(DataInput!E701=$B$9,TRUE,FALSE)))","v":true},null,null,{"$f":"IF(B702=TRUE,DataInput!B701,NA())","v":"QLD"},{"$f":"IF($E702=DataInput!$B701,DataInput!C701,NA())","v":"QBNN"},{"$f":"IF($E702=DataInput!$B701,DataInput!D701,NA())","v":"Bowen North"},{"$f":"IF($E702=DataInput!$B701,DataInput!E701,NA())","v":"Ergon"},{"$f":"IF($E702=DataInput!$B701,DataInput!F701,NA())","v":"Summer"},{"$f":"IF($E702=DataInput!$B701,DataInput!G701,NA())","v":"Non-Coincident"},{"$f":"IF($E702=DataInput!$B701,DataInput!H701,NA())","v":2017},{"$f":"IF($E702=DataInput!$B701,DataInput!I701,NA())","v":"POE50"},{"$f":"IF($E702=DataInput!$B701,DataInput!J701,NA())","v":39.153437332034102},{"$f":"IF($E702=DataInput!$B701,DataInput!K701,NA())","v":0.81063338340397295},null,null,"QLD Bowen North",null,null,null,null,false,null,null,{"$error":"#N/A"},{"$error":"#N/A"},{"$error":"#N/A"},{"$error":"#N/A"},{"$error":"#N/A"},{"$error":"#N/A"},{"$error":"#N/A"},{"$error":"#N/A"},{"$error":"#N/A"},{"$error":"#N/A"}]
[null,{"$f":"IF(DataInput!B702=$B$8,IF($B$9=$B$10,TRUE,IF(DataInput!E702=$B$9,TRUE,FALSE)))","v":true},null,null,{"$f":"IF(B703=TRUE,DataInput!B702,NA())","v":"QLD"},{"$f":"IF($E703=DataInput!$B702,DataInput!C702,NA())","v":"QBNN"},{"$f":"IF($E703=DataInput!$B702,DataInput!D702,NA())","v":"Bowen North"},{"$f":"IF($E703=DataInput!$B702,DataInput!E702,NA())","v":"Ergon"},{"$f":"IF($E703=DataInput!$B702,DataInput!F702,NA())","v":"Summer"},{"$f":"IF($E703=DataInput!$B702,DataInput!G702,NA())","v":"Non-Coincident"},{"$f":"IF($E703=DataInput!$B702,DataInput!H702,NA())","v":2018},{"$f":"IF($E703=DataInput!$B702,DataInput!I702,NA())","v":"POE50"},{"$f":"IF($E703=DataInput!$B702,DataInput!J702,NA())","v":40.336414478538302},{"$f":"IF($E703=DataInput!$B702,DataInput!K702,NA())","v":0.81353013894769799},null,null,"QLD Bowen North",null,null,null,null,false,null,null,{"$error":"#N/A"},{"$error":"#N/A"},{"$error":"#N/A"},{"$error":"#N/A"},{"$error":"#N/A"},{"$error":"#N/A"},{"$error":"#N/A"},{"$error":"#N/A"},{"$error":"#N/A"},{"$error":"#N/A"}]
[null,{"$f":"IF(DataInput!B703=$B$8,IF($B$9=$B$10,TRUE,IF(DataInput!E703=$B$9,TRUE,FALSE)))","v":true},null,null,{"$f":"IF(B704=TRUE,DataInput!B703,NA())","v":"QLD"},{"$f":"IF($E704=DataInput!$B703,DataInput!C703,NA())","v":"QBNN"},{"$f":"IF($E704=DataInput!$B703,DataInput!D703,NA())","v":"Bowen North"},{"$f":"IF($E704=DataInput!$B703,DataInput!E703,NA())","v":"Ergon"},{"$f":"IF($E704=DataInput!$B703,DataInput!F703,NA())","v":"Summer"},{"$f":"IF($E704=DataInput!$B703,DataInput!G703,NA())","v":"Non-Coincident"},{"$f":"IF($E704=DataInput!$B703,DataInput!H703,NA())","v":2019},{"$f":"IF($E704=DataInput!$B703,DataInput!I703,NA())","v":"POE50"},{"$f":"IF($E704=DataInput!$B703,DataInput!J703,NA())","v":39.685214956533898},{"$f":"IF($E704=DataInput!$B703,DataInput!K703,NA())","v":0.81072927758761604},null,null,"QLD Bowen North",null,null,null,null,false,null,null,{"$error":"#N/A"},{"$error":"#N/A"},{"$error":"#N/A"},{"$error":"#N/A"},{"$error":"#N/A"},{"$error":"#N/A"},{"$error":"#N/A"},{"$error":"#N/A"},{"$error":"#N/A"},{"$error":"#N/A"}]
[null,{"$f":"IF(DataInput!B704=$B$8,IF($B$9=$B$10,TRUE,IF(DataInput!E704=$B$9,TRUE,FALSE)))","v":true},null,null,{"$f":"IF(B705=TRUE,DataInput!B704,NA())","v":"QLD"},{"$f":"IF($E705=DataInput!$B704,DataInput!C704,NA())","v":"QBNN"},{"$f":"IF($E705=DataInput!$B704,DataInput!D704,NA())","v":"Bowen North"},{"$f":"IF($E705=DataInput!$B704,DataInput!E704,NA())","v":"Ergon"},{"$f":"IF($E705=DataInput!$B704,DataInput!F704,NA())","v":"Summer"},{"$f":"IF($E705=DataInput!$B704,DataInput!G704,NA())","v":"Non-Coincident"},{"$f":"IF($E705=DataInput!$B704,DataInput!H704,NA())","v":2020},{"$f":"IF($E705=DataInput!$B704,DataInput!I704,NA())","v":"POE50"},{"$f":"IF($E705=DataInput!$B704,DataInput!J704,NA())","v":49.302236826530802},{"$f":"IF($E705=DataInput!$B704,DataInput!K704,NA())","v":0.81587561743368298},null,null,"QLD Bowen North",null,null,null,null,false,null,null,{"$error":"#N/A"},{"$error":"#N/A"},{"$error":"#N/A"},{"$error":"#N/A"},{"$error":"#N/A"},{"$error":"#N/A"},{"$error":"#N/A"},{"$error":"#N/A"},{"$error":"#N/A"},{"$error":"#N/A"}]
[null,{"$f":"IF(DataInput!B705=$B$8,IF($B$9=$B$10,TRUE,IF(DataInput!E705=$B$9,TRUE,FALSE)))","v":true},null,null,{"$f":"IF(B706=TRUE,DataInput!B705,NA())","v":"QLD"},{"$f":"IF($E706=DataInput!$B705,DataInput!C705,NA())","v":"QBNN"},{"$f":"IF($E706=DataInput!$B705,DataInput!D705,NA())","v":"Bowen North"},{"$f":"IF($E706=DataInput!$B705,DataInput!E705,NA())","v":"Ergon"},{"$f":"IF($E706=DataInput!$B705,DataInput!F705,NA())","v":"Summer"},{"$f":"IF($E706=DataInput!$B705,DataInput!G705,NA())","v":"Non-Coincident"},{"$f":"IF($E706=DataInput!$B705,DataInput!H705,NA())","v":2021},{"$f":"IF($E706=DataInput!$B705,DataInput!I705,NA())","v":"POE50"},{"$f":"IF($E706=DataInput!$B705,DataInput!J705,NA())","v":48.621249796807099},{"$f":"IF($E706=DataInput!$B705,DataInput!K705,NA())","v":0.81253336148989996},null,null,"QLD Bowen North",null,null,null,null,false,null,null,{"$error":"#N/A"},{"$error":"#N/A"},{"$error":"#N/A"},{"$error":"#N/A"},{"$error":"#N/A"},{"$error":"#N/A"},{"$error":"#N/A"},{"$error":"#N/A"},{"$error":"#N/A"},{"$error":"#N/A"}]
[null,{"$f":"IF(DataInput!B706=$B$8,IF($B$9=$B$10,TRUE,IF(DataInput!E706=$B$9,TRUE,FALSE)))","v":true},null,null,{"$f":"IF(B707=TRUE,DataInput!B706,NA())","v":"QLD"},{"$f":"IF($E707=DataInput!$B706,DataInput!C706,NA())","v":"QBNN"},{"$f":"IF($E707=DataInput!$B706,DataInput!D706,NA())","v":"Bowen North"},{"$f":"IF($E707=DataInput!$B706,DataInput!E706,NA())","v":"Ergon"},{"$f":"IF($E707=DataInput!$B706,DataInput!F706,NA())","v":"Summer"},{"$f":"IF($E707=DataInput!$B706,DataInput!G706,NA())","v":"Non-Coincident"},{"$f":"IF($E707=DataInput!$B706,DataInput!H706,NA())","v":2022},{"$f":"IF($E707=DataInput!$B706,DataInput!I706,NA())","v":"POE50"},{"$f":"IF($E707=DataInput!$B706,DataInput!J706,NA())","v":48.458412456881703},{"$f":"IF($E707=DataInput!$B706,DataInput!K706,NA())","v":0.81265645807974596},null,null,"QLD Bowen North",null,null,null,null,false,null,null,{"$error":"#N/A"},{"$error":"#N/A"},{"$error":"#N/A"},{"$error":"#N/A"},{"$error":"#N/A"},{"$error":"#N/A"},{"$error":"#N/A"},{"$error":"#N/A"},{"$error":"#N/A"},{"$error":"#N/A"}]
[null,{"$f":"IF(DataInput!B707=$B$8,IF($B$9=$B$10,TRUE,IF(DataInput!E707=$B$9,TRUE,FALSE)))","v":true},null,null,{"$f":"IF(B708=TRUE,DataInput!B707,NA())","v":"QLD"},{"$f":"IF($E708=DataInput!$B707,DataInput!C707,NA())","v":"QBNN"},{"$f":"IF($E708=DataInput!$B707,DataInput!D707,NA())","v":"Bowen North"},{"$f":"IF($E708=DataInput!$B707,DataInput!E707,NA())","v":"Ergon"},{"$f":"IF($E708=DataInput!$B707,DataInput!F707,NA())","v":"Summer"},{"$f":"IF($E708=DataInput!$B707,DataInput!G707,NA())","v":"Non-Coincident"},{"$f":"IF($E708=DataInput!$B707,DataInput!H707,NA())","v":2023},{"$f":"IF($E708=DataInput!$B707,DataInput!I707,NA())","v":"POE50"},{"$f":"IF($E708=DataInput!$B707,DataInput!J707,NA())","v":48.4149086868239},{"$f":"IF($E708=DataInput!$B707,DataInput!K707,NA())","v":0.81267642505900295},null,null,"QLD Bowen North",null,null,null,null,false,null,null,{"$error":"#N/A"},{"$error":"#N/A"},{"$error":"#N/A"},{"$error":"#N/A"},{"$error":"#N/A"},{"$error":"#N/A"},{"$error":"#N/A"},{"$error":"#N/A"},{"$error":"#N/A"},{"$error":"#N/A"}]
[null,{"$f":"IF(DataInput!B708=$B$8,IF($B$9=$B$10,TRUE,IF(DataInput!E708=$B$9,TRUE,FALSE)))","v":true},null,null,{"$f":"IF(B709=TRUE,DataInput!B708,NA())","v":"QLD"},{"$f":"IF($E709=DataInput!$B708,DataInput!C708,NA())","v":"QBNN"},{"$f":"IF($E709=DataInput!$B708,DataInput!D708,NA())","v":"Bowen North"},{"$f":"IF($E709=DataInput!$B708,DataInput!E708,NA())","v":"Ergon"},{"$f":"IF($E709=DataInput!$B708,DataInput!F708,NA())","v":"Summer"},{"$f":"IF($E709=DataInput!$B708,DataInput!G708,NA())","v":"Non-Coincident"},{"$f":"IF($E709=DataInput!$B708,DataInput!H708,NA())","v":2024},{"$f":"IF($E709=DataInput!$B708,DataInput!I708,NA())","v":"POE50"},{"$f":"IF($E709=DataInput!$B708,DataInput!J708,NA())","v":48.3708413354017},{"$f":"IF($E709=DataInput!$B708,DataInput!K708,NA())","v":0.81270450929428595},null,null,"QLD Bowen North",null,null,null,null,false,null,null,{"$error":"#N/A"},{"$error":"#N/A"},{"$error":"#N/A"},{"$error":"#N/A"},{"$error":"#N/A"},{"$error":"#N/A"},{"$error":"#N/A"},{"$error":"#N/A"},{"$error":"#N/A"},{"$error":"#N/A"}]
[null,{"$f":"IF(DataInput!B709=$B$8,IF($B$9=$B$10,TRUE,IF(DataInput!E709=$B$9,TRUE,FALSE)))","v":true},null,null,{"$f":"IF(B710=TRUE,DataInput!B709,NA())","v":"QLD"},{"$f":"IF($E710=DataInput!$B709,DataInput!C709,NA())","v":"QBNN"},{"$f":"IF($E710=DataInput!$B709,DataInput!D709,NA())","v":"Bowen North"},{"$f":"IF($E710=DataInput!$B709,DataInput!E709,NA())","v":"Ergon"},{"$f":"IF($E710=DataInput!$B709,DataInput!F709,NA())","v":"Summer"},{"$f":"IF($E710=DataInput!$B709,DataInput!G709,NA())","v":"Non-Coincident"},{"$f":"IF($E710=DataInput!$B709,DataInput!H709,NA())","v":2025},{"$f":"IF($E710=DataInput!$B709,DataInput!I709,NA())","v":"POE50"},{"$f":"IF($E710=DataInput!$B709,DataInput!J709,NA())","v":49.798010321790301},{"$f":"IF($E710=DataInput!$B709,DataInput!K709,NA())","v":0.81263727384308804},null,null,"QLD Bowen North",null,null,null,null,false,null,null,{"$error":"#N/A"},{"$error":"#N/A"},{"$error":"#N/A"},{"$error":"#N/A"},{"$error":"#N/A"},{"$error":"#N/A"},{"$error":"#N/A"},{"$error":"#N/A"},{"$error":"#N/A"},{"$error":"#N/A"}]
[null,{"$f":"IF(DataInput!B710=$B$8,IF($B$9=$B$10,TRUE,IF(DataInput!E710=$B$9,TRUE,FALSE)))","v":true},null,null,{"$f":"IF(B711=TRUE,DataInput!B710,NA())","v":"QLD"},{"$f":"IF($E711=DataInput!$B710,DataInput!C710,NA())","v":"QBNN"},{"$f":"IF($E711=DataInput!$B710,DataInput!D710,NA())","v":"Bowen North"},{"$f":"IF($E711=DataInput!$B710,DataInput!E710,NA())","v":"Ergon"},{"$f":"IF($E711=DataInput!$B710,DataInput!F710,NA())","v":"Summer"},{"$f":"IF($E711=DataInput!$B710,DataInput!G710,NA())","v":"Non-Coincident"},{"$f":"IF($E711=DataInput!$B710,DataInput!H710,NA())","v":2026},{"$f":"IF($E711=DataInput!$B710,DataInput!I710,NA())","v":"POE50"},{"$f":"IF($E711=DataInput!$B710,DataInput!J710,NA())","v":49.195411999144902},{"$f":"IF($E711=DataInput!$B710,DataInput!K710,NA())","v":0.81266666094087903},null,null,"QLD Bowen North",null,null,null,null,false,null,null,{"$error":"#N/A"},{"$error":"#N/A"},{"$error":"#N/A"},{"$error":"#N/A"},{"$error":"#N/A"},{"$error":"#N/A"},{"$error":"#N/A"},{"$error":"#N/A"},{"$error":"#N/A"},{"$error":"#N/A"}]
[null,{"$f":"IF(DataInput!B711=$B$8,IF($B$9=$B$10,TRUE,IF(DataInput!E711=$B$9,TRUE,FALSE)))","v":true},null,null,{"$f":"IF(B712=TRUE,DataInput!B711,NA())","v":"QLD"},{"$f":"IF($E712=DataInput!$B711,DataInput!C711,NA())","v":"QBNN"},{"$f":"IF($E712=DataInput!$B711,DataInput!D711,NA())","v":"Bowen North"},{"$f":"IF($E712=DataInput!$B711,DataInput!E711,NA())","v":"Ergon"},{"$f":"IF($E712=DataInput!$B711,DataInput!F711,NA())","v":"Winter"},{"$f":"IF($E712=DataInput!$B711,DataInput!G711,NA())","v":"Non-Coincident"},{"$f":"IF($E712=DataInput!$B711,DataInput!H711,NA())","v":2016},{"$f":"IF($E712=DataInput!$B711,DataInput!I711,NA())","v":"POE10"},{"$f":"IF($E712=DataInput!$B711,DataInput!J711,NA())","v":24.973960892136699},{"$f":"IF($E712=DataInput!$B711,DataInput!K711,NA())","v":0.73829710367977697},null,null,"QLD Bowen North",null,null,null,null,false,null,null,{"$error":"#N/A"},{"$error":"#N/A"},{"$error":"#N/A"},{"$error":"#N/A"},{"$error":"#N/A"},{"$error":"#N/A"},{"$error":"#N/A"},{"$error":"#N/A"},{"$error":"#N/A"},{"$error":"#N/A"}]
[null,{"$f":"IF(DataInput!B712=$B$8,IF($B$9=$B$10,TRUE,IF(DataInput!E712=$B$9,TRUE,FALSE)))","v":true},null,null,{"$f":"IF(B713=TRUE,DataInput!B712,NA())","v":"QLD"},{"$f":"IF($E713=DataInput!$B712,DataInput!C712,NA())","v":"QBNN"},{"$f":"IF($E713=DataInput!$B712,DataInput!D712,NA())","v":"Bowen North"},{"$f":"IF($E713=DataInput!$B712,DataInput!E712,NA())","v":"Ergon"},{"$f":"IF($E713=DataInput!$B712,DataInput!F712,NA())","v":"Winter"},{"$f":"IF($E713=DataInput!$B712,DataInput!G712,NA())","v":"Non-Coincident"},{"$f":"IF($E713=DataInput!$B712,DataInput!H712,NA())","v":2017},{"$f":"IF($E713=DataInput!$B712,DataInput!I712,NA())","v":"POE10"},{"$f":"IF($E713=DataInput!$B712,DataInput!J712,NA())","v":42.095806680740402},{"$f":"IF($E713=DataInput!$B712,DataInput!K712,NA())","v":0.76008613827259097},null,null,"QLD Bowen North",null,null,null,null,false,null,null,{"$error":"#N/A"},{"$error":"#N/A"},{"$error":"#N/A"},{"$error":"#N/A"},{"$error":"#N/A"},{"$error":"#N/A"},{"$error":"#N/A"},{"$error":"#N/A"},{"$error":"#N/A"},{"$error":"#N/A"}]
[null,{"$f":"IF(DataInput!B713=$B$8,IF($B$9=$B$10,TRUE,IF(DataInput!E713=$B$9,TRUE,FALSE)))","v":true},null,null,{"$f":"IF(B714=TRUE,DataInput!B713,NA())","v":"QLD"},{"$f":"IF($E714=DataInput!$B713,DataInput!C713,NA())","v":"QBNN"},{"$f":"IF($E714=DataInput!$B713,DataInput!D713,NA())","v":"Bowen North"},{"$f":"IF($E714=DataInput!$B713,DataInput!E713,NA())","v":"Ergon"},{"$f":"IF($E714=DataInput!$B713,DataInput!F713,NA())","v":"Winter"},{"$f":"IF($E714=DataInput!$B713,DataInput!G713,NA())","v":"Non-Coincident"},{"$f":"IF($E714=DataInput!$B713,DataInput!H713,NA())","v":2018},{"$f":"IF($E714=DataInput!$B713,DataInput!I713,NA())","v":"POE10"},{"$f":"IF($E714=DataInput!$B713,DataInput!J713,NA())","v":45.022048466814503},{"$f":"IF($E714=DataInput!$B713,DataInput!K713,NA())","v":0.77124976428579395},null,null,"QLD Bowen North",null,null,null,null,false,null,null,{"$error":"#N/A"},{"$error":"#N/A"},{"$error":"#N/A"},{"$error":"#N/A"},{"$error":"#N/A"},{"$error":"#N/A"},{"$error":"#N/A"},{"$error":"#N/A"},{"$error":"#N/A"},{"$error":"#N/A"}]
[null,{"$f":"IF(DataInput!B714=$B$8,IF($B$9=$B$10,TRUE,IF(DataInput!E714=$B$9,TRUE,FALSE)))","v":true},null,null,{"$f":"IF(B715=TRUE,DataInput!B714,NA())","v":"QLD"},{"$f":"IF($E715=DataInput!$B714,DataInput!C714,NA())","v":"QBNN"},{"$f":"IF($E715=DataInput!$B714,DataInput!D714,NA())","v":"Bowen North"},{"$f":"IF($E715=DataInput!$B714,DataInput!E714,NA())","v":"Ergon"},{"$f":"IF($E715=DataInput!$B714,DataInput!F714,NA())","v":"Winter"},{"$f":"IF($E715=DataInput!$B714,DataInput!G714,NA())","v":"Non-Coincident"},{"$f":"IF($E715=DataInput!$B714,DataInput!H714,NA())","v":2019},{"$f":"IF($E715=DataInput!$B714,DataInput!I714,NA())","v":"POE10"},{"$f":"IF($E715=DataInput!$B714,DataInput!J714,NA())","v":46.709215280146701},{"$f":"IF($E715=DataInput!$B714,DataInput!K714,NA())","v":0.76090941193220496},null,null,"QLD Bowen North",null,null,null,null,false,null,null,{"$error":"#N/A"},{"$error":"#N/A"},{"$error":"#N/A"},{"$error":"#N/A"},{"$error":"#N/A"},{"$error":"#N/A"},{"$error":"#N/A"},{"$error":"#N/A"},{"$error":"#N/A"},{"$error":"#N/A"}]
[null,{"$f":"IF(DataInput!B715=$B$8,IF($B$9=$B$10,TRUE,IF(DataInput!E715=$B$9,TRUE,FALSE)))","v":true},null,null,{"$f":"IF(B716=TRUE,DataInput!B715,NA())","v":"QLD"},{"$f":"IF($E716=DataInput!$B715,DataInput!C715,NA())","v":"QBNN"},{"$f":"IF($E716=DataInput!$B715,DataInput!D715,NA())","v":"Bowen North"},{"$f":"IF($E716=DataInput!$B715,DataInput!E715,NA())","v":"Ergon"},{"$f":"IF($E716=DataInput!$B715,DataInput!F715,NA())","v":"Winter"},{"$f":"IF($E716=DataInput!$B715,DataInput!G715,NA())","v":"Non-Coincident"},{"$f":"IF($E716=DataInput!$B715,DataInput!H715,NA())","v":2020},{"$f":"IF($E716=DataInput!$B715,DataInput!I715,NA())","v":"POE10"},{"$f":"IF($E716=DataInput!$B715,DataInput!J715,NA())","v":58.928992140540402},{"$f":"IF($E716=DataInput!$B715,DataInput!K715,NA())","v":0.74058729183551197},null,null,{"$f":"IF(OR(ISERROR(E716),ISERROR(G716)),\"  \",E716&\" \"&G716)","v":"QLD Bowen North"},null,null,null,null,{"$f":"IF(ISERROR(G716),FALSE,IF($V$9=G716,TRUE,FALSE))","v":false},null,null,{"$f":"IF($V716=TRUE,E716,NA())","v":{"$error":"#N/A"}},{"$error":"#N/A"},{"$error":"#N/A"},{"$error":"#N/A"},{"$error":"#N/A"},{"$error":"#N/A"},{"$error":"#N/A"},{"$error":"#N/A"},{"$error":"#N/A"},{"$error":"#N/A"}]
[null,{"$f":"IF(DataInput!B716=$B$8,IF($B$9=$B$10,TRUE,IF(DataInput!E716=$B$9,TRUE,FALSE)))","v":true},null,null,{"$f":"IF(B717=TRUE,DataInput!B716,NA())","v":"QLD"},{"$f":"IF($E717=DataInput!$B716,DataInput!C716,NA())","v":"QBNN"},{"$f":"IF($E717=DataInput!$B716,DataInput!D716,NA())","v":"Bowen North"},{"$f":"IF($E717=DataInput!$B716,DataInput!E716,NA())","v":"Ergon"},{"$f":"IF($E717=DataInput!$B716,DataInput!F716,NA())","v":"Winter"},{"$f":"IF($E717=DataInput!$B716,DataInput!G716,NA())","v":"Non-Coincident"},{"$f":"IF($E717=DataInput!$B716,DataInput!H716,NA())","v":2021},{"$f":"IF($E717=DataInput!$B716,DataInput!I716,NA())","v":"POE10"},{"$f":"IF($E717=DataInput!$B716,DataInput!J716,NA())","v":58.470843905898597},{"$f":"IF($E717=DataInput!$B716,DataInput!K716,NA())","v":0.74092950283453496},null,null,"QLD Bowen North",null,null,null,null,false,null,null,{"$error":"#N/A"},{"$error":"#N/A"},{"$error":"#N/A"},{"$error":"#N/A"},{"$error":"#N/A"},{"$error":"#N/A"},{"$error":"#N/A"},{"$error":"#N/A"},{"$error":"#N/A"},{"$error":"#N/A"}]
[null,{"$f":"IF(DataInput!B717=$B$8,IF($B$9=$B$10,TRUE,IF(DataInput!E717=$B$9,TRUE,FALSE)))","v":true},null,null,{"$f":"IF(B718=TRUE,DataInput!B717,NA())","v":"QLD"},{"$f":"IF($E718=DataInput!$B717,DataInput!C717,NA())","v":"QBNN"},{"$f":"IF($E718=DataInput!$B717,DataInput!D717,NA())","v":"Bowen North"},{"$f":"IF($E718=DataInput!$B717,DataInput!E717,NA())","v":"Ergon"},{"$f":"IF($E718=DataInput!$B717,DataInput!F717,NA())","v":"Winter"},{"$f":"IF($E718=DataInput!$B717,DataInput!G717,NA())","v":"Non-Coincident"},{"$f":"IF($E718=DataInput!$B717,DataInput!H717,NA())","v":2022},{"$f":"IF($E718=DataInput!$B717,DataInput!I717,NA())","v":"POE10"},{"$f":"IF($E718=DataInput!$B717,DataInput!J717,NA())","v":59.379142371567198},{"$f":"IF($E718=DataInput!$B717,DataInput!K717,NA())","v":0.74124778488989396},null,null,"QLD Bowen North",null,null,null,null,false,null,null,{"$error":"#N/A"},{"$error":"#N/A"},{"$error":"#N/A"},{"$error":"#N/A"},{"$error":"#N/A"},{"$error":"#N/A"},{"$error":"#N/A"},{"$error":"#N/A"},{"$error":"#N/A"},{"$error":"#N/A"}]
[null,{"$f":"IF(DataInput!B718=$B$8,IF($B$9=$B$10,TRUE,IF(DataInput!E718=$B$9,TRUE,FALSE)))","v":true},null,null,{"$f":"IF(B719=TRUE,DataInput!B718,NA())","v":"QLD"},{"$f":"IF($E719=DataInput!$B718,DataInput!C718,NA())","v":"QBNN"},{"$f":"IF($E719=DataInput!$B718,DataInput!D718,NA())","v":"Bowen North"},{"$f":"IF($E719=DataInput!$B718,DataInput!E718,NA())","v":"Ergon"},{"$f":"IF($E719=DataInput!$B718,DataInput!F718,NA())","v":"Winter"},{"$f":"IF($E719=DataInput!$B718,DataInput!G718,NA())","v":"Non-Coincident"},{"$f":"IF($E719=DataInput!$B718,DataInput!H718,NA())","v":2023},{"$f":"IF($E719=DataInput!$B718,DataInput!I718,NA())","v":"POE10"},{"$f":"IF($E719=DataInput!$B718,DataInput!J718,NA())","v":59.993167083634397},{"$f":"IF($E719=DataInput!$B718,DataInput!K718,NA())","v":0.74147654755834502},null,null,"QLD Bowen North",null,null,null,null,false,null,null,{"$error":"#N/A"},{"$error":"#N/A"},{"$error":"#N/A"},{"$error":"#N/A"},{"$error":"#N/A"},{"$error":"#N/A"},{"$error":"#N/A"},{"$error":"#N/A"},{"$error":"#N/A"},{"$error":"#N/A"}]
[null,{"$f":"IF(DataInput!B719=$B$8,IF($B$9=$B$10,TRUE,IF(DataInput!E719=$B$9,TRUE,FALSE)))","v":true},null,null,{"$f":"IF(B720=TRUE,DataInput!B719,NA())","v":"QLD"},{"$f":"IF($E720=DataInput!$B719,DataInput!C719,NA())","v":"QBNN"},{"$f":"IF($E720=DataInput!$B719,DataInput!D719,NA())","v":"Bowen North"},{"$f":"IF($E720=DataInput!$B719,DataInput!E719,NA())","v":"Ergon"},{"$f":"IF($E720=DataInput!$B719,DataInput!F719,NA())","v":"Winter"},{"$f":"IF($E720=DataInput!$B719,DataInput!G719,NA())","v":"Non-Coincident"},{"$f":"IF($E720=DataInput!$B719,DataInput!H719,NA())","v":2024},{"$f":"IF($E720=DataInput!$B719,DataInput!I719,NA())","v":"POE10"},{"$f":"IF($E720=DataInput!$B719,DataInput!J719,NA())","v":62.248995381671499},{"$f":"IF($E720=DataInput!$B719,DataInput!K719,NA())","v":0.74176296727138602},null,null,"QLD Bowen North",null,null,null,null,false,null,null,{"$error":"#N/A"},{"$error":"#N/A"},{"$error":"#N/A"},{"$error":"#N/A"},{"$error":"#N/A"},{"$error":"#N/A"},{"$error":"#N/A"},{"$error":"#N/A"},{"$error":"#N/A"},{"$error":"#N/A"}]
[null,{"$f":"IF(DataInput!B720=$B$8,IF($B$9=$B$10,TRUE,IF(DataInput!E720=$B$9,TRUE,FALSE)))","v":true},null,null,{"$f":"IF(B721=TRUE,DataInput!B720,NA())","v":"QLD"},{"$f":"IF($E721=DataInput!$B720,DataInput!C720,NA())","v":"QBNN"},{"$f":"IF($E721=DataInput!$B720,DataInput!D720,NA())","v":"Bowen North"},{"$f":"IF($E721=DataInput!$B720,DataInput!E720,NA())","v":"Ergon"},{"$f":"IF($E721=DataInput!$B720,DataInput!F720,NA())","v":"Winter"},{"$f":"IF($E721=DataInput!$B720,DataInput!G720,NA())","v":"Non-Coincident"},{"$f":"IF($E721=DataInput!$B720,DataInput!H720,NA())","v":2025},{"$f":"IF($E721=DataInput!$B720,DataInput!I720,NA())","v":"POE10"},{"$f":"IF($E721=DataInput!$B720,DataInput!J720,NA())","v":64.996706849576995},{"$f":"IF($E721=DataInput!$B720,DataInput!K720,NA())","v":0.742022076867486},null,null,"QLD Bowen North",null,null,null,null,false,null,null,{"$error":"#N/A"},{"$error":"#N/A"},{"$error":"#N/A"},{"$error":"#N/A"},{"$error":"#N/A"},{"$error":"#N/A"},{"$error":"#N/A"},{"$error":"#N/A"},{"$error":"#N/A"},{"$error":"#N/A"}]
[null,{"$f":"IF(DataInput!B721=$B$8,IF($B$9=$B$10,TRUE,IF(DataInput!E721=$B$9,TRUE,FALSE)))","v":true},null,null,{"$f":"IF(B722=TRUE,DataInput!B721,NA())","v":"QLD"},{"$f":"IF($E722=DataInput!$B721,DataInput!C721,NA())","v":"QBNN"},{"$f":"IF($E722=DataInput!$B721,DataInput!D721,NA())","v":"Bowen North"},{"$f":"IF($E722=DataInput!$B721,DataInput!E721,NA())","v":"Ergon"},{"$f":"IF($E722=DataInput!$B721,DataInput!F721,NA())","v":"Winter"},{"$f":"IF($E722=DataInput!$B721,DataInput!G721,NA())","v":"Non-Coincident"},{"$f":"IF($E722=DataInput!$B721,DataInput!H721,NA())","v":2016},{"$f":"IF($E722=DataInput!$B721,DataInput!I721,NA())","v":"POE50"},{"$f":"IF($E722=DataInput!$B721,DataInput!J721,NA())","v":23.583849347256798},{"$f":"IF($E722=DataInput!$B721,DataInput!K721,NA())","v":0.75470786393990297},null,null,"QLD Bowen North",null,null,null,null,false,null,null,{"$error":"#N/A"},{"$error":"#N/A"},{"$error":"#N/A"},{"$error":"#N/A"},{"$error":"#N/A"},{"$error":"#N/A"},{"$error":"#N/A"},{"$error":"#N/A"},{"$error":"#N/A"},{"$error":"#N/A"}]
[null,{"$f":"IF(DataInput!B722=$B$8,IF($B$9=$B$10,TRUE,IF(DataInput!E722=$B$9,TRUE,FALSE)))","v":true},null,null,{"$f":"IF(B723=TRUE,DataInput!B722,NA())","v":"QLD"},{"$f":"IF($E723=DataInput!$B722,DataInput!C722,NA())","v":"QBNN"},{"$f":"IF($E723=DataInput!$B722,DataInput!D722,NA())","v":"Bowen North"},{"$f":"IF($E723=DataInput!$B722,DataInput!E722,NA())","v":"Ergon"},{"$f":"IF($E723=DataInput!$B722,DataInput!F722,NA())","v":"Winter"},{"$f":"IF($E723=DataInput!$B722,DataInput!G722,NA())","v":"Non-Coincident"},{"$f":"IF($E723=DataInput!$B722,DataInput!H722,NA())","v":2017},{"$f":"IF($E723=DataInput!$B722,DataInput!I722,NA())","v":"POE50"},{"$f":"IF($E723=DataInput!$B722,DataInput!J722,NA())","v":40.712839592645302},{"$f":"IF($E723=DataInput!$B722,DataInput!K722,NA())","v":0.77646671611692097},null,null,"QLD Bowen North",null,null,null,null,false,null,null,{"$error":"#N/A"},{"$error":"#N/A"},{"$error":"#N/A"},{"$error":"#N/A"},{"$error":"#N/A"},{"$error":"#N/A"},{"$error":"#N/A"},{"$error":"#N/A"},{"$error":"#N/A"},{"$error":"#N/A"}]
[null,{"$f":"IF(DataInput!B723=$B$8,IF($B$9=$B$10,TRUE,IF(DataInput!E723=$B$9,TRUE,FALSE)))","v":true},null,null,{"$f":"IF(B724=TRUE,DataInput!B723,NA())","v":"QLD"},{"$f":"IF($E724=DataInput!$B723,DataInput!C723,NA())","v":"QBNN"},{"$f":"IF($E724=DataInput!$B723,DataInput!D723,NA())","v":"Bowen North"},{"$f":"IF($E724=DataInput!$B723,DataInput!E723,NA())","v":"Ergon"},{"$f":"IF($E724=DataInput!$B723,DataInput!F723,NA())","v":"Winter"},{"$f":"IF($E724=DataInput!$B723,DataInput!G723,NA())","v":"Non-Coincident"},{"$f":"IF($E724=DataInput!$B723,DataInput!H723,NA())","v":2018},{"$f":"IF($E724=DataInput!$B723,DataInput!I723,NA())","v":"POE50"},{"$f":"IF($E724=DataInput!$B723,DataInput!J723,NA())","v":43.303458701049102},{"$f":"IF($E724=DataInput!$B723,DataInput!K723,NA())","v":0.78290068888522801},null,null,"QLD Bowen North",null,null,null,null,false,null,null,{"$error":"#N/A"},{"$error":"#N/A"},{"$error":"#N/A"},{"$error":"#N/A"},{"$error":"#N/A"},{"$error":"#N/A"},{"$error":"#N/A"},{"$error":"#N/A"},{"$error":"#N/A"},{"$error":"#N/A"}]
[null,{"$f":"IF(DataInput!B724=$B$8,IF($B$9=$B$10,TRUE,IF(DataInput!E724=$B$9,TRUE,FALSE)))","v":true},null,null,{"$f":"IF(B725=TRUE,DataInput!B724,NA())","v":"QLD"},{"$f":"IF($E725=DataInput!$B724,DataInput!C724,NA())","v":"QBNN"},{"$f":"IF($E725=DataInput!$B724,DataInput!D724,NA())","v":"Bowen North"},{"$f":"IF($E725=DataInput!$B724,DataInput!E724,NA())","v":"Ergon"},{"$f":"IF($E725=DataInput!$B724,DataInput!F724,NA())","v":"Winter"},{"$f":"IF($E725=DataInput!$B724,DataInput!G724,NA())","v":"Non-Coincident"},{"$f":"IF($E725=DataInput!$B724,DataInput!H724,NA())","v":2019},{"$f":"IF($E725=DataInput!$B724,DataInput!I724,NA())","v":"POE50"},{"$f":"IF($E725=DataInput!$B724,DataInput!J724,NA())","v":44.530446066809802},{"$f":"IF($E725=DataInput!$B724,DataInput!K724,NA())","v":0.77386842978671599},null,null,"QLD Bowen North",null,null,null,null,false,null,null,{"$error":"#N/A"},{"$error":"#N/A"},{"$error":"#N/A"},{"$error":"#N/A"},{"$error":"#N/A"},{"$error":"#N/A"},{"$error":"#N/A"},{"$error":"#N/A"},{"$error":"#N/A"},{"$error":"#N/A"}]
[null,{"$f":"IF(DataInput!B725=$B$8,IF($B$9=$B$10,TRUE,IF(DataInput!E725=$B$9,TRUE,FALSE)))","v":true},null,null,{"$f":"IF(B726=TRUE,DataInput!B725,NA())","v":"QLD"},{"$f":"IF($E726=DataInput!$B725,DataInput!C725,NA())","v":"QBNN"},{"$f":"IF($E726=DataInput!$B725,DataInput!D725,NA())","v":"Bowen North"},{"$f":"IF($E726=DataInput!$B725,DataInput!E725,NA())","v":"Ergon"},{"$f":"IF($E726=DataInput!$B725,DataInput!F725,NA())","v":"Winter"},{"$f":"IF($E726=DataInput!$B725,DataInput!G725,NA())","v":"Non-Coincident"},{"$f":"IF($E726=DataInput!$B725,DataInput!H725,NA())","v":2020},{"$f":"IF($E726=DataInput!$B725,DataInput!I725,NA())","v":"POE50"},{"$f":"IF($E726=DataInput!$B725,DataInput!J725,NA())","v":56.191912742171901},{"$f":"IF($E726=DataInput!$B725,DataInput!K725,NA())","v":0.75701088744871103},null,null,"QLD Bowen North",null,null,null,null,false,null,null,{"$error":"#N/A"},{"$error":"#N/A"},{"$error":"#N/A"},{"$error":"#N/A"},{"$error":"#N/A"},{"$error":"#N/A"},{"$error":"#N/A"},{"$error":"#N/A"},{"$error":"#N/A"},{"$error":"#N/A"}]
[null,{"$f":"IF(DataInput!B726=$B$8,IF($B$9=$B$10,TRUE,IF(DataInput!E726=$B$9,TRUE,FALSE)))","v":true},null,null,{"$f":"IF(B727=TRUE,DataInput!B726,NA())","v":"QLD"},{"$f":"IF($E727=DataInput!$B726,DataInput!C726,NA())","v":"QBNN"},{"$f":"IF($E727=DataInput!$B726,DataInput!D726,NA())","v":"Bowen North"},{"$f":"IF($E727=DataInput!$B726,DataInput!E726,NA())","v":"Ergon"},{"$f":"IF($E727=DataInput!$B726,DataInput!F726,NA())","v":"Winter"},{"$f":"IF($E727=DataInput!$B726,DataInput!G726,NA())","v":"Non-Coincident"},{"$f":"IF($E727=DataInput!$B726,DataInput!H726,NA())","v":2021},{"$f":"IF($E727=DataInput!$B726,DataInput!I726,NA())","v":"POE50"},{"$f":"IF($E727=DataInput!$B726,DataInput!J726,NA())","v":56.3006998631109},{"$f":"IF($E727=DataInput!$B726,DataInput!K726,NA())","v":0.75733989197266205},null,null,"QLD Bowen North",null,null,null,null,false,null,null,{"$error":"#N/A"},{"$error":"#N/A"},{"$error":"#N/A"},{"$error":"#N/A"},{"$error":"#N/A"},{"$error":"#N/A"},{"$error":"#N/A"},{"$error":"#N/A"},{"$error":"#N/A"},{"$error":"#N/A"}]
[null,{"$f":"IF(DataInput!B727=$B$8,IF($B$9=$B$10,TRUE,IF(DataInput!E727=$B$9,TRUE,FALSE)))","v":true},null,null,{"$f":"IF(B728=TRUE,DataInput!B727,NA())","v":"QLD"},{"$f":"IF($E728=DataInput!$B727,DataInput!C727,NA())","v":"QBNN"},{"$f":"IF($E728=DataInput!$B727,DataInput!D727,NA())","v":"Bowen North"},{"$f":"IF($E728=DataInput!$B727,DataInput!E727,NA())","v":"Ergon"},{"$f":"IF($E728=DataInput!$B727,DataInput!F727,NA())","v":"Winter"},{"$f":"IF($E728=DataInput!$B727,DataInput!G727,NA())","v":"Non-Coincident"},{"$f":"IF($E728=DataInput!$B727,DataInput!H727,NA())","v":2022},{"$f":"IF($E728=DataInput!$B727,DataInput!I727,NA())","v":"POE50"},{"$f":"IF($E728=DataInput!$B727,DataInput!J727,NA())","v":57.174763508290901},{"$f":"IF($E728=DataInput!$B727,DataInput!K727,NA())","v":0.75764012001973402},null,null,"QLD Bowen North",null,null,null,null,false,null,null,{"$error":"#N/A"},{"$error":"#N/A"},{"$error":"#N/A"},{"$error":"#N/A"},{"$error":"#N/A"},{"$error":"#N/A"},{"$error":"#N/A"},{"$error":"#N/A"},{"$error":"#N/A"},{"$error":"#N/A"}]
[null,{"$f":"IF(DataInput!B728=$B$8,IF($B$9=$B$10,TRUE,IF(DataInput!E728=$B$9,TRUE,FALSE)))","v":true},null,null,{"$f":"IF(B729=TRUE,DataInput!B728,NA())","v":"QLD"},{"$f":"IF($E729=DataInput!$B728,DataInput!C728,NA())","v":"QBNN"},{"$f":"IF($E729=DataInput!$B728,DataInput!D728,NA())","v":"Bowen North"},{"$f":"IF($E729=DataInput!$B728,DataInput!E728,NA())","v":"Ergon"},{"$f":"IF($E729=DataInput!$B728,DataInput!F728,NA())","v":"Winter"},{"$f":"IF($E729=DataInput!$B728,DataInput!G728,NA())","v":"Non-Coincident"},{"$f":"IF($E729=DataInput!$B728,DataInput!H728,NA())","v":2023},{"$f":"IF($E729=DataInput!$B728,DataInput!I728,NA())","v":"POE50"},{"$f":"IF($E729=DataInput!$B728,DataInput!J728,NA())","v":57.747060044968997},{"$f":"IF($E729=DataInput!$B728,DataInput!K728,NA())","v":0.75784834816832003},null,null,"QLD Bowen North",null,null,null,null,false,null,null,{"$error":"#N/A"},{"$error":"#N/A"},{"$error":"#N/A"},{"$error":"#N/A"},{"$error":"#N/A"},{"$error":"#N/A"},{"$error":"#N/A"},{"$error":"#N/A"},{"$error":"#N/A"},{"$error":"#N/A"}]
[null,{"$f":"IF(DataInput!B729=$B$8,IF($B$9=$B$10,TRUE,IF(DataInput!E729=$B$9,TRUE,FALSE)))","v":true},null,null,{"$f":"IF(B730=TRUE,DataInput!B729,NA())","v":"QLD"},{"$f":"IF($E730=DataInput!$B729,DataInput!C729,NA())","v":"QBNN"},{"$f":"IF($E730=DataInput!$B729,DataInput!D729,NA())","v":"Bowen North"},{"$f":"IF($E730=DataInput!$B729,DataInput!E729,NA())","v":"Ergon"},{"$f":"IF($E730=DataInput!$B729,DataInput!F729,NA())","v":"Winter"},{"$f":"IF($E730=DataInput!$B729,DataInput!G729,NA())","v":"Non-Coincident"},{"$f":"IF($E730=DataInput!$B729,DataInput!H729,NA())","v":2024},{"$f":"IF($E730=DataInput!$B729,DataInput!I729,NA())","v":"POE50"},{"$f":"IF($E730=DataInput!$B729,DataInput!J729,NA())","v":59.156431982862301},{"$f":"IF($E730=DataInput!$B729,DataInput!K729,NA())","v":0.75811845334557704},null,null,"QLD Bowen North",null,null,null,null,false,null,null,{"$error":"#N/A"},{"$error":"#N/A"},{"$error":"#N/A"},{"$error":"#N/A"},{"$error":"#N/A"},{"$error":"#N/A"},{"$error":"#N/A"},{"$error":"#N/A"},{"$error":"#N/A"},{"$error":"#N/A"}]
[null,{"$f":"IF(DataInput!B730=$B$8,IF($B$9=$B$10,TRUE,IF(DataInput!E730=$B$9,TRUE,FALSE)))","v":true},null,null,{"$f":"IF(B731=TRUE,DataInput!B730,NA())","v":"QLD"},{"$f":"IF($E731=DataInput!$B730,DataInput!C730,NA())","v":"QBNN"},{"$f":"IF($E731=DataInput!$B730,DataInput!D730,NA())","v":"Bowen North"},{"$f":"IF($E731=DataInput!$B730,DataInput!E730,NA())","v":"Ergon"},{"$f":"IF($E731=DataInput!$B730,DataInput!F730,NA())","v":"Winter"},{"$f":"IF($E731=DataInput!$B730,DataInput!G730,NA())","v":"Non-Coincident"},{"$f":"IF($E731=DataInput!$B730,DataInput!H730,NA())","v":2025},{"$f":"IF($E731=DataInput!$B730,DataInput!I730,NA())","v":"POE50"},{"$f":"IF($E731=DataInput!$B730,DataInput!J730,NA())","v":61.572427917939699},{"$f":"IF($E731=DataInput!$B730,DataInput!K730,NA())","v":0.75836064459372599},null,null,"QLD Bowen North",null,null,null,null,false,null,null,{"$error":"#N/A"},{"$error":"#N/A"},{"$error":"#N/A"},{"$error":"#N/A"},{"$error":"#N/A"},{"$error":"#N/A"},{"$error":"#N/A"},{"$error":"#N/A"},{"$error":"#N/A"},{"$error":"#N/A"}]
[null,{"$f":"IF(DataInput!B731=$B$8,IF($B$9=$B$10,TRUE,IF(DataInput!E731=$B$9,TRUE,FALSE)))","v":true},null,null,{"$f":"IF(B732=TRUE,DataInput!B731,NA())","v":"QLD"},{"$f":"IF($E732=DataInput!$B731,DataInput!C731,NA())","v":"QBOH"},{"$f":"IF($E732=DataInput!$B731,DataInput!D731,NA())","v":"Boyne Island 275"},{"$f":"IF($E732=DataInput!$B731,DataInput!E731,NA())","v":"Powerlink"},{"$f":"IF($E732=DataInput!$B731,DataInput!F731,NA())","v":"Summer"},{"$f":"IF($E732=DataInput!$B731,DataInput!G731,NA())","v":"Non-Coincident"},{"$f":"IF($E732=DataInput!$B731,DataInput!H731,NA())","v":2017},{"$f":"IF($E732=DataInput!$B731,DataInput!I731,NA())","v":"POE10"},{"$f":"IF($E732=DataInput!$B731,DataInput!J731,NA())","v":"NA"},{"$f":"IF($E732=DataInput!$B731,DataInput!K731,NA())","v":"NA"},null,null,"QLD Boyne Island 275",null,null,null,null,false,null,null,{"$error":"#N/A"},{"$error":"#N/A"},{"$error":"#N/A"},{"$error":"#N/A"},{"$error":"#N/A"},{"$error":"#N/A"},{"$error":"#N/A"},{"$error":"#N/A"},{"$error":"#N/A"},{"$error":"#N/A"}]
[null,{"$f":"IF(DataInput!B732=$B$8,IF($B$9=$B$10,TRUE,IF(DataInput!E732=$B$9,TRUE,FALSE)))","v":true},null,null,{"$f":"IF(B733=TRUE,DataInput!B732,NA())","v":"QLD"},{"$f":"IF($E733=DataInput!$B732,DataInput!C732,NA())","v":"QBOH"},{"$f":"IF($E733=DataInput!$B732,DataInput!D732,NA())","v":"Boyne Island 275"},{"$f":"IF($E733=DataInput!$B732,DataInput!E732,NA())","v":"Powerlink"},{"$f":"IF($E733=DataInput!$B732,DataInput!F732,NA())","v":"Summer"},{"$f":"IF($E733=DataInput!$B732,DataInput!G732,NA())","v":"Non-Coincident"},{"$f":"IF($E733=DataInput!$B732,DataInput!H732,NA())","v":2018},{"$f":"IF($E733=DataInput!$B732,DataInput!I732,NA())","v":"POE10"},{"$f":"IF($E733=DataInput!$B732,DataInput!J732,NA())","v":"NA"},{"$f":"IF($E733=DataInput!$B732,DataInput!K732,NA())","v":"NA"},null,null,"QLD Boyne Island 275",null,null,null,null,false,null,null,{"$error":"#N/A"},{"$error":"#N/A"},{"$error":"#N/A"},{"$error":"#N/A"},{"$error":"#N/A"},{"$error":"#N/A"},{"$error":"#N/A"},{"$error":"#N/A"},{"$error":"#N/A"},{"$error":"#N/A"}]
[null,{"$f":"IF(DataInput!B733=$B$8,IF($B$9=$B$10,TRUE,IF(DataInput!E733=$B$9,TRUE,FALSE)))","v":true},null,null,{"$f":"IF(B734=TRUE,DataInput!B733,NA())","v":"QLD"},{"$f":"IF($E734=DataInput!$B733,DataInput!C733,NA())","v":"QBOH"},{"$f":"IF($E734=DataInput!$B733,DataInput!D733,NA())","v":"Boyne Island 275"},{"$f":"IF($E734=DataInput!$B733,DataInput!E733,NA())","v":"Powerlink"},{"$f":"IF($E734=DataInput!$B733,DataInput!F733,NA())","v":"Summer"},{"$f":"IF($E734=DataInput!$B733,DataInput!G733,NA())","v":"Non-Coincident"},{"$f":"IF($E734=DataInput!$B733,DataInput!H733,NA())","v":2019},{"$f":"IF($E734=DataInput!$B733,DataInput!I733,NA())","v":"POE10"},{"$f":"IF($E734=DataInput!$B733,DataInput!J733,NA())","v":"NA"},{"$f":"IF($E734=DataInput!$B733,DataInput!K733,NA())","v":"NA"},null,null,"QLD Boyne Island 275",null,null,null,null,false,null,null,{"$error":"#N/A"},{"$error":"#N/A"},{"$error":"#N/A"},{"$error":"#N/A"},{"$error":"#N/A"},{"$error":"#N/A"},{"$error":"#N/A"},{"$error":"#N/A"},{"$error":"#N/A"},{"$error":"#N/A"}]
[null,{"$f":"IF(DataInput!B734=$B$8,IF($B$9=$B$10,TRUE,IF(DataInput!E734=$B$9,TRUE,FALSE)))","v":true},null,null,{"$f":"IF(B735=TRUE,DataInput!B734,NA())","v":"QLD"},{"$f":"IF($E735=DataInput!$B734,DataInput!C734,NA())","v":"QBOH"},{"$f":"IF($E735=DataInput!$B734,DataInput!D734,NA())","v":"Boyne Island 275"},{"$f":"IF($E735=DataInput!$B734,DataInput!E734,NA())","v":"Powerlink"},{"$f":"IF($E735=DataInput!$B734,DataInput!F734,NA())","v":"Summer"},{"$f":"IF($E735=DataInput!$B734,DataInput!G734,NA())","v":"Non-Coincident"},{"$f":"IF($E735=DataInput!$B734,DataInput!H734,NA())","v":2020},{"$f":"IF($E735=DataInput!$B734,DataInput!I734,NA())","v":"POE10"},{"$f":"IF($E735=DataInput!$B734,DataInput!J734,NA())","v":"NA"},{"$f":"IF($E735=DataInput!$B734,DataInput!K734,NA())","v":"NA"},null,null,"QLD Boyne Island 275",null,null,null,null,false,null,null,{"$error":"#N/A"},{"$error":"#N/A"},{"$error":"#N/A"},{"$error":"#N/A"},{"$error":"#N/A"},{"$error":"#N/A"},{"$error":"#N/A"},{"$error":"#N/A"},{"$error":"#N/A"},{"$error":"#N/A"}]
[null,{"$f":"IF(DataInput!B735=$B$8,IF($B$9=$B$10,TRUE,IF(DataInput!E735=$B$9,TRUE,FALSE)))","v":true},null,null,{"$f":"IF(B736=TRUE,DataInput!B735,NA())","v":"QLD"},{"$f":"IF($E736=DataInput!$B735,DataInput!C735,NA())","v":"QBOH"},{"$f":"IF($E736=DataInput!$B735,DataInput!D735,NA())","v":"Boyne Island 275"},{"$f":"IF($E736=DataInput!$B735,DataInput!E735,NA())","v":"Powerlink"},{"$f":"IF($E736=DataInput!$B735,DataInput!F735,NA())","v":"Summer"},{"$f":"IF($E736=DataInput!$B735,DataInput!G735,NA())","v":"Non-Coincident"},{"$f":"IF($E736=DataInput!$B735,DataInput!H735,NA())","v":2021},{"$f":"IF($E736=DataInput!$B735,DataInput!I735,NA())","v":"POE10"},{"$f":"IF($E736=DataInput!$B735,DataInput!J735,NA())","v":"NA"},{"$f":"IF($E736=DataInput!$B735,DataInput!K735,NA())","v":"NA"},null,null,"QLD Boyne Island 275",null,null,null,null,false,null,null,{"$error":"#N/A"},{"$error":"#N/A"},{"$error":"#N/A"},{"$error":"#N/A"},{"$error":"#N/A"},{"$error":"#N/A"},{"$error":"#N/A"},{"$error":"#N/A"},{"$error":"#N/A"},{"$error":"#N/A"}]
[null,{"$f":"IF(DataInput!B736=$B$8,IF($B$9=$B$10,TRUE,IF(DataInput!E736=$B$9,TRUE,FALSE)))","v":true},null,null,{"$f":"IF(B737=TRUE,DataInput!B736,NA())","v":"QLD"},{"$f":"IF($E737=DataInput!$B736,DataInput!C736,NA())","v":"QBOH"},{"$f":"IF($E737=DataInput!$B736,DataInput!D736,NA())","v":"Boyne Island 275"},{"$f":"IF($E737=DataInput!$B736,DataInput!E736,NA())","v":"Powerlink"},{"$f":"IF($E737=DataInput!$B736,DataInput!F736,NA())","v":"Summer"},{"$f":"IF($E737=DataInput!$B736,DataInput!G736,NA())","v":"Non-Coincident"},{"$f":"IF($E737=DataInput!$B736,DataInput!H736,NA())","v":2022},{"$f":"IF($E737=DataInput!$B736,DataInput!I736,NA())","v":"POE10"},{"$f":"IF($E737=DataInput!$B736,DataInput!J736,NA())","v":"NA"},{"$f":"IF($E737=DataInput!$B736,DataInput!K736,NA())","v":"NA"},null,null,"QLD Boyne Island 275",null,null,null,null,false,null,null,{"$error":"#N/A"},{"$error":"#N/A"},{"$error":"#N/A"},{"$error":"#N/A"},{"$error":"#N/A"},{"$error":"#N/A"},{"$error":"#N/A"},{"$error":"#N/A"},{"$error":"#N/A"},{"$error":"#N/A"}]
[null,{"$f":"IF(DataInput!B737=$B$8,IF($B$9=$B$10,TRUE,IF(DataInput!E737=$B$9,TRUE,FALSE)))","v":true},null,null,{"$f":"IF(B738=TRUE,DataInput!B737,NA())","v":"QLD"},{"$f":"IF($E738=DataInput!$B737,DataInput!C737,NA())","v":"QBOH"},{"$f":"IF($E738=DataInput!$B737,DataInput!D737,NA())","v":"Boyne Island 275"},{"$f":"IF($E738=DataInput!$B737,DataInput!E737,NA())","v":"Powerlink"},{"$f":"IF($E738=DataInput!$B737,DataInput!F737,NA())","v":"Summer"},{"$f":"IF($E738=DataInput!$B737,DataInput!G737,NA())","v":"Non-Coincident"},{"$f":"IF($E738=DataInput!$B737,DataInput!H737,NA())","v":2023},{"$f":"IF($E738=DataInput!$B737,DataInput!I737,NA())","v":"POE10"},{"$f":"IF($E738=DataInput!$B737,DataInput!J737,NA())","v":"NA"},{"$f":"IF($E738=DataInput!$B737,DataInput!K737,NA())","v":"NA"},null,null,"QLD Boyne Island 275",null,null,null,null,false,null,null,{"$error":"#N/A"},{"$error":"#N/A"},{"$error":"#N/A"},{"$error":"#N/A"},{"$error":"#N/A"},{"$error":"#N/A"},{"$error":"#N/A"},{"$error":"#N/A"},{"$error":"#N/A"},{"$error":"#N/A"}]
[null,{"$f":"IF(DataInput!B738=$B$8,IF($B$9=$B$10,TRUE,IF(DataInput!E738=$B$9,TRUE,FALSE)))","v":true},null,null,{"$f":"IF(B739=TRUE,DataInput!B738,NA())","v":"QLD"},{"$f":"IF($E739=DataInput!$B738,DataInput!C738,NA())","v":"QBOH"},{"$f":"IF($E739=DataInput!$B738,DataInput!D738,NA())","v":"Boyne Island 275"},{"$f":"IF($E739=DataInput!$B738,DataInput!E738,NA())","v":"Powerlink"},{"$f":"IF($E739=DataInput!$B738,DataInput!F738,NA())","v":"Summer"},{"$f":"IF($E739=DataInput!$B738,DataInput!G738,NA())","v":"Non-Coincident"},{"$f":"IF($E739=DataInput!$B738,DataInput!H738,NA())","v":2024},{"$f":"IF($E739=DataInput!$B738,DataInput!I738,NA())","v":"POE10"},{"$f":"IF($E739=DataInput!$B738,DataInput!J738,NA())","v":"NA"},{"$f":"IF($E739=DataInput!$B738,DataInput!K738,NA())","v":"NA"},null,null,"QLD Boyne Island 275",null,null,null,null,false,null,null,{"$error":"#N/A"},{"$error":"#N/A"},{"$error":"#N/A"},{"$error":"#N/A"},{"$error":"#N/A"},{"$error":"#N/A"},{"$error":"#N/A"},{"$error":"#N/A"},{"$error":"#N/A"},{"$error":"#N/A"}]
[null,{"$f":"IF(DataInput!B739=$B$8,IF($B$9=$B$10,TRUE,IF(DataInput!E739=$B$9,TRUE,FALSE)))","v":true},null,null,{"$f":"IF(B740=TRUE,DataInput!B739,NA())","v":"QLD"},{"$f":"IF($E740=DataInput!$B739,DataInput!C739,NA())","v":"QBOH"},{"$f":"IF($E740=DataInput!$B739,DataInput!D739,NA())","v":"Boyne Island 275"},{"$f":"IF($E740=DataInput!$B739,DataInput!E739,NA())","v":"Powerlink"},{"$f":"IF($E740=DataInput!$B739,DataInput!F739,NA())","v":"Summer"},{"$f":"IF($E740=DataInput!$B739,DataInput!G739,NA())","v":"Non-Coincident"},{"$f":"IF($E740=DataInput!$B739,DataInput!H739,NA())","v":2025},{"$f":"IF($E740=DataInput!$B739,DataInput!I739,NA())","v":"POE10"},{"$f":"IF($E740=DataInput!$B739,DataInput!J739,NA())","v":"NA"},{"$f":"IF($E740=DataInput!$B739,DataInput!K739,NA())","v":"NA"},null,null,"QLD Boyne Island 275",null,null,null,null,false,null,null,{"$error":"#N/A"},{"$error":"#N/A"},{"$error":"#N/A"},{"$error":"#N/A"},{"$error":"#N/A"},{"$error":"#N/A"},{"$error":"#N/A"},{"$error":"#N/A"},{"$error":"#N/A"},{"$error":"#N/A"}]
[null,{"$f":"IF(DataInput!B740=$B$8,IF($B$9=$B$10,TRUE,IF(DataInput!E740=$B$9,TRUE,FALSE)))","v":true},null,null,{"$f":"IF(B741=TRUE,DataInput!B740,NA())","v":"QLD"},{"$f":"IF($E741=DataInput!$B740,DataInput!C740,NA())","v":"QBOH"},{"$f":"IF($E741=DataInput!$B740,DataInput!D740,NA())","v":"Boyne Island 275"},{"$f":"IF($E741=DataInput!$B740,DataInput!E740,NA())","v":"Powerlink"},{"$f":"IF($E741=DataInput!$B740,DataInput!F740,NA())","v":"Summer"},{"$f":"IF($E741=DataInput!$B740,DataInput!G740,NA())","v":"Non-Coincident"},{"$f":"IF($E741=DataInput!$B740,DataInput!H740,NA())","v":2026},{"$f":"IF($E741=DataInput!$B740,DataInput!I740,NA())","v":"POE10"},{"$f":"IF($E741=DataInput!$B740,DataInput!J740,NA())","v":"NA"},{"$f":"IF($E741=DataInput!$B740,DataInput!K740,NA())","v":"NA"},null,null,"QLD Boyne Island 275",null,null,null,null,false,null,null,{"$error":"#N/A"},{"$error":"#N/A"},{"$error":"#N/A"},{"$error":"#N/A"},{"$error":"#N/A"},{"$error":"#N/A"},{"$error":"#N/A"},{"$error":"#N/A"},{"$error":"#N/A"},{"$error":"#N/A"}]
[null,{"$f":"IF(DataInput!B741=$B$8,IF($B$9=$B$10,TRUE,IF(DataInput!E741=$B$9,TRUE,FALSE)))","v":true},null,null,{"$f":"IF(B742=TRUE,DataInput!B741,NA())","v":"QLD"},{"$f":"IF($E742=DataInput!$B741,DataInput!C741,NA())","v":"QBOH"},{"$f":"IF($E742=DataInput!$B741,DataInput!D741,NA())","v":"Boyne Island 275"},{"$f":"IF($E742=DataInput!$B741,DataInput!E741,NA())","v":"Powerlink"},{"$f":"IF($E742=DataInput!$B741,DataInput!F741,NA())","v":"Summer"},{"$f":"IF($E742=DataInput!$B741,DataInput!G741,NA())","v":"Non-Coincident"},{"$f":"IF($E742=DataInput!$B741,DataInput!H741,NA())","v":2017},{"$f":"IF($E742=DataInput!$B741,DataInput!I741,NA())","v":"POE50"},{"$f":"IF($E742=DataInput!$B741,DataInput!J741,NA())","v":"NA"},{"$f":"IF($E742=DataInput!$B741,DataInput!K741,NA())","v":"NA"},null,null,"QLD Boyne Island 275",null,null,null,null,false,null,null,{"$error":"#N/A"},{"$error":"#N/A"},{"$error":"#N/A"},{"$error":"#N/A"},{"$error":"#N/A"},{"$error":"#N/A"},{"$error":"#N/A"},{"$error":"#N/A"},{"$error":"#N/A"},{"$error":"#N/A"}]
[null,{"$f":"IF(DataInput!B742=$B$8,IF($B$9=$B$10,TRUE,IF(DataInput!E742=$B$9,TRUE,FALSE)))","v":true},null,null,{"$f":"IF(B743=TRUE,DataInput!B742,NA())","v":"QLD"},{"$f":"IF($E743=DataInput!$B742,DataInput!C742,NA())","v":"QBOH"},{"$f":"IF($E743=DataInput!$B742,DataInput!D742,NA())","v":"Boyne Island 275"},{"$f":"IF($E743=DataInput!$B742,DataInput!E742,NA())","v":"Powerlink"},{"$f":"IF($E743=DataInput!$B742,DataInput!F742,NA())","v":"Summer"},{"$f":"IF($E743=DataInput!$B742,DataInput!G742,NA())","v":"Non-Coincident"},{"$f":"IF($E743=DataInput!$B742,DataInput!H742,NA())","v":2018},{"$f":"IF($E743=DataInput!$B742,DataInput!I742,NA())","v":"POE50"},{"$f":"IF($E743=DataInput!$B742,DataInput!J742,NA())","v":"NA"},{"$f":"IF($E743=DataInput!$B742,DataInput!K742,NA())","v":"NA"},null,null,"QLD Boyne Island 275",null,null,null,null,false,null,null,{"$error":"#N/A"},{"$error":"#N/A"},{"$error":"#N/A"},{"$error":"#N/A"},{"$error":"#N/A"},{"$error":"#N/A"},{"$error":"#N/A"},{"$error":"#N/A"},{"$error":"#N/A"},{"$error":"#N/A"}]
[null,{"$f":"IF(DataInput!B743=$B$8,IF($B$9=$B$10,TRUE,IF(DataInput!E743=$B$9,TRUE,FALSE)))","v":true},null,null,{"$f":"IF(B744=TRUE,DataInput!B743,NA())","v":"QLD"},{"$f":"IF($E744=DataInput!$B743,DataInput!C743,NA())","v":"QBOH"},{"$f":"IF($E744=DataInput!$B743,DataInput!D743,NA())","v":"Boyne Island 275"},{"$f":"IF($E744=DataInput!$B743,DataInput!E743,NA())","v":"Powerlink"},{"$f":"IF($E744=DataInput!$B743,DataInput!F743,NA())","v":"Summer"},{"$f":"IF($E744=DataInput!$B743,DataInput!G743,NA())","v":"Non-Coincident"},{"$f":"IF($E744=DataInput!$B743,DataInput!H743,NA())","v":2019},{"$f":"IF($E744=DataInput!$B743,DataInput!I743,NA())","v":"POE50"},{"$f":"IF($E744=DataInput!$B743,DataInput!J743,NA())","v":"NA"},{"$f":"IF($E744=DataInput!$B743,DataInput!K743,NA())","v":"NA"},null,null,"QLD Boyne Island 275",null,null,null,null,false,null,null,{"$error":"#N/A"},{"$error":"#N/A"},{"$error":"#N/A"},{"$error":"#N/A"},{"$error":"#N/A"},{"$error":"#N/A"},{"$error":"#N/A"},{"$error":"#N/A"},{"$error":"#N/A"},{"$error":"#N/A"}]
[null,{"$f":"IF(DataInput!B744=$B$8,IF($B$9=$B$10,TRUE,IF(DataInput!E744=$B$9,TRUE,FALSE)))","v":true},null,null,{"$f":"IF(B745=TRUE,DataInput!B744,NA())","v":"QLD"},{"$f":"IF($E745=DataInput!$B744,DataInput!C744,NA())","v":"QBOH"},{"$f":"IF($E745=DataInput!$B744,DataInput!D744,NA())","v":"Boyne Island 275"},{"$f":"IF($E745=DataInput!$B744,DataInput!E744,NA())","v":"Powerlink"},{"$f":"IF($E745=DataInput!$B744,DataInput!F744,NA())","v":"Summer"},{"$f":"IF($E745=DataInput!$B744,DataInput!G744,NA())","v":"Non-Coincident"},{"$f":"IF($E745=DataInput!$B744,DataInput!H744,NA())","v":2020},{"$f":"IF($E745=DataInput!$B744,DataInput!I744,NA())","v":"POE50"},{"$f":"IF($E745=DataInput!$B744,DataInput!J744,NA())","v":"NA"},{"$f":"IF($E745=DataInput!$B744,DataInput!K744,NA())","v":"NA"},null,null,"QLD Boyne Island 275",null,null,null,null,false,null,null,{"$error":"#N/A"},{"$error":"#N/A"},{"$error":"#N/A"},{"$error":"#N/A"},{"$error":"#N/A"},{"$error":"#N/A"},{"$error":"#N/A"},{"$error":"#N/A"},{"$error":"#N/A"},{"$error":"#N/A"}]
[null,{"$f":"IF(DataInput!B745=$B$8,IF($B$9=$B$10,TRUE,IF(DataInput!E745=$B$9,TRUE,FALSE)))","v":true},null,null,{"$f":"IF(B746=TRUE,DataInput!B745,NA())","v":"QLD"},{"$f":"IF($E746=DataInput!$B745,DataInput!C745,NA())","v":"QBOH"},{"$f":"IF($E746=DataInput!$B745,DataInput!D745,NA())","v":"Boyne Island 275"},{"$f":"IF($E746=DataInput!$B745,DataInput!E745,NA())","v":"Powerlink"},{"$f":"IF($E746=DataInput!$B745,DataInput!F745,NA())","v":"Summer"},{"$f":"IF($E746=DataInput!$B745,DataInput!G745,NA())","v":"Non-Coincident"},{"$f":"IF($E746=DataInput!$B745,DataInput!H745,NA())","v":2021},{"$f":"IF($E746=DataInput!$B745,DataInput!I745,NA())","v":"POE50"},{"$f":"IF($E746=DataInput!$B745,DataInput!J745,NA())","v":"NA"},{"$f":"IF($E746=DataInput!$B745,DataInput!K745,NA())","v":"NA"},null,null,"QLD Boyne Island 275",null,null,null,null,false,null,null,{"$error":"#N/A"},{"$error":"#N/A"},{"$error":"#N/A"},{"$error":"#N/A"},{"$error":"#N/A"},{"$error":"#N/A"},{"$error":"#N/A"},{"$error":"#N/A"},{"$error":"#N/A"},{"$error":"#N/A"}]
[null,{"$f":"IF(DataInput!B746=$B$8,IF($B$9=$B$10,TRUE,IF(DataInput!E746=$B$9,TRUE,FALSE)))","v":true},null,null,{"$f":"IF(B747=TRUE,DataInput!B746,NA())","v":"QLD"},{"$f":"IF($E747=DataInput!$B746,DataInput!C746,NA())","v":"QBOH"},{"$f":"IF($E747=DataInput!$B746,DataInput!D746,NA())","v":"Boyne Island 275"},{"$f":"IF($E747=DataInput!$B746,DataInput!E746,NA())","v":"Powerlink"},{"$f":"IF($E747=DataInput!$B746,DataInput!F746,NA())","v":"Summer"},{"$f":"IF($E747=DataInput!$B746,DataInput!G746,NA())","v":"Non-Coincident"},{"$f":"IF($E747=DataInput!$B746,DataInput!H746,NA())","v":2022},{"$f":"IF($E747=DataInput!$B746,DataInput!I746,NA())","v":"POE50"},{"$f":"IF($E747=DataInput!$B746,DataInput!J746,NA())","v":"NA"},{"$f":"IF($E747=DataInput!$B746,DataInput!K746,NA())","v":"NA"},null,null,"QLD Boyne Island 275",null,null,null,null,false,null,null,{"$error":"#N/A"},{"$error":"#N/A"},{"$error":"#N/A"},{"$error":"#N/A"},{"$error":"#N/A"},{"$error":"#N/A"},{"$error":"#N/A"},{"$error":"#N/A"},{"$error":"#N/A"},{"$error":"#N/A"}]
[null,{"$f":"IF(DataInput!B747=$B$8,IF($B$9=$B$10,TRUE,IF(DataInput!E747=$B$9,TRUE,FALSE)))","v":true},null,null,{"$f":"IF(B748=TRUE,DataInput!B747,NA())","v":"QLD"},{"$f":"IF($E748=DataInput!$B747,DataInput!C747,NA())","v":"QBOH"},{"$f":"IF($E748=DataInput!$B747,DataInput!D747,NA())","v":"Boyne Island 275"},{"$f":"IF($E748=DataInput!$B747,DataInput!E747,NA())","v":"Powerlink"},{"$f":"IF($E748=DataInput!$B747,DataInput!F747,NA())","v":"Summer"},{"$f":"IF($E748=DataInput!$B747,DataInput!G747,NA())","v":"Non-Coincident"},{"$f":"IF($E748=DataInput!$B747,DataInput!H747,NA())","v":2023},{"$f":"IF($E748=DataInput!$B747,DataInput!I747,NA())","v":"POE50"},{"$f":"IF($E748=DataInput!$B747,DataInput!J747,NA())","v":"NA"},{"$f":"IF($E748=DataInput!$B747,DataInput!K747,NA())","v":"NA"},null,null,"QLD Boyne Island 275",null,null,null,null,false,null,null,{"$error":"#N/A"},{"$error":"#N/A"},{"$error":"#N/A"},{"$error":"#N/A"},{"$error":"#N/A"},{"$error":"#N/A"},{"$error":"#N/A"},{"$error":"#N/A"},{"$error":"#N/A"},{"$error":"#N/A"}]
[null,{"$f":"IF(DataInput!B748=$B$8,IF($B$9=$B$10,TRUE,IF(DataInput!E748=$B$9,TRUE,FALSE)))","v":true},null,null,{"$f":"IF(B749=TRUE,DataInput!B748,NA())","v":"QLD"},{"$f":"IF($E749=DataInput!$B748,DataInput!C748,NA())","v":"QBOH"},{"$f":"IF($E749=DataInput!$B748,DataInput!D748,NA())","v":"Boyne Island 275"},{"$f":"IF($E749=DataInput!$B748,DataInput!E748,NA())","v":"Powerlink"},{"$f":"IF($E749=DataInput!$B748,DataInput!F748,NA())","v":"Summer"},{"$f":"IF($E749=DataInput!$B748,DataInput!G748,NA())","v":"Non-Coincident"},{"$f":"IF($E749=DataInput!$B748,DataInput!H748,NA())","v":2024},{"$f":"IF($E749=DataInput!$B748,DataInput!I748,NA())","v":"POE50"},{"$f":"IF($E749=DataInput!$B748,DataInput!J748,NA())","v":"NA"},{"$f":"IF($E749=DataInput!$B748,DataInput!K748,NA())","v":"NA"},null,null,"QLD Boyne Island 275",null,null,null,null,false,null,null,{"$error":"#N/A"},{"$error":"#N/A"},{"$error":"#N/A"},{"$error":"#N/A"},{"$error":"#N/A"},{"$error":"#N/A"},{"$error":"#N/A"},{"$error":"#N/A"},{"$error":"#N/A"},{"$error":"#N/A"}]
[null,{"$f":"IF(DataInput!B749=$B$8,IF($B$9=$B$10,TRUE,IF(DataInput!E749=$B$9,TRUE,FALSE)))","v":true},null,null,{"$f":"IF(B750=TRUE,DataInput!B749,NA())","v":"QLD"},{"$f":"IF($E750=DataInput!$B749,DataInput!C749,NA())","v":"QBOH"},{"$f":"IF($E750=DataInput!$B749,DataInput!D749,NA())","v":"Boyne Island 275"},{"$f":"IF($E750=DataInput!$B749,DataInput!E749,NA())","v":"Powerlink"},{"$f":"IF($E750=DataInput!$B749,DataInput!F749,NA())","v":"Summer"},{"$f":"IF($E750=DataInput!$B749,DataInput!G749,NA())","v":"Non-Coincident"},{"$f":"IF($E750=DataInput!$B749,DataInput!H749,NA())","v":2025},{"$f":"IF($E750=DataInput!$B749,DataInput!I749,NA())","v":"POE50"},{"$f":"IF($E750=DataInput!$B749,DataInput!J749,NA())","v":"NA"},{"$f":"IF($E750=DataInput!$B749,DataInput!K749,NA())","v":"NA"},null,null,"QLD Boyne Island 275",null,null,null,null,false,null,null,{"$error":"#N/A"},{"$error":"#N/A"},{"$error":"#N/A"},{"$error":"#N/A"},{"$error":"#N/A"},{"$error":"#N/A"},{"$error":"#N/A"},{"$error":"#N/A"},{"$error":"#N/A"},{"$error":"#N/A"}]
[null,{"$f":"IF(DataInput!B750=$B$8,IF($B$9=$B$10,TRUE,IF(DataInput!E750=$B$9,TRUE,FALSE)))","v":true},null,null,{"$f":"IF(B751=TRUE,DataInput!B750,NA())","v":"QLD"},{"$f":"IF($E751=DataInput!$B750,DataInput!C750,NA())","v":"QBOH"},{"$f":"IF($E751=DataInput!$B750,DataInput!D750,NA())","v":"Boyne Island 275"},{"$f":"IF($E751=DataInput!$B750,DataInput!E750,NA())","v":"Powerlink"},{"$f":"IF($E751=DataInput!$B750,DataInput!F750,NA())","v":"Summer"},{"$f":"IF($E751=DataInput!$B750,DataInput!G750,NA())","v":"Non-Coincident"},{"$f":"IF($E751=DataInput!$B750,DataInput!H750,NA())","v":2026},{"$f":"IF($E751=DataInput!$B750,DataInput!I750,NA())","v":"POE50"},{"$f":"IF($E751=DataInput!$B750,DataInput!J750,NA())","v":"NA"},{"$f":"IF($E751=DataInput!$B750,DataInput!K750,NA())","v":"NA"},null,null,"QLD Boyne Island 275",null,null,null,null,false,null,null,{"$error":"#N/A"},{"$error":"#N/A"},{"$error":"#N/A"},{"$error":"#N/A"},{"$error":"#N/A"},{"$error":"#N/A"},{"$error":"#N/A"},{"$error":"#N/A"},{"$error":"#N/A"},{"$error":"#N/A"}]
[null,{"$f":"IF(DataInput!B751=$B$8,IF($B$9=$B$10,TRUE,IF(DataInput!E751=$B$9,TRUE,FALSE)))","v":true},null,null,{"$f":"IF(B752=TRUE,DataInput!B751,NA())","v":"QLD"},{"$f":"IF($E752=DataInput!$B751,DataInput!C751,NA())","v":"QBOH"},{"$f":"IF($E752=DataInput!$B751,DataInput!D751,NA())","v":"Boyne Island 275"},{"$f":"IF($E752=DataInput!$B751,DataInput!E751,NA())","v":"Powerlink"},{"$f":"IF($E752=DataInput!$B751,DataInput!F751,NA())","v":"Winter"},{"$f":"IF($E752=DataInput!$B751,DataInput!G751,NA())","v":"Non-Coincident"},{"$f":"IF($E752=DataInput!$B751,DataInput!H751,NA())","v":2016},{"$f":"IF($E752=DataInput!$B751,DataInput!I751,NA())","v":"POE10"},{"$f":"IF($E752=DataInput!$B751,DataInput!J751,NA())","v":"NA"},{"$f":"IF($E752=DataInput!$B751,DataInput!K751,NA())","v":"NA"},null,null,"QLD Boyne Island 275",null,null,null,null,false,null,null,{"$error":"#N/A"},{"$error":"#N/A"},{"$error":"#N/A"},{"$error":"#N/A"},{"$error":"#N/A"},{"$error":"#N/A"},{"$error":"#N/A"},{"$error":"#N/A"},{"$error":"#N/A"},{"$error":"#N/A"}]
[null,{"$f":"IF(DataInput!B752=$B$8,IF($B$9=$B$10,TRUE,IF(DataInput!E752=$B$9,TRUE,FALSE)))","v":true},null,null,{"$f":"IF(B753=TRUE,DataInput!B752,NA())","v":"QLD"},{"$f":"IF($E753=DataInput!$B752,DataInput!C752,NA())","v":"QBOH"},{"$f":"IF($E753=DataInput!$B752,DataInput!D752,NA())","v":"Boyne Island 275"},{"$f":"IF($E753=DataInput!$B752,DataInput!E752,NA())","v":"Powerlink"},{"$f":"IF($E753=DataInput!$B752,DataInput!F752,NA())","v":"Winter"},{"$f":"IF($E753=DataInput!$B752,DataInput!G752,NA())","v":"Non-Coincident"},{"$f":"IF($E753=DataInput!$B752,DataInput!H752,NA())","v":2017},{"$f":"IF($E753=DataInput!$B752,DataInput!I752,NA())","v":"POE10"},{"$f":"IF($E753=DataInput!$B752,DataInput!J752,NA())","v":"NA"},{"$f":"IF($E753=DataInput!$B752,DataInput!K752,NA())","v":"NA"},null,null,"QLD Boyne Island 275",null,null,null,null,false,null,null,{"$error":"#N/A"},{"$error":"#N/A"},{"$error":"#N/A"},{"$error":"#N/A"},{"$error":"#N/A"},{"$error":"#N/A"},{"$error":"#N/A"},{"$error":"#N/A"},{"$error":"#N/A"},{"$error":"#N/A"}]
[null,{"$f":"IF(DataInput!B753=$B$8,IF($B$9=$B$10,TRUE,IF(DataInput!E753=$B$9,TRUE,FALSE)))","v":true},null,null,{"$f":"IF(B754=TRUE,DataInput!B753,NA())","v":"QLD"},{"$f":"IF($E754=DataInput!$B753,DataInput!C753,NA())","v":"QBOH"},{"$f":"IF($E754=DataInput!$B753,DataInput!D753,NA())","v":"Boyne Island 275"},{"$f":"IF($E754=DataInput!$B753,DataInput!E753,NA())","v":"Powerlink"},{"$f":"IF($E754=DataInput!$B753,DataInput!F753,NA())","v":"Winter"},{"$f":"IF($E754=DataInput!$B753,DataInput!G753,NA())","v":"Non-Coincident"},{"$f":"IF($E754=DataInput!$B753,DataInput!H753,NA())","v":2018},{"$f":"IF($E754=DataInput!$B753,DataInput!I753,NA())","v":"POE10"},{"$f":"IF($E754=DataInput!$B753,DataInput!J753,NA())","v":"NA"},{"$f":"IF($E754=DataInput!$B753,DataInput!K753,NA())","v":"NA"},null,null,"QLD Boyne Island 275",null,null,null,null,false,null,null,{"$error":"#N/A"},{"$error":"#N/A"},{"$error":"#N/A"},{"$error":"#N/A"},{"$error":"#N/A"},{"$error":"#N/A"},{"$error":"#N/A"},{"$error":"#N/A"},{"$error":"#N/A"},{"$error":"#N/A"}]
[null,{"$f":"IF(DataInput!B754=$B$8,IF($B$9=$B$10,TRUE,IF(DataInput!E754=$B$9,TRUE,FALSE)))","v":true},null,null,{"$f":"IF(B755=TRUE,DataInput!B754,NA())","v":"QLD"},{"$f":"IF($E755=DataInput!$B754,DataInput!C754,NA())","v":"QBOH"},{"$f":"IF($E755=DataInput!$B754,DataInput!D754,NA())","v":"Boyne Island 275"},{"$f":"IF($E755=DataInput!$B754,DataInput!E754,NA())","v":"Powerlink"},{"$f":"IF($E755=DataInput!$B754,DataInput!F754,NA())","v":"Winter"},{"$f":"IF($E755=DataInput!$B754,DataInput!G754,NA())","v":"Non-Coincident"},{"$f":"IF($E755=DataInput!$B754,DataInput!H754,NA())","v":2019},{"$f":"IF($E755=DataInput!$B754,DataInput!I754,NA())","v":"POE10"},{"$f":"IF($E755=DataInput!$B754,DataInput!J754,NA())","v":"NA"},{"$f":"IF($E755=DataInput!$B754,DataInput!K754,NA())","v":"NA"},null,null,"QLD Boyne Island 275",null,null,null,null,false,null,null,{"$error":"#N/A"},{"$error":"#N/A"},{"$error":"#N/A"},{"$error":"#N/A"},{"$error":"#N/A"},{"$error":"#N/A"},{"$error":"#N/A"},{"$error":"#N/A"},{"$error":"#N/A"},{"$error":"#N/A"}]
[null,{"$f":"IF(DataInput!B755=$B$8,IF($B$9=$B$10,TRUE,IF(DataInput!E755=$B$9,TRUE,FALSE)))","v":true},null,null,{"$f":"IF(B756=TRUE,DataInput!B755,NA())","v":"QLD"},{"$f":"IF($E756=DataInput!$B755,DataInput!C755,NA())","v":"QBOH"},{"$f":"IF($E756=DataInput!$B755,DataInput!D755,NA())","v":"Boyne Island 275"},{"$f":"IF($E756=DataInput!$B755,DataInput!E755,NA())","v":"Powerlink"},{"$f":"IF($E756=DataInput!$B755,DataInput!F755,NA())","v":"Winter"},{"$f":"IF($E756=DataInput!$B755,DataInput!G755,NA())","v":"Non-Coincident"},{"$f":"IF($E756=DataInput!$B755,DataInput!H755,NA())","v":2020},{"$f":"IF($E756=DataInput!$B755,DataInput!I755,NA())","v":"POE10"},{"$f":"IF($E756=DataInput!$B755,DataInput!J755,NA())","v":"NA"},{"$f":"IF($E756=DataInput!$B755,DataInput!K755,NA())","v":"NA"},null,null,"QLD Boyne Island 275",null,null,null,null,false,null,null,{"$error":"#N/A"},{"$error":"#N/A"},{"$error":"#N/A"},{"$error":"#N/A"},{"$error":"#N/A"},{"$error":"#N/A"},{"$error":"#N/A"},{"$error":"#N/A"},{"$error":"#N/A"},{"$error":"#N/A"}]
[null,{"$f":"IF(DataInput!B756=$B$8,IF($B$9=$B$10,TRUE,IF(DataInput!E756=$B$9,TRUE,FALSE)))","v":true},null,null,{"$f":"IF(B757=TRUE,DataInput!B756,NA())","v":"QLD"},{"$f":"IF($E757=DataInput!$B756,DataInput!C756,NA())","v":"QBOH"},{"$f":"IF($E757=DataInput!$B756,DataInput!D756,NA())","v":"Boyne Island 275"},{"$f":"IF($E757=DataInput!$B756,DataInput!E756,NA())","v":"Powerlink"},{"$f":"IF($E757=DataInput!$B756,DataInput!F756,NA())","v":"Winter"},{"$f":"IF($E757=DataInput!$B756,DataInput!G756,NA())","v":"Non-Coincident"},{"$f":"IF($E757=DataInput!$B756,DataInput!H756,NA())","v":2021},{"$f":"IF($E757=DataInput!$B756,DataInput!I756,NA())","v":"POE10"},{"$f":"IF($E757=DataInput!$B756,DataInput!J756,NA())","v":"NA"},{"$f":"IF($E757=DataInput!$B756,DataInput!K756,NA())","v":"NA"},null,null,"QLD Boyne Island 275",null,null,null,null,false,null,null,{"$error":"#N/A"},{"$error":"#N/A"},{"$error":"#N/A"},{"$error":"#N/A"},{"$error":"#N/A"},{"$error":"#N/A"},{"$error":"#N/A"},{"$error":"#N/A"},{"$error":"#N/A"},{"$error":"#N/A"}]
[null,{"$f":"IF(DataInput!B757=$B$8,IF($B$9=$B$10,TRUE,IF(DataInput!E757=$B$9,TRUE,FALSE)))","v":true},null,null,{"$f":"IF(B758=TRUE,DataInput!B757,NA())","v":"QLD"},{"$f":"IF($E758=DataInput!$B757,DataInput!C757,NA())","v":"QBOH"},{"$f":"IF($E758=DataInput!$B757,DataInput!D757,NA())","v":"Boyne Island 275"},{"$f":"IF($E758=DataInput!$B757,DataInput!E757,NA())","v":"Powerlink"},{"$f":"IF($E758=DataInput!$B757,DataInput!F757,NA())","v":"Winter"},{"$f":"IF($E758=DataInput!$B757,DataInput!G757,NA())","v":"Non-Coincident"},{"$f":"IF($E758=DataInput!$B757,DataInput!H757,NA())","v":2022},{"$f":"IF($E758=DataInput!$B757,DataInput!I757,NA())","v":"POE10"},{"$f":"IF($E758=DataInput!$B757,DataInput!J757,NA())","v":"NA"},{"$f":"IF($E758=DataInput!$B757,DataInput!K757,NA())","v":"NA"},null,null,"QLD Boyne Island 275",null,null,null,null,false,null,null,{"$error":"#N/A"},{"$error":"#N/A"},{"$error":"#N/A"},{"$error":"#N/A"},{"$error":"#N/A"},{"$error":"#N/A"},{"$error":"#N/A"},{"$error":"#N/A"},{"$error":"#N/A"},{"$error":"#N/A"}]
[null,{"$f":"IF(DataInput!B758=$B$8,IF($B$9=$B$10,TRUE,IF(DataInput!E758=$B$9,TRUE,FALSE)))","v":true},null,null,{"$f":"IF(B759=TRUE,DataInput!B758,NA())","v":"QLD"},{"$f":"IF($E759=DataInput!$B758,DataInput!C758,NA())","v":"QBOH"},{"$f":"IF($E759=DataInput!$B758,DataInput!D758,NA())","v":"Boyne Island 275"},{"$f":"IF($E759=DataInput!$B758,DataInput!E758,NA())","v":"Powerlink"},{"$f":"IF($E759=DataInput!$B758,DataInput!F758,NA())","v":"Winter"},{"$f":"IF($E759=DataInput!$B758,DataInput!G758,NA())","v":"Non-Coincident"},{"$f":"IF($E759=DataInput!$B758,DataInput!H758,NA())","v":2023},{"$f":"IF($E759=DataInput!$B758,DataInput!I758,NA())","v":"POE10"},{"$f":"IF($E759=DataInput!$B758,DataInput!J758,NA())","v":"NA"},{"$f":"IF($E759=DataInput!$B758,DataInput!K758,NA())","v":"NA"},null,null,"QLD Boyne Island 275",null,null,null,null,false,null,null,{"$error":"#N/A"},{"$f":"IF($V759=TRUE,F759,NA())","v":{"$error":"#N/A"}},{"$f":"IF($V759=TRUE,G759,NA())","v":{"$error":"#N/A"}},{"$f":"IF($V759=TRUE,H759,NA())","v":{"$error":"#N/A"}},{"$f":"IF($V759=TRUE,I759,NA())","v":{"$error":"#N/A"}},{"$f":"IF($V759=TRUE,J759,NA())","v":{"$error":"#N/A"}},{"$f":"IF($V759=TRUE,K759,NA())","v":{"$error":"#N/A"}},{"$f":"IF($V759=TRUE,L759,NA())","v":{"$error":"#N/A"}},{"$f":"IF($V759=TRUE,M759,NA())","v":{"$error":"#N/A"}},{"$f":"IF($V759=TRUE,N759,NA())","v":{"$error":"#N/A"}}]
[null,{"$f":"IF(DataInput!B759=$B$8,IF($B$9=$B$10,TRUE,IF(DataInput!E759=$B$9,TRUE,FALSE)))","v":true},null,null,{"$f":"IF(B760=TRUE,DataInput!B759,NA())","v":"QLD"},{"$f":"IF($E760=DataInput!$B759,DataInput!C759,NA())","v":"QBOH"},{"$f":"IF($E760=DataInput!$B759,DataInput!D759,NA())","v":"Boyne Island 275"},{"$f":"IF($E760=DataInput!$B759,DataInput!E759,NA())","v":"Powerlink"},{"$f":"IF($E760=DataInput!$B759,DataInput!F759,NA())","v":"Winter"},{"$f":"IF($E760=DataInput!$B759,DataInput!G759,NA())","v":"Non-Coincident"},{"$f":"IF($E760=DataInput!$B759,DataInput!H759,NA())","v":2024},{"$f":"IF($E760=DataInput!$B759,DataInput!I759,NA())","v":"POE10"},{"$f":"IF($E760=DataInput!$B759,DataInput!J759,NA())","v":"NA"},{"$f":"IF($E760=DataInput!$B759,DataInput!K759,NA())","v":"NA"},null,null,"QLD Boyne Island 275",null,null,null,null,false,null,null,{"$error":"#N/A"},{"$error":"#N/A"},{"$error":"#N/A"},{"$error":"#N/A"},{"$error":"#N/A"},{"$error":"#N/A"},{"$error":"#N/A"},{"$error":"#N/A"},{"$error":"#N/A"},{"$error":"#N/A"}]
[null,{"$f":"IF(DataInput!B760=$B$8,IF($B$9=$B$10,TRUE,IF(DataInput!E760=$B$9,TRUE,FALSE)))","v":true},null,null,{"$f":"IF(B761=TRUE,DataInput!B760,NA())","v":"QLD"},{"$f":"IF($E761=DataInput!$B760,DataInput!C760,NA())","v":"QBOH"},{"$f":"IF($E761=DataInput!$B760,DataInput!D760,NA())","v":"Boyne Island 275"},{"$f":"IF($E761=DataInput!$B760,DataInput!E760,NA())","v":"Powerlink"},{"$f":"IF($E761=DataInput!$B760,DataInput!F760,NA())","v":"Winter"},{"$f":"IF($E761=DataInput!$B760,DataInput!G760,NA())","v":"Non-Coincident"},{"$f":"IF($E761=DataInput!$B760,DataInput!H760,NA())","v":2025},{"$f":"IF($E761=DataInput!$B760,DataInput!I760,NA())","v":"POE10"},{"$f":"IF($E761=DataInput!$B760,DataInput!J760,NA())","v":"NA"},{"$f":"IF($E761=DataInput!$B760,DataInput!K760,NA())","v":"NA"},null,null,"QLD Boyne Island 275",null,null,null,null,false,null,null,{"$error":"#N/A"},{"$error":"#N/A"},{"$error":"#N/A"},{"$error":"#N/A"},{"$error":"#N/A"},{"$error":"#N/A"},{"$error":"#N/A"},{"$error":"#N/A"},{"$error":"#N/A"},{"$error":"#N/A"}]
[null,{"$f":"IF(DataInput!B761=$B$8,IF($B$9=$B$10,TRUE,IF(DataInput!E761=$B$9,TRUE,FALSE)))","v":true},null,null,{"$f":"IF(B762=TRUE,DataInput!B761,NA())","v":"QLD"},{"$f":"IF($E762=DataInput!$B761,DataInput!C761,NA())","v":"QBOH"},{"$f":"IF($E762=DataInput!$B761,DataInput!D761,NA())","v":"Boyne Island 275"},{"$f":"IF($E762=DataInput!$B761,DataInput!E761,NA())","v":"Powerlink"},{"$f":"IF($E762=DataInput!$B761,DataInput!F761,NA())","v":"Winter"},{"$f":"IF($E762=DataInput!$B761,DataInput!G761,NA())","v":"Non-Coincident"},{"$f":"IF($E762=DataInput!$B761,DataInput!H761,NA())","v":2016},{"$f":"IF($E762=DataInput!$B761,DataInput!I761,NA())","v":"POE50"},{"$f":"IF($E762=DataInput!$B761,DataInput!J761,NA())","v":"NA"},{"$f":"IF($E762=DataInput!$B761,DataInput!K761,NA())","v":"NA"},null,null,"QLD Boyne Island 275",null,null,null,null,false,null,null,{"$error":"#N/A"},{"$error":"#N/A"},{"$error":"#N/A"},{"$error":"#N/A"},{"$error":"#N/A"},{"$error":"#N/A"},{"$error":"#N/A"},{"$error":"#N/A"},{"$error":"#N/A"},{"$error":"#N/A"}]
[null,{"$f":"IF(DataInput!B762=$B$8,IF($B$9=$B$10,TRUE,IF(DataInput!E762=$B$9,TRUE,FALSE)))","v":true},null,null,{"$f":"IF(B763=TRUE,DataInput!B762,NA())","v":"QLD"},{"$f":"IF($E763=DataInput!$B762,DataInput!C762,NA())","v":"QBOH"},{"$f":"IF($E763=DataInput!$B762,DataInput!D762,NA())","v":"Boyne Island 275"},{"$f":"IF($E763=DataInput!$B762,DataInput!E762,NA())","v":"Powerlink"},{"$f":"IF($E763=DataInput!$B762,DataInput!F762,NA())","v":"Winter"},{"$f":"IF($E763=DataInput!$B762,DataInput!G762,NA())","v":"Non-Coincident"},{"$f":"IF($E763=DataInput!$B762,DataInput!H762,NA())","v":2017},{"$f":"IF($E763=DataInput!$B762,DataInput!I762,NA())","v":"POE50"},{"$f":"IF($E763=DataInput!$B762,DataInput!J762,NA())","v":"NA"},{"$f":"IF($E763=DataInput!$B762,DataInput!K762,NA())","v":"NA"},null,null,"QLD Boyne Island 275",null,null,null,null,false,null,null,{"$error":"#N/A"},{"$error":"#N/A"},{"$error":"#N/A"},{"$error":"#N/A"},{"$error":"#N/A"},{"$error":"#N/A"},{"$error":"#N/A"},{"$error":"#N/A"},{"$error":"#N/A"},{"$error":"#N/A"}]
[null,{"$f":"IF(DataInput!B763=$B$8,IF($B$9=$B$10,TRUE,IF(DataInput!E763=$B$9,TRUE,FALSE)))","v":true},null,null,{"$f":"IF(B764=TRUE,DataInput!B763,NA())","v":"QLD"},{"$f":"IF($E764=DataInput!$B763,DataInput!C763,NA())","v":"QBOH"},{"$f":"IF($E764=DataInput!$B763,DataInput!D763,NA())","v":"Boyne Island 275"},{"$f":"IF($E764=DataInput!$B763,DataInput!E763,NA())","v":"Powerlink"},{"$f":"IF($E764=DataInput!$B763,DataInput!F763,NA())","v":"Winter"},{"$f":"IF($E764=DataInput!$B763,DataInput!G763,NA())","v":"Non-Coincident"},{"$f":"IF($E764=DataInput!$B763,DataInput!H763,NA())","v":2018},{"$f":"IF($E764=DataInput!$B763,DataInput!I763,NA())","v":"POE50"},{"$f":"IF($E764=DataInput!$B763,DataInput!J763,NA())","v":"NA"},{"$f":"IF($E764=DataInput!$B763,DataInput!K763,NA())","v":"NA"},null,null,"QLD Boyne Island 275",null,null,null,null,false,null,null,{"$error":"#N/A"},{"$error":"#N/A"},{"$error":"#N/A"},{"$error":"#N/A"},{"$error":"#N/A"},{"$error":"#N/A"},{"$error":"#N/A"},{"$error":"#N/A"},{"$error":"#N/A"},{"$error":"#N/A"}]
[null,{"$f":"IF(DataInput!B764=$B$8,IF($B$9=$B$10,TRUE,IF(DataInput!E764=$B$9,TRUE,FALSE)))","v":true},null,null,{"$f":"IF(B765=TRUE,DataInput!B764,NA())","v":"QLD"},{"$f":"IF($E765=DataInput!$B764,DataInput!C764,NA())","v":"QBOH"},{"$f":"IF($E765=DataInput!$B764,DataInput!D764,NA())","v":"Boyne Island 275"},{"$f":"IF($E765=DataInput!$B764,DataInput!E764,NA())","v":"Powerlink"},{"$f":"IF($E765=DataInput!$B764,DataInput!F764,NA())","v":"Winter"},{"$f":"IF($E765=DataInput!$B764,DataInput!G764,NA())","v":"Non-Coincident"},{"$f":"IF($E765=DataInput!$B764,DataInput!H764,NA())","v":2019},{"$f":"IF($E765=DataInput!$B764,DataInput!I764,NA())","v":"POE50"},{"$f":"IF($E765=DataInput!$B764,DataInput!J764,NA())","v":"NA"},{"$f":"IF($E765=DataInput!$B764,DataInput!K764,NA())","v":"NA"},null,null,"QLD Boyne Island 275",null,null,null,null,false,null,null,{"$error":"#N/A"},{"$error":"#N/A"},{"$error":"#N/A"},{"$error":"#N/A"},{"$error":"#N/A"},{"$error":"#N/A"},{"$error":"#N/A"},{"$error":"#N/A"},{"$error":"#N/A"},{"$error":"#N/A"}]
[null,{"$f":"IF(DataInput!B765=$B$8,IF($B$9=$B$10,TRUE,IF(DataInput!E765=$B$9,TRUE,FALSE)))","v":true},null,null,{"$f":"IF(B766=TRUE,DataInput!B765,NA())","v":"QLD"},{"$f":"IF($E766=DataInput!$B765,DataInput!C765,NA())","v":"QBOH"},{"$f":"IF($E766=DataInput!$B765,DataInput!D765,NA())","v":"Boyne Island 275"},{"$f":"IF($E766=DataInput!$B765,DataInput!E765,NA())","v":"Powerlink"},{"$f":"IF($E766=DataInput!$B765,DataInput!F765,NA())","v":"Winter"},{"$f":"IF($E766=DataInput!$B765,DataInput!G765,NA())","v":"Non-Coincident"},{"$f":"IF($E766=DataInput!$B765,DataInput!H765,NA())","v":2020},{"$f":"IF($E766=DataInput!$B765,DataInput!I765,NA())","v":"POE50"},{"$f":"IF($E766=DataInput!$B765,DataInput!J765,NA())","v":"NA"},{"$f":"IF($E766=DataInput!$B765,DataInput!K765,NA())","v":"NA"},null,null,"QLD Boyne Island 275",null,null,null,null,false,null,null,{"$error":"#N/A"},{"$error":"#N/A"},{"$error":"#N/A"},{"$error":"#N/A"},{"$error":"#N/A"},{"$error":"#N/A"},{"$error":"#N/A"},{"$error":"#N/A"},{"$error":"#N/A"},{"$error":"#N/A"}]
[null,{"$f":"IF(DataInput!B766=$B$8,IF($B$9=$B$10,TRUE,IF(DataInput!E766=$B$9,TRUE,FALSE)))","v":true},null,null,{"$f":"IF(B767=TRUE,DataInput!B766,NA())","v":"QLD"},{"$f":"IF($E767=DataInput!$B766,DataInput!C766,NA())","v":"QBOH"},{"$f":"IF($E767=DataInput!$B766,DataInput!D766,NA())","v":"Boyne Island 275"},{"$f":"IF($E767=DataInput!$B766,DataInput!E766,NA())","v":"Powerlink"},{"$f":"IF($E767=DataInput!$B766,DataInput!F766,NA())","v":"Winter"},{"$f":"IF($E767=DataInput!$B766,DataInput!G766,NA())","v":"Non-Coincident"},{"$f":"IF($E767=DataInput!$B766,DataInput!H766,NA())","v":2021},{"$f":"IF($E767=DataInput!$B766,DataInput!I766,NA())","v":"POE50"},{"$f":"IF($E767=DataInput!$B766,DataInput!J766,NA())","v":"NA"},{"$f":"IF($E767=DataInput!$B766,DataInput!K766,NA())","v":"NA"},null,null,"QLD Boyne Island 275",null,null,null,null,false,null,null,{"$error":"#N/A"},{"$error":"#N/A"},{"$error":"#N/A"},{"$error":"#N/A"},{"$error":"#N/A"},{"$error":"#N/A"},{"$error":"#N/A"},{"$error":"#N/A"},{"$error":"#N/A"},{"$error":"#N/A"}]
[null,{"$f":"IF(DataInput!B767=$B$8,IF($B$9=$B$10,TRUE,IF(DataInput!E767=$B$9,TRUE,FALSE)))","v":true},null,null,{"$f":"IF(B768=TRUE,DataInput!B767,NA())","v":"QLD"},{"$f":"IF($E768=DataInput!$B767,DataInput!C767,NA())","v":"QBOH"},{"$f":"IF($E768=DataInput!$B767,DataInput!D767,NA())","v":"Boyne Island 275"},{"$f":"IF($E768=DataInput!$B767,DataInput!E767,NA())","v":"Powerlink"},{"$f":"IF($E768=DataInput!$B767,DataInput!F767,NA())","v":"Winter"},{"$f":"IF($E768=DataInput!$B767,DataInput!G767,NA())","v":"Non-Coincident"},{"$f":"IF($E768=DataInput!$B767,DataInput!H767,NA())","v":2022},{"$f":"IF($E768=DataInput!$B767,DataInput!I767,NA())","v":"POE50"},{"$f":"IF($E768=DataInput!$B767,DataInput!J767,NA())","v":"NA"},{"$f":"IF($E768=DataInput!$B767,DataInput!K767,NA())","v":"NA"},null,null,"QLD Boyne Island 275",null,null,null,null,false,null,null,{"$error":"#N/A"},{"$error":"#N/A"},{"$error":"#N/A"},{"$error":"#N/A"},{"$error":"#N/A"},{"$error":"#N/A"},{"$error":"#N/A"},{"$error":"#N/A"},{"$error":"#N/A"},{"$error":"#N/A"}]
[null,{"$f":"IF(DataInput!B768=$B$8,IF($B$9=$B$10,TRUE,IF(DataInput!E768=$B$9,TRUE,FALSE)))","v":true},null,null,{"$f":"IF(B769=TRUE,DataInput!B768,NA())","v":"QLD"},{"$f":"IF($E769=DataInput!$B768,DataInput!C768,NA())","v":"QBOH"},{"$f":"IF($E769=DataInput!$B768,DataInput!D768,NA())","v":"Boyne Island 275"},{"$f":"IF($E769=DataInput!$B768,DataInput!E768,NA())","v":"Powerlink"},{"$f":"IF($E769=DataInput!$B768,DataInput!F768,NA())","v":"Winter"},{"$f":"IF($E769=DataInput!$B768,DataInput!G768,NA())","v":"Non-Coincident"},{"$f":"IF($E769=DataInput!$B768,DataInput!H768,NA())","v":2023},{"$f":"IF($E769=DataInput!$B768,DataInput!I768,NA())","v":"POE50"},{"$f":"IF($E769=DataInput!$B768,DataInput!J768,NA())","v":"NA"},{"$f":"IF($E769=DataInput!$B768,DataInput!K768,NA())","v":"NA"},null,null,"QLD Boyne Island 275",null,null,null,null,false,null,null,{"$error":"#N/A"},{"$error":"#N/A"},{"$error":"#N/A"},{"$error":"#N/A"},{"$error":"#N/A"},{"$error":"#N/A"},{"$error":"#N/A"},{"$error":"#N/A"},{"$error":"#N/A"},{"$error":"#N/A"}]
[null,{"$f":"IF(DataInput!B769=$B$8,IF($B$9=$B$10,TRUE,IF(DataInput!E769=$B$9,TRUE,FALSE)))","v":true},null,null,{"$f":"IF(B770=TRUE,DataInput!B769,NA())","v":"QLD"},{"$f":"IF($E770=DataInput!$B769,DataInput!C769,NA())","v":"QBOH"},{"$f":"IF($E770=DataInput!$B769,DataInput!D769,NA())","v":"Boyne Island 275"},{"$f":"IF($E770=DataInput!$B769,DataInput!E769,NA())","v":"Powerlink"},{"$f":"IF($E770=DataInput!$B769,DataInput!F769,NA())","v":"Winter"},{"$f":"IF($E770=DataInput!$B769,DataInput!G769,NA())","v":"Non-Coincident"},{"$f":"IF($E770=DataInput!$B769,DataInput!H769,NA())","v":2024},{"$f":"IF($E770=DataInput!$B769,DataInput!I769,NA())","v":"POE50"},{"$f":"IF($E770=DataInput!$B769,DataInput!J769,NA())","v":"NA"},{"$f":"IF($E770=DataInput!$B769,DataInput!K769,NA())","v":"NA"},null,null,"QLD Boyne Island 275",null,null,null,null,false,null,null,{"$error":"#N/A"},{"$error":"#N/A"},{"$error":"#N/A"},{"$error":"#N/A"},{"$error":"#N/A"},{"$error":"#N/A"},{"$error":"#N/A"},{"$error":"#N/A"},{"$error":"#N/A"},{"$error":"#N/A"}]
[null,{"$f":"IF(DataInput!B770=$B$8,IF($B$9=$B$10,TRUE,IF(DataInput!E770=$B$9,TRUE,FALSE)))","v":true},null,null,{"$f":"IF(B771=TRUE,DataInput!B770,NA())","v":"QLD"},{"$f":"IF($E771=DataInput!$B770,DataInput!C770,NA())","v":"QBOH"},{"$f":"IF($E771=DataInput!$B770,DataInput!D770,NA())","v":"Boyne Island 275"},{"$f":"IF($E771=DataInput!$B770,DataInput!E770,NA())","v":"Powerlink"},{"$f":"IF($E771=DataInput!$B770,DataInput!F770,NA())","v":"Winter"},{"$f":"IF($E771=DataInput!$B770,DataInput!G770,NA())","v":"Non-Coincident"},{"$f":"IF($E771=DataInput!$B770,DataInput!H770,NA())","v":2025},{"$f":"IF($E771=DataInput!$B770,DataInput!I770,NA())","v":"POE50"},{"$f":"IF($E771=DataInput!$B770,DataInput!J770,NA())","v":"NA"},{"$f":"IF($E771=DataInput!$B770,DataInput!K770,NA())","v":"NA"},null,null,"QLD Boyne Island 275",null,null,null,null,false,null,null,{"$error":"#N/A"},{"$error":"#N/A"},{"$error":"#N/A"},{"$error":"#N/A"},{"$error":"#N/A"},{"$error":"#N/A"},{"$error":"#N/A"},{"$error":"#N/A"},{"$error":"#N/A"},{"$error":"#N/A"}]
[null,{"$f":"IF(DataInput!B771=$B$8,IF($B$9=$B$10,TRUE,IF(DataInput!E771=$B$9,TRUE,FALSE)))","v":true},null,null,{"$f":"IF(B772=TRUE,DataInput!B771,NA())","v":"QLD"},{"$f":"IF($E772=DataInput!$B771,DataInput!C771,NA())","v":"QBOL"},{"$f":"IF($E772=DataInput!$B771,DataInput!D771,NA())","v":"Boyne Island 132"},{"$f":"IF($E772=DataInput!$B771,DataInput!E771,NA())","v":"Powerlink"},{"$f":"IF($E772=DataInput!$B771,DataInput!F771,NA())","v":"Summer"},{"$f":"IF($E772=DataInput!$B771,DataInput!G771,NA())","v":"Non-Coincident"},{"$f":"IF($E772=DataInput!$B771,DataInput!H771,NA())","v":2017},{"$f":"IF($E772=DataInput!$B771,DataInput!I771,NA())","v":"POE10"},{"$f":"IF($E772=DataInput!$B771,DataInput!J771,NA())","v":"NA"},{"$f":"IF($E772=DataInput!$B771,DataInput!K771,NA())","v":"NA"},null,null,"QLD Boyne Island 132",null,null,null,null,false,null,null,{"$error":"#N/A"},{"$error":"#N/A"},{"$error":"#N/A"},{"$error":"#N/A"},{"$error":"#N/A"},{"$error":"#N/A"},{"$error":"#N/A"},{"$error":"#N/A"},{"$error":"#N/A"},{"$error":"#N/A"}]
[null,{"$f":"IF(DataInput!B772=$B$8,IF($B$9=$B$10,TRUE,IF(DataInput!E772=$B$9,TRUE,FALSE)))","v":true},null,null,{"$f":"IF(B773=TRUE,DataInput!B772,NA())","v":"QLD"},{"$f":"IF($E773=DataInput!$B772,DataInput!C772,NA())","v":"QBOL"},{"$f":"IF($E773=DataInput!$B772,DataInput!D772,NA())","v":"Boyne Island 132"},{"$f":"IF($E773=DataInput!$B772,DataInput!E772,NA())","v":"Powerlink"},{"$f":"IF($E773=DataInput!$B772,DataInput!F772,NA())","v":"Summer"},{"$f":"IF($E773=DataInput!$B772,DataInput!G772,NA())","v":"Non-Coincident"},{"$f":"IF($E773=DataInput!$B772,DataInput!H772,NA())","v":2018},{"$f":"IF($E773=DataInput!$B772,DataInput!I772,NA())","v":"POE10"},{"$f":"IF($E773=DataInput!$B772,DataInput!J772,NA())","v":"NA"},{"$f":"IF($E773=DataInput!$B772,DataInput!K772,NA())","v":"NA"},null,null,"QLD Boyne Island 132",null,null,null,null,false,null,null,{"$error":"#N/A"},{"$error":"#N/A"},{"$error":"#N/A"},{"$error":"#N/A"},{"$error":"#N/A"},{"$error":"#N/A"},{"$error":"#N/A"},{"$error":"#N/A"},{"$error":"#N/A"},{"$error":"#N/A"}]
[null,{"$f":"IF(DataInput!B773=$B$8,IF($B$9=$B$10,TRUE,IF(DataInput!E773=$B$9,TRUE,FALSE)))","v":true},null,null,{"$f":"IF(B774=TRUE,DataInput!B773,NA())","v":"QLD"},{"$f":"IF($E774=DataInput!$B773,DataInput!C773,NA())","v":"QBOL"},{"$f":"IF($E774=DataInput!$B773,DataInput!D773,NA())","v":"Boyne Island 132"},{"$f":"IF($E774=DataInput!$B773,DataInput!E773,NA())","v":"Powerlink"},{"$f":"IF($E774=DataInput!$B773,DataInput!F773,NA())","v":"Summer"},{"$f":"IF($E774=DataInput!$B773,DataInput!G773,NA())","v":"Non-Coincident"},{"$f":"IF($E774=DataInput!$B773,DataInput!H773,NA())","v":2019},{"$f":"IF($E774=DataInput!$B773,DataInput!I773,NA())","v":"POE10"},{"$f":"IF($E774=DataInput!$B773,DataInput!J773,NA())","v":"NA"},{"$f":"IF($E774=DataInput!$B773,DataInput!K773,NA())","v":"NA"},null,null,"QLD Boyne Island 132",null,null,null,null,false,null,null,{"$error":"#N/A"},{"$error":"#N/A"},{"$error":"#N/A"},{"$error":"#N/A"},{"$error":"#N/A"},{"$error":"#N/A"},{"$error":"#N/A"},{"$error":"#N/A"},{"$error":"#N/A"},{"$error":"#N/A"}]
[null,{"$f":"IF(DataInput!B774=$B$8,IF($B$9=$B$10,TRUE,IF(DataInput!E774=$B$9,TRUE,FALSE)))","v":true},null,null,{"$f":"IF(B775=TRUE,DataInput!B774,NA())","v":"QLD"},{"$f":"IF($E775=DataInput!$B774,DataInput!C774,NA())","v":"QBOL"},{"$f":"IF($E775=DataInput!$B774,DataInput!D774,NA())","v":"Boyne Island 132"},{"$f":"IF($E775=DataInput!$B774,DataInput!E774,NA())","v":"Powerlink"},{"$f":"IF($E775=DataInput!$B774,DataInput!F774,NA())","v":"Summer"},{"$f":"IF($E775=DataInput!$B774,DataInput!G774,NA())","v":"Non-Coincident"},{"$f":"IF($E775=DataInput!$B774,DataInput!H774,NA())","v":2020},{"$f":"IF($E775=DataInput!$B774,DataInput!I774,NA())","v":"POE10"},{"$f":"IF($E775=DataInput!$B774,DataInput!J774,NA())","v":"NA"},{"$f":"IF($E775=DataInput!$B774,DataInput!K774,NA())","v":"NA"},null,null,"QLD Boyne Island 132",null,null,null,null,false,null,null,{"$error":"#N/A"},{"$error":"#N/A"},{"$error":"#N/A"},{"$error":"#N/A"},{"$error":"#N/A"},{"$error":"#N/A"},{"$error":"#N/A"},{"$error":"#N/A"},{"$error":"#N/A"},{"$error":"#N/A"}]
[null,{"$f":"IF(DataInput!B775=$B$8,IF($B$9=$B$10,TRUE,IF(DataInput!E775=$B$9,TRUE,FALSE)))","v":true},null,null,{"$f":"IF(B776=TRUE,DataInput!B775,NA())","v":"QLD"},{"$f":"IF($E776=DataInput!$B775,DataInput!C775,NA())","v":"QBOL"},{"$f":"IF($E776=DataInput!$B775,DataInput!D775,NA())","v":"Boyne Island 132"},{"$f":"IF($E776=DataInput!$B775,DataInput!E775,NA())","v":"Powerlink"},{"$f":"IF($E776=DataInput!$B775,DataInput!F775,NA())","v":"Summer"},{"$f":"IF($E776=DataInput!$B775,DataInput!G775,NA())","v":"Non-Coincident"},{"$f":"IF($E776=DataInput!$B775,DataInput!H775,NA())","v":2021},{"$f":"IF($E776=DataInput!$B775,DataInput!I775,NA())","v":"POE10"},{"$f":"IF($E776=DataInput!$B775,DataInput!J775,NA())","v":"NA"},{"$f":"IF($E776=DataInput!$B775,DataInput!K775,NA())","v":"NA"},null,null,"QLD Boyne Island 132",null,null,null,null,false,null,null,{"$error":"#N/A"},{"$error":"#N/A"},{"$error":"#N/A"},{"$error":"#N/A"},{"$error":"#N/A"},{"$error":"#N/A"},{"$error":"#N/A"},{"$error":"#N/A"},{"$error":"#N/A"},{"$error":"#N/A"}]
[null,{"$f":"IF(DataInput!B776=$B$8,IF($B$9=$B$10,TRUE,IF(DataInput!E776=$B$9,TRUE,FALSE)))","v":true},null,null,{"$f":"IF(B777=TRUE,DataInput!B776,NA())","v":"QLD"},{"$f":"IF($E777=DataInput!$B776,DataInput!C776,NA())","v":"QBOL"},{"$f":"IF($E777=DataInput!$B776,DataInput!D776,NA())","v":"Boyne Island 132"},{"$f":"IF($E777=DataInput!$B776,DataInput!E776,NA())","v":"Powerlink"},{"$f":"IF($E777=DataInput!$B776,DataInput!F776,NA())","v":"Summer"},{"$f":"IF($E777=DataInput!$B776,DataInput!G776,NA())","v":"Non-Coincident"},{"$f":"IF($E777=DataInput!$B776,DataInput!H776,NA())","v":2022},{"$f":"IF($E777=DataInput!$B776,DataInput!I776,NA())","v":"POE10"},{"$f":"IF($E777=DataInput!$B776,DataInput!J776,NA())","v":"NA"},{"$f":"IF($E777=DataInput!$B776,DataInput!K776,NA())","v":"NA"},null,null,"QLD Boyne Island 132",null,null,null,null,false,null,null,{"$error":"#N/A"},{"$error":"#N/A"},{"$error":"#N/A"},{"$error":"#N/A"},{"$error":"#N/A"},{"$error":"#N/A"},{"$error":"#N/A"},{"$error":"#N/A"},{"$error":"#N/A"},{"$error":"#N/A"}]
[null,{"$f":"IF(DataInput!B777=$B$8,IF($B$9=$B$10,TRUE,IF(DataInput!E777=$B$9,TRUE,FALSE)))","v":true},null,null,{"$f":"IF(B778=TRUE,DataInput!B777,NA())","v":"QLD"},{"$f":"IF($E778=DataInput!$B777,DataInput!C777,NA())","v":"QBOL"},{"$f":"IF($E778=DataInput!$B777,DataInput!D777,NA())","v":"Boyne Island 132"},{"$f":"IF($E778=DataInput!$B777,DataInput!E777,NA())","v":"Powerlink"},{"$f":"IF($E778=DataInput!$B777,DataInput!F777,NA())","v":"Summer"},{"$f":"IF($E778=DataInput!$B777,DataInput!G777,NA())","v":"Non-Coincident"},{"$f":"IF($E778=DataInput!$B777,DataInput!H777,NA())","v":2023},{"$f":"IF($E778=DataInput!$B777,DataInput!I777,NA())","v":"POE10"},{"$f":"IF($E778=DataInput!$B777,DataInput!J777,NA())","v":"NA"},{"$f":"IF($E778=DataInput!$B777,DataInput!K777,NA())","v":"NA"},null,null,"QLD Boyne Island 132",null,null,null,null,false,null,null,{"$error":"#N/A"},{"$error":"#N/A"},{"$error":"#N/A"},{"$error":"#N/A"},{"$error":"#N/A"},{"$error":"#N/A"},{"$error":"#N/A"},{"$error":"#N/A"},{"$error":"#N/A"},{"$error":"#N/A"}]
[null,{"$f":"IF(DataInput!B778=$B$8,IF($B$9=$B$10,TRUE,IF(DataInput!E778=$B$9,TRUE,FALSE)))","v":true},null,null,{"$f":"IF(B779=TRUE,DataInput!B778,NA())","v":"QLD"},{"$f":"IF($E779=DataInput!$B778,DataInput!C778,NA())","v":"QBOL"},{"$f":"IF($E779=DataInput!$B778,DataInput!D778,NA())","v":"Boyne Island 132"},{"$f":"IF($E779=DataInput!$B778,DataInput!E778,NA())","v":"Powerlink"},{"$f":"IF($E779=DataInput!$B778,DataInput!F778,NA())","v":"Summer"},{"$f":"IF($E779=DataInput!$B778,DataInput!G778,NA())","v":"Non-Coincident"},{"$f":"IF($E779=DataInput!$B778,DataInput!H778,NA())","v":2024},{"$f":"IF($E779=DataInput!$B778,DataInput!I778,NA())","v":"POE10"},{"$f":"IF($E779=DataInput!$B778,DataInput!J778,NA())","v":"NA"},{"$f":"IF($E779=DataInput!$B778,DataInput!K778,NA())","v":"NA"},null,null,"QLD Boyne Island 132",null,null,null,null,false,null,null,{"$error":"#N/A"},{"$error":"#N/A"},{"$error":"#N/A"},{"$error":"#N/A"},{"$error":"#N/A"},{"$error":"#N/A"},{"$error":"#N/A"},{"$error":"#N/A"},{"$error":"#N/A"},{"$error":"#N/A"}]
[null,{"$f":"IF(DataInput!B779=$B$8,IF($B$9=$B$10,TRUE,IF(DataInput!E779=$B$9,TRUE,FALSE)))","v":true},null,null,{"$f":"IF(B780=TRUE,DataInput!B779,NA())","v":"QLD"},{"$f":"IF($E780=DataInput!$B779,DataInput!C779,NA())","v":"QBOL"},{"$f":"IF($E780=DataInput!$B779,DataInput!D779,NA())","v":"Boyne Island 132"},{"$f":"IF($E780=DataInput!$B779,DataInput!E779,NA())","v":"Powerlink"},{"$f":"IF($E780=DataInput!$B779,DataInput!F779,NA())","v":"Summer"},{"$f":"IF($E780=DataInput!$B779,DataInput!G779,NA())","v":"Non-Coincident"},{"$f":"IF($E780=DataInput!$B779,DataInput!H779,NA())","v":2025},{"$f":"IF($E780=DataInput!$B779,DataInput!I779,NA())","v":"POE10"},{"$f":"IF($E780=DataInput!$B779,DataInput!J779,NA())","v":"NA"},{"$f":"IF($E780=DataInput!$B779,DataInput!K779,NA())","v":"NA"},null,null,{"$f":"IF(OR(ISERROR(E780),ISERROR(G780)),\"  \",E780&\" \"&G780)","v":"QLD Boyne Island 132"},null,null,null,null,{"$f":"IF(ISERROR(G780),FALSE,IF($V$9=G780,TRUE,FALSE))","v":false},null,null,{"$f":"IF($V780=TRUE,E780,NA())","v":{"$error":"#N/A"}},{"$error":"#N/A"},{"$error":"#N/A"},{"$error":"#N/A"},{"$error":"#N/A"},{"$error":"#N/A"},{"$error":"#N/A"},{"$error":"#N/A"},{"$error":"#N/A"},{"$error":"#N/A"}]
[null,{"$f":"IF(DataInput!B780=$B$8,IF($B$9=$B$10,TRUE,IF(DataInput!E780=$B$9,TRUE,FALSE)))","v":true},null,null,{"$f":"IF(B781=TRUE,DataInput!B780,NA())","v":"QLD"},{"$f":"IF($E781=DataInput!$B780,DataInput!C780,NA())","v":"QBOL"},{"$f":"IF($E781=DataInput!$B780,DataInput!D780,NA())","v":"Boyne Island 132"},{"$f":"IF($E781=DataInput!$B780,DataInput!E780,NA())","v":"Powerlink"},{"$f":"IF($E781=DataInput!$B780,DataInput!F780,NA())","v":"Summer"},{"$f":"IF($E781=DataInput!$B780,DataInput!G780,NA())","v":"Non-Coincident"},{"$f":"IF($E781=DataInput!$B780,DataInput!H780,NA())","v":2026},{"$f":"IF($E781=DataInput!$B780,DataInput!I780,NA())","v":"POE10"},{"$f":"IF($E781=DataInput!$B780,DataInput!J780,NA())","v":"NA"},{"$f":"IF($E781=DataInput!$B780,DataInput!K780,NA())","v":"NA"},null,null,"QLD Boyne Island 132",null,null,null,null,false,null,null,{"$error":"#N/A"},{"$error":"#N/A"},{"$error":"#N/A"},{"$error":"#N/A"},{"$error":"#N/A"},{"$error":"#N/A"},{"$error":"#N/A"},{"$error":"#N/A"},{"$error":"#N/A"},{"$error":"#N/A"}]
[null,{"$f":"IF(DataInput!B781=$B$8,IF($B$9=$B$10,TRUE,IF(DataInput!E781=$B$9,TRUE,FALSE)))","v":true},null,null,{"$f":"IF(B782=TRUE,DataInput!B781,NA())","v":"QLD"},{"$f":"IF($E782=DataInput!$B781,DataInput!C781,NA())","v":"QBOL"},{"$f":"IF($E782=DataInput!$B781,DataInput!D781,NA())","v":"Boyne Island 132"},{"$f":"IF($E782=DataInput!$B781,DataInput!E781,NA())","v":"Powerlink"},{"$f":"IF($E782=DataInput!$B781,DataInput!F781,NA())","v":"Summer"},{"$f":"IF($E782=DataInput!$B781,DataInput!G781,NA())","v":"Non-Coincident"},{"$f":"IF($E782=DataInput!$B781,DataInput!H781,NA())","v":2017},{"$f":"IF($E782=DataInput!$B781,DataInput!I781,NA())","v":"POE50"},{"$f":"IF($E782=DataInput!$B781,DataInput!J781,NA())","v":"NA"},{"$f":"IF($E782=DataInput!$B781,DataInput!K781,NA())","v":"NA"},null,null,"QLD Boyne Island 132",null,null,null,null,false,null,null,{"$error":"#N/A"},{"$error":"#N/A"},{"$error":"#N/A"},{"$error":"#N/A"},{"$error":"#N/A"},{"$error":"#N/A"},{"$error":"#N/A"},{"$error":"#N/A"},{"$error":"#N/A"},{"$error":"#N/A"}]
[null,{"$f":"IF(DataInput!B782=$B$8,IF($B$9=$B$10,TRUE,IF(DataInput!E782=$B$9,TRUE,FALSE)))","v":true},null,null,{"$f":"IF(B783=TRUE,DataInput!B782,NA())","v":"QLD"},{"$f":"IF($E783=DataInput!$B782,DataInput!C782,NA())","v":"QBOL"},{"$f":"IF($E783=DataInput!$B782,DataInput!D782,NA())","v":"Boyne Island 132"},{"$f":"IF($E783=DataInput!$B782,DataInput!E782,NA())","v":"Powerlink"},{"$f":"IF($E783=DataInput!$B782,DataInput!F782,NA())","v":"Summer"},{"$f":"IF($E783=DataInput!$B782,DataInput!G782,NA())","v":"Non-Coincident"},{"$f":"IF($E783=DataInput!$B782,DataInput!H782,NA())","v":2018},{"$f":"IF($E783=DataInput!$B782,DataInput!I782,NA())","v":"POE50"},{"$f":"IF($E783=DataInput!$B782,DataInput!J782,NA())","v":"NA"},{"$f":"IF($E783=DataInput!$B782,DataInput!K782,NA())","v":"NA"},null,null,"QLD Boyne Island 132",null,null,null,null,false,null,null,{"$error":"#N/A"},{"$error":"#N/A"},{"$error":"#N/A"},{"$error":"#N/A"},{"$error":"#N/A"},{"$error":"#N/A"},{"$error":"#N/A"},{"$error":"#N/A"},{"$error":"#N/A"},{"$error":"#N/A"}]
[null,{"$f":"IF(DataInput!B783=$B$8,IF($B$9=$B$10,TRUE,IF(DataInput!E783=$B$9,TRUE,FALSE)))","v":true},null,null,{"$f":"IF(B784=TRUE,DataInput!B783,NA())","v":"QLD"},{"$f":"IF($E784=DataInput!$B783,DataInput!C783,NA())","v":"QBOL"},{"$f":"IF($E784=DataInput!$B783,DataInput!D783,NA())","v":"Boyne Island 132"},{"$f":"IF($E784=DataInput!$B783,DataInput!E783,NA())","v":"Powerlink"},{"$f":"IF($E784=DataInput!$B783,DataInput!F783,NA())","v":"Summer"},{"$f":"IF($E784=DataInput!$B783,DataInput!G783,NA())","v":"Non-Coincident"},{"$f":"IF($E784=DataInput!$B783,DataInput!H783,NA())","v":2019},{"$f":"IF($E784=DataInput!$B783,DataInput!I783,NA())","v":"POE50"},{"$f":"IF($E784=DataInput!$B783,DataInput!J783,NA())","v":"NA"},{"$f":"IF($E784=DataInput!$B783,DataInput!K783,NA())","v":"NA"},null,null,"QLD Boyne Island 132",null,null,null,null,false,null,null,{"$error":"#N/A"},{"$error":"#N/A"},{"$error":"#N/A"},{"$error":"#N/A"},{"$error":"#N/A"},{"$error":"#N/A"},{"$error":"#N/A"},{"$error":"#N/A"},{"$error":"#N/A"},{"$error":"#N/A"}]
[null,{"$f":"IF(DataInput!B784=$B$8,IF($B$9=$B$10,TRUE,IF(DataInput!E784=$B$9,TRUE,FALSE)))","v":true},null,null,{"$f":"IF(B785=TRUE,DataInput!B784,NA())","v":"QLD"},{"$f":"IF($E785=DataInput!$B784,DataInput!C784,NA())","v":"QBOL"},{"$f":"IF($E785=DataInput!$B784,DataInput!D784,NA())","v":"Boyne Island 132"},{"$f":"IF($E785=DataInput!$B784,DataInput!E784,NA())","v":"Powerlink"},{"$f":"IF($E785=DataInput!$B784,DataInput!F784,NA())","v":"Summer"},{"$f":"IF($E785=DataInput!$B784,DataInput!G784,NA())","v":"Non-Coincident"},{"$f":"IF($E785=DataInput!$B784,DataInput!H784,NA())","v":2020},{"$f":"IF($E785=DataInput!$B784,DataInput!I784,NA())","v":"POE50"},{"$f":"IF($E785=DataInput!$B784,DataInput!J784,NA())","v":"NA"},{"$f":"IF($E785=DataInput!$B784,DataInput!K784,NA())","v":"NA"},null,null,"QLD Boyne Island 132",null,null,null,null,false,null,null,{"$error":"#N/A"},{"$error":"#N/A"},{"$error":"#N/A"},{"$error":"#N/A"},{"$error":"#N/A"},{"$error":"#N/A"},{"$error":"#N/A"},{"$error":"#N/A"},{"$error":"#N/A"},{"$error":"#N/A"}]
[null,{"$f":"IF(DataInput!B785=$B$8,IF($B$9=$B$10,TRUE,IF(DataInput!E785=$B$9,TRUE,FALSE)))","v":true},null,null,{"$f":"IF(B786=TRUE,DataInput!B785,NA())","v":"QLD"},{"$f":"IF($E786=DataInput!$B785,DataInput!C785,NA())","v":"QBOL"},{"$f":"IF($E786=DataInput!$B785,DataInput!D785,NA())","v":"Boyne Island 132"},{"$f":"IF($E786=DataInput!$B785,DataInput!E785,NA())","v":"Powerlink"},{"$f":"IF($E786=DataInput!$B785,DataInput!F785,NA())","v":"Summer"},{"$f":"IF($E786=DataInput!$B785,DataInput!G785,NA())","v":"Non-Coincident"},{"$f":"IF($E786=DataInput!$B785,DataInput!H785,NA())","v":2021},{"$f":"IF($E786=DataInput!$B785,DataInput!I785,NA())","v":"POE50"},{"$f":"IF($E786=DataInput!$B785,DataInput!J785,NA())","v":"NA"},{"$f":"IF($E786=DataInput!$B785,DataInput!K785,NA())","v":"NA"},null,null,"QLD Boyne Island 132",null,null,null,null,false,null,null,{"$error":"#N/A"},{"$error":"#N/A"},{"$error":"#N/A"},{"$error":"#N/A"},{"$error":"#N/A"},{"$error":"#N/A"},{"$error":"#N/A"},{"$error":"#N/A"},{"$error":"#N/A"},{"$error":"#N/A"}]
[null,{"$f":"IF(DataInput!B786=$B$8,IF($B$9=$B$10,TRUE,IF(DataInput!E786=$B$9,TRUE,FALSE)))","v":true},null,null,{"$f":"IF(B787=TRUE,DataInput!B786,NA())","v":"QLD"},{"$f":"IF($E787=DataInput!$B786,DataInput!C786,NA())","v":"QBOL"},{"$f":"IF($E787=DataInput!$B786,DataInput!D786,NA())","v":"Boyne Island 132"},{"$f":"IF($E787=DataInput!$B786,DataInput!E786,NA())","v":"Powerlink"},{"$f":"IF($E787=DataInput!$B786,DataInput!F786,NA())","v":"Summer"},{"$f":"IF($E787=DataInput!$B786,DataInput!G786,NA())","v":"Non-Coincident"},{"$f":"IF($E787=DataInput!$B786,DataInput!H786,NA())","v":2022},{"$f":"IF($E787=DataInput!$B786,DataInput!I786,NA())","v":"POE50"},{"$f":"IF($E787=DataInput!$B786,DataInput!J786,NA())","v":"NA"},{"$f":"IF($E787=DataInput!$B786,DataInput!K786,NA())","v":"NA"},null,null,"QLD Boyne Island 132",null,null,null,null,false,null,null,{"$error":"#N/A"},{"$error":"#N/A"},{"$error":"#N/A"},{"$error":"#N/A"},{"$error":"#N/A"},{"$error":"#N/A"},{"$error":"#N/A"},{"$error":"#N/A"},{"$error":"#N/A"},{"$error":"#N/A"}]
[null,{"$f":"IF(DataInput!B787=$B$8,IF($B$9=$B$10,TRUE,IF(DataInput!E787=$B$9,TRUE,FALSE)))","v":true},null,null,{"$f":"IF(B788=TRUE,DataInput!B787,NA())","v":"QLD"},{"$f":"IF($E788=DataInput!$B787,DataInput!C787,NA())","v":"QBOL"},{"$f":"IF($E788=DataInput!$B787,DataInput!D787,NA())","v":"Boyne Island 132"},{"$f":"IF($E788=DataInput!$B787,DataInput!E787,NA())","v":"Powerlink"},{"$f":"IF($E788=DataInput!$B787,DataInput!F787,NA())","v":"Summer"},{"$f":"IF($E788=DataInput!$B787,DataInput!G787,NA())","v":"Non-Coincident"},{"$f":"IF($E788=DataInput!$B787,DataInput!H787,NA())","v":2023},{"$f":"IF($E788=DataInput!$B787,DataInput!I787,NA())","v":"POE50"},{"$f":"IF($E788=DataInput!$B787,DataInput!J787,NA())","v":"NA"},{"$f":"IF($E788=DataInput!$B787,DataInput!K787,NA())","v":"NA"},null,null,"QLD Boyne Island 132",null,null,null,null,false,null,null,{"$error":"#N/A"},{"$error":"#N/A"},{"$error":"#N/A"},{"$error":"#N/A"},{"$error":"#N/A"},{"$error":"#N/A"},{"$error":"#N/A"},{"$error":"#N/A"},{"$error":"#N/A"},{"$error":"#N/A"}]
[null,{"$f":"IF(DataInput!B788=$B$8,IF($B$9=$B$10,TRUE,IF(DataInput!E788=$B$9,TRUE,FALSE)))","v":true},null,null,{"$f":"IF(B789=TRUE,DataInput!B788,NA())","v":"QLD"},{"$f":"IF($E789=DataInput!$B788,DataInput!C788,NA())","v":"QBOL"},{"$f":"IF($E789=DataInput!$B788,DataInput!D788,NA())","v":"Boyne Island 132"},{"$f":"IF($E789=DataInput!$B788,DataInput!E788,NA())","v":"Powerlink"},{"$f":"IF($E789=DataInput!$B788,DataInput!F788,NA())","v":"Summer"},{"$f":"IF($E789=DataInput!$B788,DataInput!G788,NA())","v":"Non-Coincident"},{"$f":"IF($E789=DataInput!$B788,DataInput!H788,NA())","v":2024},{"$f":"IF($E789=DataInput!$B788,DataInput!I788,NA())","v":"POE50"},{"$f":"IF($E789=DataInput!$B788,DataInput!J788,NA())","v":"NA"},{"$f":"IF($E789=DataInput!$B788,DataInput!K788,NA())","v":"NA"},null,null,"QLD Boyne Island 132",null,null,null,null,false,null,null,{"$error":"#N/A"},{"$error":"#N/A"},{"$error":"#N/A"},{"$error":"#N/A"},{"$error":"#N/A"},{"$error":"#N/A"},{"$error":"#N/A"},{"$error":"#N/A"},{"$error":"#N/A"},{"$error":"#N/A"}]
[null,{"$f":"IF(DataInput!B789=$B$8,IF($B$9=$B$10,TRUE,IF(DataInput!E789=$B$9,TRUE,FALSE)))","v":true},null,null,{"$f":"IF(B790=TRUE,DataInput!B789,NA())","v":"QLD"},{"$f":"IF($E790=DataInput!$B789,DataInput!C789,NA())","v":"QBOL"},{"$f":"IF($E790=DataInput!$B789,DataInput!D789,NA())","v":"Boyne Island 132"},{"$f":"IF($E790=DataInput!$B789,DataInput!E789,NA())","v":"Powerlink"},{"$f":"IF($E790=DataInput!$B789,DataInput!F789,NA())","v":"Summer"},{"$f":"IF($E790=DataInput!$B789,DataInput!G789,NA())","v":"Non-Coincident"},{"$f":"IF($E790=DataInput!$B789,DataInput!H789,NA())","v":2025},{"$f":"IF($E790=DataInput!$B789,DataInput!I789,NA())","v":"POE50"},{"$f":"IF($E790=DataInput!$B789,DataInput!J789,NA())","v":"NA"},{"$f":"IF($E790=DataInput!$B789,DataInput!K789,NA())","v":"NA"},null,null,"QLD Boyne Island 132",null,null,null,null,false,null,null,{"$error":"#N/A"},{"$error":"#N/A"},{"$error":"#N/A"},{"$error":"#N/A"},{"$error":"#N/A"},{"$error":"#N/A"},{"$error":"#N/A"},{"$error":"#N/A"},{"$error":"#N/A"},{"$error":"#N/A"}]
[null,{"$f":"IF(DataInput!B790=$B$8,IF($B$9=$B$10,TRUE,IF(DataInput!E790=$B$9,TRUE,FALSE)))","v":true},null,null,{"$f":"IF(B791=TRUE,DataInput!B790,NA())","v":"QLD"},{"$f":"IF($E791=DataInput!$B790,DataInput!C790,NA())","v":"QBOL"},{"$f":"IF($E791=DataInput!$B790,DataInput!D790,NA())","v":"Boyne Island 132"},{"$f":"IF($E791=DataInput!$B790,DataInput!E790,NA())","v":"Powerlink"},{"$f":"IF($E791=DataInput!$B790,DataInput!F790,NA())","v":"Summer"},{"$f":"IF($E791=DataInput!$B790,DataInput!G790,NA())","v":"Non-Coincident"},{"$f":"IF($E791=DataInput!$B790,DataInput!H790,NA())","v":2026},{"$f":"IF($E791=DataInput!$B790,DataInput!I790,NA())","v":"POE50"},{"$f":"IF($E791=DataInput!$B790,DataInput!J790,NA())","v":"NA"},{"$f":"IF($E791=DataInput!$B790,DataInput!K790,NA())","v":"NA"},null,null,"QLD Boyne Island 132",null,null,null,null,false,null,null,{"$error":"#N/A"},{"$error":"#N/A"},{"$error":"#N/A"},{"$error":"#N/A"},{"$error":"#N/A"},{"$error":"#N/A"},{"$error":"#N/A"},{"$error":"#N/A"},{"$error":"#N/A"},{"$error":"#N/A"}]
[null,{"$f":"IF(DataInput!B791=$B$8,IF($B$9=$B$10,TRUE,IF(DataInput!E791=$B$9,TRUE,FALSE)))","v":true},null,null,{"$f":"IF(B792=TRUE,DataInput!B791,NA())","v":"QLD"},{"$f":"IF($E792=DataInput!$B791,DataInput!C791,NA())","v":"QBOL"},{"$f":"IF($E792=DataInput!$B791,DataInput!D791,NA())","v":"Boyne Island 132"},{"$f":"IF($E792=DataInput!$B791,DataInput!E791,NA())","v":"Powerlink"},{"$f":"IF($E792=DataInput!$B791,DataInput!F791,NA())","v":"Winter"},{"$f":"IF($E792=DataInput!$B791,DataInput!G791,NA())","v":"Non-Coincident"},{"$f":"IF($E792=DataInput!$B791,DataInput!H791,NA())","v":2016},{"$f":"IF($E792=DataInput!$B791,DataInput!I791,NA())","v":"POE10"},{"$f":"IF($E792=DataInput!$B791,DataInput!J791,NA())","v":"NA"},{"$f":"IF($E792=DataInput!$B791,DataInput!K791,NA())","v":"NA"},null,null,"QLD Boyne Island 132",null,null,null,null,false,null,null,{"$error":"#N/A"},{"$error":"#N/A"},{"$error":"#N/A"},{"$error":"#N/A"},{"$error":"#N/A"},{"$error":"#N/A"},{"$error":"#N/A"},{"$error":"#N/A"},{"$error":"#N/A"},{"$error":"#N/A"}]
[null,{"$f":"IF(DataInput!B792=$B$8,IF($B$9=$B$10,TRUE,IF(DataInput!E792=$B$9,TRUE,FALSE)))","v":true},null,null,{"$f":"IF(B793=TRUE,DataInput!B792,NA())","v":"QLD"},{"$f":"IF($E793=DataInput!$B792,DataInput!C792,NA())","v":"QBOL"},{"$f":"IF($E793=DataInput!$B792,DataInput!D792,NA())","v":"Boyne Island 132"},{"$f":"IF($E793=DataInput!$B792,DataInput!E792,NA())","v":"Powerlink"},{"$f":"IF($E793=DataInput!$B792,DataInput!F792,NA())","v":"Winter"},{"$f":"IF($E793=DataInput!$B792,DataInput!G792,NA())","v":"Non-Coincident"},{"$f":"IF($E793=DataInput!$B792,DataInput!H792,NA())","v":2017},{"$f":"IF($E793=DataInput!$B792,DataInput!I792,NA())","v":"POE10"},{"$f":"IF($E793=DataInput!$B792,DataInput!J792,NA())","v":"NA"},{"$f":"IF($E793=DataInput!$B792,DataInput!K792,NA())","v":"NA"},null,null,"QLD Boyne Island 132",null,null,null,null,false,null,null,{"$error":"#N/A"},{"$error":"#N/A"},{"$error":"#N/A"},{"$error":"#N/A"},{"$error":"#N/A"},{"$error":"#N/A"},{"$error":"#N/A"},{"$error":"#N/A"},{"$error":"#N/A"},{"$error":"#N/A"}]
[null,{"$f":"IF(DataInput!B793=$B$8,IF($B$9=$B$10,TRUE,IF(DataInput!E793=$B$9,TRUE,FALSE)))","v":true},null,null,{"$f":"IF(B794=TRUE,DataInput!B793,NA())","v":"QLD"},{"$f":"IF($E794=DataInput!$B793,DataInput!C793,NA())","v":"QBOL"},{"$f":"IF($E794=DataInput!$B793,DataInput!D793,NA())","v":"Boyne Island 132"},{"$f":"IF($E794=DataInput!$B793,DataInput!E793,NA())","v":"Powerlink"},{"$f":"IF($E794=DataInput!$B793,DataInput!F793,NA())","v":"Winter"},{"$f":"IF($E794=DataInput!$B793,DataInput!G793,NA())","v":"Non-Coincident"},{"$f":"IF($E794=DataInput!$B793,DataInput!H793,NA())","v":2018},{"$f":"IF($E794=DataInput!$B793,DataInput!I793,NA())","v":"POE10"},{"$f":"IF($E794=DataInput!$B793,DataInput!J793,NA())","v":"NA"},{"$f":"IF($E794=DataInput!$B793,DataInput!K793,NA())","v":"NA"},null,null,"QLD Boyne Island 132",null,null,null,null,false,null,null,{"$error":"#N/A"},{"$error":"#N/A"},{"$error":"#N/A"},{"$error":"#N/A"},{"$error":"#N/A"},{"$error":"#N/A"},{"$error":"#N/A"},{"$error":"#N/A"},{"$error":"#N/A"},{"$error":"#N/A"}]
[null,{"$f":"IF(DataInput!B794=$B$8,IF($B$9=$B$10,TRUE,IF(DataInput!E794=$B$9,TRUE,FALSE)))","v":true},null,null,{"$f":"IF(B795=TRUE,DataInput!B794,NA())","v":"QLD"},{"$f":"IF($E795=DataInput!$B794,DataInput!C794,NA())","v":"QBOL"},{"$f":"IF($E795=DataInput!$B794,DataInput!D794,NA())","v":"Boyne Island 132"},{"$f":"IF($E795=DataInput!$B794,DataInput!E794,NA())","v":"Powerlink"},{"$f":"IF($E795=DataInput!$B794,DataInput!F794,NA())","v":"Winter"},{"$f":"IF($E795=DataInput!$B794,DataInput!G794,NA())","v":"Non-Coincident"},{"$f":"IF($E795=DataInput!$B794,DataInput!H794,NA())","v":2019},{"$f":"IF($E795=DataInput!$B794,DataInput!I794,NA())","v":"POE10"},{"$f":"IF($E795=DataInput!$B794,DataInput!J794,NA())","v":"NA"},{"$f":"IF($E795=DataInput!$B794,DataInput!K794,NA())","v":"NA"},null,null,"QLD Boyne Island 132",null,null,null,null,false,null,null,{"$error":"#N/A"},{"$error":"#N/A"},{"$error":"#N/A"},{"$error":"#N/A"},{"$error":"#N/A"},{"$error":"#N/A"},{"$error":"#N/A"},{"$error":"#N/A"},{"$error":"#N/A"},{"$error":"#N/A"}]
[null,{"$f":"IF(DataInput!B795=$B$8,IF($B$9=$B$10,TRUE,IF(DataInput!E795=$B$9,TRUE,FALSE)))","v":true},null,null,{"$f":"IF(B796=TRUE,DataInput!B795,NA())","v":"QLD"},{"$f":"IF($E796=DataInput!$B795,DataInput!C795,NA())","v":"QBOL"},{"$f":"IF($E796=DataInput!$B795,DataInput!D795,NA())","v":"Boyne Island 132"},{"$f":"IF($E796=DataInput!$B795,DataInput!E795,NA())","v":"Powerlink"},{"$f":"IF($E796=DataInput!$B795,DataInput!F795,NA())","v":"Winter"},{"$f":"IF($E796=DataInput!$B795,DataInput!G795,NA())","v":"Non-Coincident"},{"$f":"IF($E796=DataInput!$B795,DataInput!H795,NA())","v":2020},{"$f":"IF($E796=DataInput!$B795,DataInput!I795,NA())","v":"POE10"},{"$f":"IF($E796=DataInput!$B795,DataInput!J795,NA())","v":"NA"},{"$f":"IF($E796=DataInput!$B795,DataInput!K795,NA())","v":"NA"},null,null,"QLD Boyne Island 132",null,null,null,null,false,null,null,{"$error":"#N/A"},{"$error":"#N/A"},{"$error":"#N/A"},{"$error":"#N/A"},{"$error":"#N/A"},{"$error":"#N/A"},{"$error":"#N/A"},{"$error":"#N/A"},{"$error":"#N/A"},{"$error":"#N/A"}]
[null,{"$f":"IF(DataInput!B796=$B$8,IF($B$9=$B$10,TRUE,IF(DataInput!E796=$B$9,TRUE,FALSE)))","v":true},null,null,{"$f":"IF(B797=TRUE,DataInput!B796,NA())","v":"QLD"},{"$f":"IF($E797=DataInput!$B796,DataInput!C796,NA())","v":"QBOL"},{"$f":"IF($E797=DataInput!$B796,DataInput!D796,NA())","v":"Boyne Island 132"},{"$f":"IF($E797=DataInput!$B796,DataInput!E796,NA())","v":"Powerlink"},{"$f":"IF($E797=DataInput!$B796,DataInput!F796,NA())","v":"Winter"},{"$f":"IF($E797=DataInput!$B796,DataInput!G796,NA())","v":"Non-Coincident"},{"$f":"IF($E797=DataInput!$B796,DataInput!H796,NA())","v":2021},{"$f":"IF($E797=DataInput!$B796,DataInput!I796,NA())","v":"POE10"},{"$f":"IF($E797=DataInput!$B796,DataInput!J796,NA())","v":"NA"},{"$f":"IF($E797=DataInput!$B796,DataInput!K796,NA())","v":"NA"},null,null,"QLD Boyne Island 132",null,null,null,null,false,null,null,{"$error":"#N/A"},{"$error":"#N/A"},{"$error":"#N/A"},{"$error":"#N/A"},{"$error":"#N/A"},{"$error":"#N/A"},{"$error":"#N/A"},{"$error":"#N/A"},{"$error":"#N/A"},{"$error":"#N/A"}]
[null,{"$f":"IF(DataInput!B797=$B$8,IF($B$9=$B$10,TRUE,IF(DataInput!E797=$B$9,TRUE,FALSE)))","v":true},null,null,{"$f":"IF(B798=TRUE,DataInput!B797,NA())","v":"QLD"},{"$f":"IF($E798=DataInput!$B797,DataInput!C797,NA())","v":"QBOL"},{"$f":"IF($E798=DataInput!$B797,DataInput!D797,NA())","v":"Boyne Island 132"},{"$f":"IF($E798=DataInput!$B797,DataInput!E797,NA())","v":"Powerlink"},{"$f":"IF($E798=DataInput!$B797,DataInput!F797,NA())","v":"Winter"},{"$f":"IF($E798=DataInput!$B797,DataInput!G797,NA())","v":"Non-Coincident"},{"$f":"IF($E798=DataInput!$B797,DataInput!H797,NA())","v":2022},{"$f":"IF($E798=DataInput!$B797,DataInput!I797,NA())","v":"POE10"},{"$f":"IF($E798=DataInput!$B797,DataInput!J797,NA())","v":"NA"},{"$f":"IF($E798=DataInput!$B797,DataInput!K797,NA())","v":"NA"},null,null,"QLD Boyne Island 132",null,null,null,null,false,null,null,{"$error":"#N/A"},{"$error":"#N/A"},{"$error":"#N/A"},{"$error":"#N/A"},{"$error":"#N/A"},{"$error":"#N/A"},{"$error":"#N/A"},{"$error":"#N/A"},{"$error":"#N/A"},{"$error":"#N/A"}]
[null,{"$f":"IF(DataInput!B798=$B$8,IF($B$9=$B$10,TRUE,IF(DataInput!E798=$B$9,TRUE,FALSE)))","v":true},null,null,{"$f":"IF(B799=TRUE,DataInput!B798,NA())","v":"QLD"},{"$f":"IF($E799=DataInput!$B798,DataInput!C798,NA())","v":"QBOL"},{"$f":"IF($E799=DataInput!$B798,DataInput!D798,NA())","v":"Boyne Island 132"},{"$f":"IF($E799=DataInput!$B798,DataInput!E798,NA())","v":"Powerlink"},{"$f":"IF($E799=DataInput!$B798,DataInput!F798,NA())","v":"Winter"},{"$f":"IF($E799=DataInput!$B798,DataInput!G798,NA())","v":"Non-Coincident"},{"$f":"IF($E799=DataInput!$B798,DataInput!H798,NA())","v":2023},{"$f":"IF($E799=DataInput!$B798,DataInput!I798,NA())","v":"POE10"},{"$f":"IF($E799=DataInput!$B798,DataInput!J798,NA())","v":"NA"},{"$f":"IF($E799=DataInput!$B798,DataInput!K798,NA())","v":"NA"},null,null,"QLD Boyne Island 132",null,null,null,null,false,null,null,{"$error":"#N/A"},{"$error":"#N/A"},{"$error":"#N/A"},{"$error":"#N/A"},{"$error":"#N/A"},{"$error":"#N/A"},{"$error":"#N/A"},{"$error":"#N/A"},{"$error":"#N/A"},{"$error":"#N/A"}]
[null,{"$f":"IF(DataInput!B799=$B$8,IF($B$9=$B$10,TRUE,IF(DataInput!E799=$B$9,TRUE,FALSE)))","v":true},null,null,{"$f":"IF(B800=TRUE,DataInput!B799,NA())","v":"QLD"},{"$f":"IF($E800=DataInput!$B799,DataInput!C799,NA())","v":"QBOL"},{"$f":"IF($E800=DataInput!$B799,DataInput!D799,NA())","v":"Boyne Island 132"},{"$f":"IF($E800=DataInput!$B799,DataInput!E799,NA())","v":"Powerlink"},{"$f":"IF($E800=DataInput!$B799,DataInput!F799,NA())","v":"Winter"},{"$f":"IF($E800=DataInput!$B799,DataInput!G799,NA())","v":"Non-Coincident"},{"$f":"IF($E800=DataInput!$B799,DataInput!H799,NA())","v":2024},{"$f":"IF($E800=DataInput!$B799,DataInput!I799,NA())","v":"POE10"},{"$f":"IF($E800=DataInput!$B799,DataInput!J799,NA())","v":"NA"},{"$f":"IF($E800=DataInput!$B799,DataInput!K799,NA())","v":"NA"},null,null,"QLD Boyne Island 132",null,null,null,null,false,null,null,{"$error":"#N/A"},{"$error":"#N/A"},{"$error":"#N/A"},{"$error":"#N/A"},{"$error":"#N/A"},{"$error":"#N/A"},{"$error":"#N/A"},{"$error":"#N/A"},{"$error":"#N/A"},{"$error":"#N/A"}]
[null,{"$f":"IF(DataInput!B800=$B$8,IF($B$9=$B$10,TRUE,IF(DataInput!E800=$B$9,TRUE,FALSE)))","v":true},null,null,{"$f":"IF(B801=TRUE,DataInput!B800,NA())","v":"QLD"},{"$f":"IF($E801=DataInput!$B800,DataInput!C800,NA())","v":"QBOL"},{"$f":"IF($E801=DataInput!$B800,DataInput!D800,NA())","v":"Boyne Island 132"},{"$f":"IF($E801=DataInput!$B800,DataInput!E800,NA())","v":"Powerlink"},{"$f":"IF($E801=DataInput!$B800,DataInput!F800,NA())","v":"Winter"},{"$f":"IF($E801=DataInput!$B800,DataInput!G800,NA())","v":"Non-Coincident"},{"$f":"IF($E801=DataInput!$B800,DataInput!H800,NA())","v":2025},{"$f":"IF($E801=DataInput!$B800,DataInput!I800,NA())","v":"POE10"},{"$f":"IF($E801=DataInput!$B800,DataInput!J800,NA())","v":"NA"},{"$f":"IF($E801=DataInput!$B800,DataInput!K800,NA())","v":"NA"},null,null,"QLD Boyne Island 132",null,null,null,null,false,null,null,{"$error":"#N/A"},{"$error":"#N/A"},{"$error":"#N/A"},{"$error":"#N/A"},{"$error":"#N/A"},{"$error":"#N/A"},{"$error":"#N/A"},{"$error":"#N/A"},{"$error":"#N/A"},{"$error":"#N/A"}]
[null,{"$f":"IF(DataInput!B801=$B$8,IF($B$9=$B$10,TRUE,IF(DataInput!E801=$B$9,TRUE,FALSE)))","v":true},null,null,{"$f":"IF(B802=TRUE,DataInput!B801,NA())","v":"QLD"},{"$f":"IF($E802=DataInput!$B801,DataInput!C801,NA())","v":"QBOL"},{"$f":"IF($E802=DataInput!$B801,DataInput!D801,NA())","v":"Boyne Island 132"},{"$f":"IF($E802=DataInput!$B801,DataInput!E801,NA())","v":"Powerlink"},{"$f":"IF($E802=DataInput!$B801,DataInput!F801,NA())","v":"Winter"},{"$f":"IF($E802=DataInput!$B801,DataInput!G801,NA())","v":"Non-Coincident"},{"$f":"IF($E802=DataInput!$B801,DataInput!H801,NA())","v":2016},{"$f":"IF($E802=DataInput!$B801,DataInput!I801,NA())","v":"POE50"},{"$f":"IF($E802=DataInput!$B801,DataInput!J801,NA())","v":"NA"},{"$f":"IF($E802=DataInput!$B801,DataInput!K801,NA())","v":"NA"},null,null,"QLD Boyne Island 132",null,null,null,null,false,null,null,{"$error":"#N/A"},{"$error":"#N/A"},{"$error":"#N/A"},{"$error":"#N/A"},{"$error":"#N/A"},{"$error":"#N/A"},{"$error":"#N/A"},{"$error":"#N/A"},{"$error":"#N/A"},{"$error":"#N/A"}]
[null,{"$f":"IF(DataInput!B802=$B$8,IF($B$9=$B$10,TRUE,IF(DataInput!E802=$B$9,TRUE,FALSE)))","v":true},null,null,{"$f":"IF(B803=TRUE,DataInput!B802,NA())","v":"QLD"},{"$f":"IF($E803=DataInput!$B802,DataInput!C802,NA())","v":"QBOL"},{"$f":"IF($E803=DataInput!$B802,DataInput!D802,NA())","v":"Boyne Island 132"},{"$f":"IF($E803=DataInput!$B802,DataInput!E802,NA())","v":"Powerlink"},{"$f":"IF($E803=DataInput!$B802,DataInput!F802,NA())","v":"Winter"},{"$f":"IF($E803=DataInput!$B802,DataInput!G802,NA())","v":"Non-Coincident"},{"$f":"IF($E803=DataInput!$B802,DataInput!H802,NA())","v":2017},{"$f":"IF($E803=DataInput!$B802,DataInput!I802,NA())","v":"POE50"},{"$f":"IF($E803=DataInput!$B802,DataInput!J802,NA())","v":"NA"},{"$f":"IF($E803=DataInput!$B802,DataInput!K802,NA())","v":"NA"},null,null,"QLD Boyne Island 132",null,null,null,null,false,null,null,{"$error":"#N/A"},{"$error":"#N/A"},{"$error":"#N/A"},{"$error":"#N/A"},{"$error":"#N/A"},{"$error":"#N/A"},{"$error":"#N/A"},{"$error":"#N/A"},{"$error":"#N/A"},{"$error":"#N/A"}]
[null,{"$f":"IF(DataInput!B803=$B$8,IF($B$9=$B$10,TRUE,IF(DataInput!E803=$B$9,TRUE,FALSE)))","v":true},null,null,{"$f":"IF(B804=TRUE,DataInput!B803,NA())","v":"QLD"},{"$f":"IF($E804=DataInput!$B803,DataInput!C803,NA())","v":"QBOL"},{"$f":"IF($E804=DataInput!$B803,DataInput!D803,NA())","v":"Boyne Island 132"},{"$f":"IF($E804=DataInput!$B803,DataInput!E803,NA())","v":"Powerlink"},{"$f":"IF($E804=DataInput!$B803,DataInput!F803,NA())","v":"Winter"},{"$f":"IF($E804=DataInput!$B803,DataInput!G803,NA())","v":"Non-Coincident"},{"$f":"IF($E804=DataInput!$B803,DataInput!H803,NA())","v":2018},{"$f":"IF($E804=DataInput!$B803,DataInput!I803,NA())","v":"POE50"},{"$f":"IF($E804=DataInput!$B803,DataInput!J803,NA())","v":"NA"},{"$f":"IF($E804=DataInput!$B803,DataInput!K803,NA())","v":"NA"},null,null,"QLD Boyne Island 132",null,null,null,null,false,null,null,{"$error":"#N/A"},{"$error":"#N/A"},{"$error":"#N/A"},{"$error":"#N/A"},{"$error":"#N/A"},{"$error":"#N/A"},{"$error":"#N/A"},{"$error":"#N/A"},{"$error":"#N/A"},{"$error":"#N/A"}]
[null,{"$f":"IF(DataInput!B804=$B$8,IF($B$9=$B$10,TRUE,IF(DataInput!E804=$B$9,TRUE,FALSE)))","v":true},null,null,{"$f":"IF(B805=TRUE,DataInput!B804,NA())","v":"QLD"},{"$f":"IF($E805=DataInput!$B804,DataInput!C804,NA())","v":"QBOL"},{"$f":"IF($E805=DataInput!$B804,DataInput!D804,NA())","v":"Boyne Island 132"},{"$f":"IF($E805=DataInput!$B804,DataInput!E804,NA())","v":"Powerlink"},{"$f":"IF($E805=DataInput!$B804,DataInput!F804,NA())","v":"Winter"},{"$f":"IF($E805=DataInput!$B804,DataInput!G804,NA())","v":"Non-Coincident"},{"$f":"IF($E805=DataInput!$B804,DataInput!H804,NA())","v":2019},{"$f":"IF($E805=DataInput!$B804,DataInput!I804,NA())","v":"POE50"},{"$f":"IF($E805=DataInput!$B804,DataInput!J804,NA())","v":"NA"},{"$f":"IF($E805=DataInput!$B804,DataInput!K804,NA())","v":"NA"},null,null,"QLD Boyne Island 132",null,null,null,null,false,null,null,{"$error":"#N/A"},{"$error":"#N/A"},{"$error":"#N/A"},{"$error":"#N/A"},{"$error":"#N/A"},{"$error":"#N/A"},{"$error":"#N/A"},{"$error":"#N/A"},{"$error":"#N/A"},{"$error":"#N/A"}]
[null,{"$f":"IF(DataInput!B805=$B$8,IF($B$9=$B$10,TRUE,IF(DataInput!E805=$B$9,TRUE,FALSE)))","v":true},null,null,{"$f":"IF(B806=TRUE,DataInput!B805,NA())","v":"QLD"},{"$f":"IF($E806=DataInput!$B805,DataInput!C805,NA())","v":"QBOL"},{"$f":"IF($E806=DataInput!$B805,DataInput!D805,NA())","v":"Boyne Island 132"},{"$f":"IF($E806=DataInput!$B805,DataInput!E805,NA())","v":"Powerlink"},{"$f":"IF($E806=DataInput!$B805,DataInput!F805,NA())","v":"Winter"},{"$f":"IF($E806=DataInput!$B805,DataInput!G805,NA())","v":"Non-Coincident"},{"$f":"IF($E806=DataInput!$B805,DataInput!H805,NA())","v":2020},{"$f":"IF($E806=DataInput!$B805,DataInput!I805,NA())","v":"POE50"},{"$f":"IF($E806=DataInput!$B805,DataInput!J805,NA())","v":"NA"},{"$f":"IF($E806=DataInput!$B805,DataInput!K805,NA())","v":"NA"},null,null,"QLD Boyne Island 132",null,null,null,null,false,null,null,{"$error":"#N/A"},{"$error":"#N/A"},{"$error":"#N/A"},{"$error":"#N/A"},{"$error":"#N/A"},{"$error":"#N/A"},{"$error":"#N/A"},{"$error":"#N/A"},{"$error":"#N/A"},{"$error":"#N/A"}]
[null,{"$f":"IF(DataInput!B806=$B$8,IF($B$9=$B$10,TRUE,IF(DataInput!E806=$B$9,TRUE,FALSE)))","v":true},null,null,{"$f":"IF(B807=TRUE,DataInput!B806,NA())","v":"QLD"},{"$f":"IF($E807=DataInput!$B806,DataInput!C806,NA())","v":"QBOL"},{"$f":"IF($E807=DataInput!$B806,DataInput!D806,NA())","v":"Boyne Island 132"},{"$f":"IF($E807=DataInput!$B806,DataInput!E806,NA())","v":"Powerlink"},{"$f":"IF($E807=DataInput!$B806,DataInput!F806,NA())","v":"Winter"},{"$f":"IF($E807=DataInput!$B806,DataInput!G806,NA())","v":"Non-Coincident"},{"$f":"IF($E807=DataInput!$B806,DataInput!H806,NA())","v":2021},{"$f":"IF($E807=DataInput!$B806,DataInput!I806,NA())","v":"POE50"},{"$f":"IF($E807=DataInput!$B806,DataInput!J806,NA())","v":"NA"},{"$f":"IF($E807=DataInput!$B806,DataInput!K806,NA())","v":"NA"},null,null,"QLD Boyne Island 132",null,null,null,null,false,null,null,{"$error":"#N/A"},{"$error":"#N/A"},{"$error":"#N/A"},{"$error":"#N/A"},{"$error":"#N/A"},{"$error":"#N/A"},{"$error":"#N/A"},{"$error":"#N/A"},{"$error":"#N/A"},{"$error":"#N/A"}]
[null,{"$f":"IF(DataInput!B807=$B$8,IF($B$9=$B$10,TRUE,IF(DataInput!E807=$B$9,TRUE,FALSE)))","v":true},null,null,{"$f":"IF(B808=TRUE,DataInput!B807,NA())","v":"QLD"},{"$f":"IF($E808=DataInput!$B807,DataInput!C807,NA())","v":"QBOL"},{"$f":"IF($E808=DataInput!$B807,DataInput!D807,NA())","v":"Boyne Island 132"},{"$f":"IF($E808=DataInput!$B807,DataInput!E807,NA())","v":"Powerlink"},{"$f":"IF($E808=DataInput!$B807,DataInput!F807,NA())","v":"Winter"},{"$f":"IF($E808=DataInput!$B807,DataInput!G807,NA())","v":"Non-Coincident"},{"$f":"IF($E808=DataInput!$B807,DataInput!H807,NA())","v":2022},{"$f":"IF($E808=DataInput!$B807,DataInput!I807,NA())","v":"POE50"},{"$f":"IF($E808=DataInput!$B807,DataInput!J807,NA())","v":"NA"},{"$f":"IF($E808=DataInput!$B807,DataInput!K807,NA())","v":"NA"},null,null,"QLD Boyne Island 132",null,null,null,null,false,null,null,{"$error":"#N/A"},{"$error":"#N/A"},{"$error":"#N/A"},{"$error":"#N/A"},{"$error":"#N/A"},{"$error":"#N/A"},{"$error":"#N/A"},{"$error":"#N/A"},{"$error":"#N/A"},{"$error":"#N/A"}]
[null,{"$f":"IF(DataInput!B808=$B$8,IF($B$9=$B$10,TRUE,IF(DataInput!E808=$B$9,TRUE,FALSE)))","v":true},null,null,{"$f":"IF(B809=TRUE,DataInput!B808,NA())","v":"QLD"},{"$f":"IF($E809=DataInput!$B808,DataInput!C808,NA())","v":"QBOL"},{"$f":"IF($E809=DataInput!$B808,DataInput!D808,NA())","v":"Boyne Island 132"},{"$f":"IF($E809=DataInput!$B808,DataInput!E808,NA())","v":"Powerlink"},{"$f":"IF($E809=DataInput!$B808,DataInput!F808,NA())","v":"Winter"},{"$f":"IF($E809=DataInput!$B808,DataInput!G808,NA())","v":"Non-Coincident"},{"$f":"IF($E809=DataInput!$B808,DataInput!H808,NA())","v":2023},{"$f":"IF($E809=DataInput!$B808,DataInput!I808,NA())","v":"POE50"},{"$f":"IF($E809=DataInput!$B808,DataInput!J808,NA())","v":"NA"},{"$f":"IF($E809=DataInput!$B808,DataInput!K808,NA())","v":"NA"},null,null,"QLD Boyne Island 132",null,null,null,null,false,null,null,{"$error":"#N/A"},{"$error":"#N/A"},{"$error":"#N/A"},{"$error":"#N/A"},{"$error":"#N/A"},{"$error":"#N/A"},{"$error":"#N/A"},{"$error":"#N/A"},{"$error":"#N/A"},{"$error":"#N/A"}]
[null,{"$f":"IF(DataInput!B809=$B$8,IF($B$9=$B$10,TRUE,IF(DataInput!E809=$B$9,TRUE,FALSE)))","v":true},null,null,{"$f":"IF(B810=TRUE,DataInput!B809,NA())","v":"QLD"},{"$f":"IF($E810=DataInput!$B809,DataInput!C809,NA())","v":"QBOL"},{"$f":"IF($E810=DataInput!$B809,DataInput!D809,NA())","v":"Boyne Island 132"},{"$f":"IF($E810=DataInput!$B809,DataInput!E809,NA())","v":"Powerlink"},{"$f":"IF($E810=DataInput!$B809,DataInput!F809,NA())","v":"Winter"},{"$f":"IF($E810=DataInput!$B809,DataInput!G809,NA())","v":"Non-Coincident"},{"$f":"IF($E810=DataInput!$B809,DataInput!H809,NA())","v":2024},{"$f":"IF($E810=DataInput!$B809,DataInput!I809,NA())","v":"POE50"},{"$f":"IF($E810=DataInput!$B809,DataInput!J809,NA())","v":"NA"},{"$f":"IF($E810=DataInput!$B809,DataInput!K809,NA())","v":"NA"},null,null,"QLD Boyne Island 132",null,null,null,null,false,null,null,{"$error":"#N/A"},{"$error":"#N/A"},{"$error":"#N/A"},{"$error":"#N/A"},{"$error":"#N/A"},{"$error":"#N/A"},{"$error":"#N/A"},{"$error":"#N/A"},{"$error":"#N/A"},{"$error":"#N/A"}]
[null,{"$f":"IF(DataInput!B810=$B$8,IF($B$9=$B$10,TRUE,IF(DataInput!E810=$B$9,TRUE,FALSE)))","v":true},null,null,{"$f":"IF(B811=TRUE,DataInput!B810,NA())","v":"QLD"},{"$f":"IF($E811=DataInput!$B810,DataInput!C810,NA())","v":"QBOL"},{"$f":"IF($E811=DataInput!$B810,DataInput!D810,NA())","v":"Boyne Island 132"},{"$f":"IF($E811=DataInput!$B810,DataInput!E810,NA())","v":"Powerlink"},{"$f":"IF($E811=DataInput!$B810,DataInput!F810,NA())","v":"Winter"},{"$f":"IF($E811=DataInput!$B810,DataInput!G810,NA())","v":"Non-Coincident"},{"$f":"IF($E811=DataInput!$B810,DataInput!H810,NA())","v":2025},{"$f":"IF($E811=DataInput!$B810,DataInput!I810,NA())","v":"POE50"},{"$f":"IF($E811=DataInput!$B810,DataInput!J810,NA())","v":"NA"},{"$f":"IF($E811=DataInput!$B810,DataInput!K810,NA())","v":"NA"},null,null,"QLD Boyne Island 132",null,null,null,null,false,null,null,{"$error":"#N/A"},{"$error":"#N/A"},{"$error":"#N/A"},{"$error":"#N/A"},{"$error":"#N/A"},{"$error":"#N/A"},{"$error":"#N/A"},{"$error":"#N/A"},{"$error":"#N/A"},{"$error":"#N/A"}]
[null,{"$f":"IF(DataInput!B811=$B$8,IF($B$9=$B$10,TRUE,IF(DataInput!E811=$B$9,TRUE,FALSE)))","v":true},null,null,{"$f":"IF(B812=TRUE,DataInput!B811,NA())","v":"QLD"},{"$f":"IF($E812=DataInput!$B811,DataInput!C811,NA())","v":"QBRE"},{"$f":"IF($E812=DataInput!$B811,DataInput!D811,NA())","v":"Braemer Kumbarilla Park"},{"$f":"IF($E812=DataInput!$B811,DataInput!E811,NA())","v":"Powerlink"},{"$f":"IF($E812=DataInput!$B811,DataInput!F811,NA())","v":"Summer"},{"$f":"IF($E812=DataInput!$B811,DataInput!G811,NA())","v":"Non-Coincident"},{"$f":"IF($E812=DataInput!$B811,DataInput!H811,NA())","v":2017},{"$f":"IF($E812=DataInput!$B811,DataInput!I811,NA())","v":"POE10"},{"$f":"IF($E812=DataInput!$B811,DataInput!J811,NA())","v":"NA"},{"$f":"IF($E812=DataInput!$B811,DataInput!K811,NA())","v":"NA"},null,null,"QLD Braemer Kumbarilla Park",null,null,null,null,false,null,null,{"$error":"#N/A"},{"$error":"#N/A"},{"$error":"#N/A"},{"$error":"#N/A"},{"$error":"#N/A"},{"$error":"#N/A"},{"$error":"#N/A"},{"$error":"#N/A"},{"$error":"#N/A"},{"$error":"#N/A"}]
[null,{"$f":"IF(DataInput!B812=$B$8,IF($B$9=$B$10,TRUE,IF(DataInput!E812=$B$9,TRUE,FALSE)))","v":true},null,null,{"$f":"IF(B813=TRUE,DataInput!B812,NA())","v":"QLD"},{"$f":"IF($E813=DataInput!$B812,DataInput!C812,NA())","v":"QBRE"},{"$f":"IF($E813=DataInput!$B812,DataInput!D812,NA())","v":"Braemer Kumbarilla Park"},{"$f":"IF($E813=DataInput!$B812,DataInput!E812,NA())","v":"Powerlink"},{"$f":"IF($E813=DataInput!$B812,DataInput!F812,NA())","v":"Summer"},{"$f":"IF($E813=DataInput!$B812,DataInput!G812,NA())","v":"Non-Coincident"},{"$f":"IF($E813=DataInput!$B812,DataInput!H812,NA())","v":2018},{"$f":"IF($E813=DataInput!$B812,DataInput!I812,NA())","v":"POE10"},{"$f":"IF($E813=DataInput!$B812,DataInput!J812,NA())","v":"NA"},{"$f":"IF($E813=DataInput!$B812,DataInput!K812,NA())","v":"NA"},null,null,"QLD Braemer Kumbarilla Park",null,null,null,null,false,null,null,{"$error":"#N/A"},{"$error":"#N/A"},{"$error":"#N/A"},{"$error":"#N/A"},{"$error":"#N/A"},{"$error":"#N/A"},{"$error":"#N/A"},{"$error":"#N/A"},{"$error":"#N/A"},{"$error":"#N/A"}]
[null,{"$f":"IF(DataInput!B813=$B$8,IF($B$9=$B$10,TRUE,IF(DataInput!E813=$B$9,TRUE,FALSE)))","v":true},null,null,{"$f":"IF(B814=TRUE,DataInput!B813,NA())","v":"QLD"},{"$f":"IF($E814=DataInput!$B813,DataInput!C813,NA())","v":"QBRE"},{"$f":"IF($E814=DataInput!$B813,DataInput!D813,NA())","v":"Braemer Kumbarilla Park"},{"$f":"IF($E814=DataInput!$B813,DataInput!E813,NA())","v":"Powerlink"},{"$f":"IF($E814=DataInput!$B813,DataInput!F813,NA())","v":"Summer"},{"$f":"IF($E814=DataInput!$B813,DataInput!G813,NA())","v":"Non-Coincident"},{"$f":"IF($E814=DataInput!$B813,DataInput!H813,NA())","v":2019},{"$f":"IF($E814=DataInput!$B813,DataInput!I813,NA())","v":"POE10"},{"$f":"IF($E814=DataInput!$B813,DataInput!J813,NA())","v":"NA"},{"$f":"IF($E814=DataInput!$B813,DataInput!K813,NA())","v":"NA"},null,null,"QLD Braemer Kumbarilla Park",null,null,null,null,false,null,null,{"$error":"#N/A"},{"$error":"#N/A"},{"$error":"#N/A"},{"$error":"#N/A"},{"$error":"#N/A"},{"$error":"#N/A"},{"$error":"#N/A"},{"$error":"#N/A"},{"$error":"#N/A"},{"$error":"#N/A"}]
[null,{"$f":"IF(DataInput!B814=$B$8,IF($B$9=$B$10,TRUE,IF(DataInput!E814=$B$9,TRUE,FALSE)))","v":true},null,null,{"$f":"IF(B815=TRUE,DataInput!B814,NA())","v":"QLD"},{"$f":"IF($E815=DataInput!$B814,DataInput!C814,NA())","v":"QBRE"},{"$f":"IF($E815=DataInput!$B814,DataInput!D814,NA())","v":"Braemer Kumbarilla Park"},{"$f":"IF($E815=DataInput!$B814,DataInput!E814,NA())","v":"Powerlink"},{"$f":"IF($E815=DataInput!$B814,DataInput!F814,NA())","v":"Summer"},{"$f":"IF($E815=DataInput!$B814,DataInput!G814,NA())","v":"Non-Coincident"},{"$f":"IF($E815=DataInput!$B814,DataInput!H814,NA())","v":2020},{"$f":"IF($E815=DataInput!$B814,DataInput!I814,NA())","v":"POE10"},{"$f":"IF($E815=DataInput!$B814,DataInput!J814,NA())","v":"NA"},{"$f":"IF($E815=DataInput!$B814,DataInput!K814,NA())","v":"NA"},null,null,"QLD Braemer Kumbarilla Park",null,null,null,null,false,null,null,{"$error":"#N/A"},{"$error":"#N/A"},{"$error":"#N/A"},{"$error":"#N/A"},{"$error":"#N/A"},{"$error":"#N/A"},{"$error":"#N/A"},{"$error":"#N/A"},{"$error":"#N/A"},{"$error":"#N/A"}]
[null,{"$f":"IF(DataInput!B815=$B$8,IF($B$9=$B$10,TRUE,IF(DataInput!E815=$B$9,TRUE,FALSE)))","v":true},null,null,{"$f":"IF(B816=TRUE,DataInput!B815,NA())","v":"QLD"},{"$f":"IF($E816=DataInput!$B815,DataInput!C815,NA())","v":"QBRE"},{"$f":"IF($E816=DataInput!$B815,DataInput!D815,NA())","v":"Braemer Kumbarilla Park"},{"$f":"IF($E816=DataInput!$B815,DataInput!E815,NA())","v":"Powerlink"},{"$f":"IF($E816=DataInput!$B815,DataInput!F815,NA())","v":"Summer"},{"$f":"IF($E816=DataInput!$B815,DataInput!G815,NA())","v":"Non-Coincident"},{"$f":"IF($E816=DataInput!$B815,DataInput!H815,NA())","v":2021},{"$f":"IF($E816=DataInput!$B815,DataInput!I815,NA())","v":"POE10"},{"$f":"IF($E816=DataInput!$B815,DataInput!J815,NA())","v":"NA"},{"$f":"IF($E816=DataInput!$B815,DataInput!K815,NA())","v":"NA"},null,null,"QLD Braemer Kumbarilla Park",null,null,null,null,false,null,null,{"$error":"#N/A"},{"$error":"#N/A"},{"$error":"#N/A"},{"$error":"#N/A"},{"$error":"#N/A"},{"$error":"#N/A"},{"$error":"#N/A"},{"$error":"#N/A"},{"$error":"#N/A"},{"$error":"#N/A"}]
[null,{"$f":"IF(DataInput!B816=$B$8,IF($B$9=$B$10,TRUE,IF(DataInput!E816=$B$9,TRUE,FALSE)))","v":true},null,null,{"$f":"IF(B817=TRUE,DataInput!B816,NA())","v":"QLD"},{"$f":"IF($E817=DataInput!$B816,DataInput!C816,NA())","v":"QBRE"},{"$f":"IF($E817=DataInput!$B816,DataInput!D816,NA())","v":"Braemer Kumbarilla Park"},{"$f":"IF($E817=DataInput!$B816,DataInput!E816,NA())","v":"Powerlink"},{"$f":"IF($E817=DataInput!$B816,DataInput!F816,NA())","v":"Summer"},{"$f":"IF($E817=DataInput!$B816,DataInput!G816,NA())","v":"Non-Coincident"},{"$f":"IF($E817=DataInput!$B816,DataInput!H816,NA())","v":2022},{"$f":"IF($E817=DataInput!$B816,DataInput!I816,NA())","v":"POE10"},{"$f":"IF($E817=DataInput!$B816,DataInput!J816,NA())","v":"NA"},{"$f":"IF($E817=DataInput!$B816,DataInput!K816,NA())","v":"NA"},null,null,"QLD Braemer Kumbarilla Park",null,null,null,null,false,null,null,{"$error":"#N/A"},{"$error":"#N/A"},{"$error":"#N/A"},{"$error":"#N/A"},{"$error":"#N/A"},{"$error":"#N/A"},{"$error":"#N/A"},{"$error":"#N/A"},{"$error":"#N/A"},{"$error":"#N/A"}]
[null,{"$f":"IF(DataInput!B817=$B$8,IF($B$9=$B$10,TRUE,IF(DataInput!E817=$B$9,TRUE,FALSE)))","v":true},null,null,{"$f":"IF(B818=TRUE,DataInput!B817,NA())","v":"QLD"},{"$f":"IF($E818=DataInput!$B817,DataInput!C817,NA())","v":"QBRE"},{"$f":"IF($E818=DataInput!$B817,DataInput!D817,NA())","v":"Braemer Kumbarilla Park"},{"$f":"IF($E818=DataInput!$B817,DataInput!E817,NA())","v":"Powerlink"},{"$f":"IF($E818=DataInput!$B817,DataInput!F817,NA())","v":"Summer"},{"$f":"IF($E818=DataInput!$B817,DataInput!G817,NA())","v":"Non-Coincident"},{"$f":"IF($E818=DataInput!$B817,DataInput!H817,NA())","v":2023},{"$f":"IF($E818=DataInput!$B817,DataInput!I817,NA())","v":"POE10"},{"$f":"IF($E818=DataInput!$B817,DataInput!J817,NA())","v":"NA"},{"$f":"IF($E818=DataInput!$B817,DataInput!K817,NA())","v":"NA"},null,null,"QLD Braemer Kumbarilla Park",null,null,null,null,false,null,null,{"$error":"#N/A"},{"$error":"#N/A"},{"$error":"#N/A"},{"$error":"#N/A"},{"$error":"#N/A"},{"$error":"#N/A"},{"$error":"#N/A"},{"$error":"#N/A"},{"$error":"#N/A"},{"$error":"#N/A"}]
[null,{"$f":"IF(DataInput!B818=$B$8,IF($B$9=$B$10,TRUE,IF(DataInput!E818=$B$9,TRUE,FALSE)))","v":true},null,null,{"$f":"IF(B819=TRUE,DataInput!B818,NA())","v":"QLD"},{"$f":"IF($E819=DataInput!$B818,DataInput!C818,NA())","v":"QBRE"},{"$f":"IF($E819=DataInput!$B818,DataInput!D818,NA())","v":"Braemer Kumbarilla Park"},{"$f":"IF($E819=DataInput!$B818,DataInput!E818,NA())","v":"Powerlink"},{"$f":"IF($E819=DataInput!$B818,DataInput!F818,NA())","v":"Summer"},{"$f":"IF($E819=DataInput!$B818,DataInput!G818,NA())","v":"Non-Coincident"},{"$f":"IF($E819=DataInput!$B818,DataInput!H818,NA())","v":2024},{"$f":"IF($E819=DataInput!$B818,DataInput!I818,NA())","v":"POE10"},{"$f":"IF($E819=DataInput!$B818,DataInput!J818,NA())","v":"NA"},{"$f":"IF($E819=DataInput!$B818,DataInput!K818,NA())","v":"NA"},null,null,"QLD Braemer Kumbarilla Park",null,null,null,null,false,null,null,{"$error":"#N/A"},{"$error":"#N/A"},{"$error":"#N/A"},{"$error":"#N/A"},{"$error":"#N/A"},{"$error":"#N/A"},{"$error":"#N/A"},{"$error":"#N/A"},{"$error":"#N/A"},{"$error":"#N/A"}]
[null,{"$f":"IF(DataInput!B819=$B$8,IF($B$9=$B$10,TRUE,IF(DataInput!E819=$B$9,TRUE,FALSE)))","v":true},null,null,{"$f":"IF(B820=TRUE,DataInput!B819,NA())","v":"QLD"},{"$f":"IF($E820=DataInput!$B819,DataInput!C819,NA())","v":"QBRE"},{"$f":"IF($E820=DataInput!$B819,DataInput!D819,NA())","v":"Braemer Kumbarilla Park"},{"$f":"IF($E820=DataInput!$B819,DataInput!E819,NA())","v":"Powerlink"},{"$f":"IF($E820=DataInput!$B819,DataInput!F819,NA())","v":"Summer"},{"$f":"IF($E820=DataInput!$B819,DataInput!G819,NA())","v":"Non-Coincident"},{"$f":"IF($E820=DataInput!$B819,DataInput!H819,NA())","v":2025},{"$f":"IF($E820=DataInput!$B819,DataInput!I819,NA())","v":"POE10"},{"$f":"IF($E820=DataInput!$B819,DataInput!J819,NA())","v":"NA"},{"$f":"IF($E820=DataInput!$B819,DataInput!K819,NA())","v":"NA"},null,null,"QLD Braemer Kumbarilla Park",null,null,null,null,false,null,null,{"$error":"#N/A"},{"$error":"#N/A"},{"$error":"#N/A"},{"$error":"#N/A"},{"$error":"#N/A"},{"$error":"#N/A"},{"$error":"#N/A"},{"$error":"#N/A"},{"$error":"#N/A"},{"$error":"#N/A"}]
[null,{"$f":"IF(DataInput!B820=$B$8,IF($B$9=$B$10,TRUE,IF(DataInput!E820=$B$9,TRUE,FALSE)))","v":true},null,null,{"$f":"IF(B821=TRUE,DataInput!B820,NA())","v":"QLD"},{"$f":"IF($E821=DataInput!$B820,DataInput!C820,NA())","v":"QBRE"},{"$f":"IF($E821=DataInput!$B820,DataInput!D820,NA())","v":"Braemer Kumbarilla Park"},{"$f":"IF($E821=DataInput!$B820,DataInput!E820,NA())","v":"Powerlink"},{"$f":"IF($E821=DataInput!$B820,DataInput!F820,NA())","v":"Summer"},{"$f":"IF($E821=DataInput!$B820,DataInput!G820,NA())","v":"Non-Coincident"},{"$f":"IF($E821=DataInput!$B820,DataInput!H820,NA())","v":2026},{"$f":"IF($E821=DataInput!$B820,DataInput!I820,NA())","v":"POE10"},{"$f":"IF($E821=DataInput!$B820,DataInput!J820,NA())","v":"NA"},{"$f":"IF($E821=DataInput!$B820,DataInput!K820,NA())","v":"NA"},null,null,"QLD Braemer Kumbarilla Park",null,null,null,null,false,null,null,{"$error":"#N/A"},{"$error":"#N/A"},{"$error":"#N/A"},{"$error":"#N/A"},{"$error":"#N/A"},{"$error":"#N/A"},{"$error":"#N/A"},{"$error":"#N/A"},{"$error":"#N/A"},{"$error":"#N/A"}]
[null,{"$f":"IF(DataInput!B821=$B$8,IF($B$9=$B$10,TRUE,IF(DataInput!E821=$B$9,TRUE,FALSE)))","v":true},null,null,{"$f":"IF(B822=TRUE,DataInput!B821,NA())","v":"QLD"},{"$f":"IF($E822=DataInput!$B821,DataInput!C821,NA())","v":"QBRE"},{"$f":"IF($E822=DataInput!$B821,DataInput!D821,NA())","v":"Braemer Kumbarilla Park"},{"$f":"IF($E822=DataInput!$B821,DataInput!E821,NA())","v":"Powerlink"},{"$f":"IF($E822=DataInput!$B821,DataInput!F821,NA())","v":"Summer"},{"$f":"IF($E822=DataInput!$B821,DataInput!G821,NA())","v":"Non-Coincident"},{"$f":"IF($E822=DataInput!$B821,DataInput!H821,NA())","v":2017},{"$f":"IF($E822=DataInput!$B821,DataInput!I821,NA())","v":"POE50"},{"$f":"IF($E822=DataInput!$B821,DataInput!J821,NA())","v":"NA"},{"$f":"IF($E822=DataInput!$B821,DataInput!K821,NA())","v":"NA"},null,null,"QLD Braemer Kumbarilla Park",null,null,null,null,false,null,null,{"$error":"#N/A"},{"$error":"#N/A"},{"$error":"#N/A"},{"$error":"#N/A"},{"$error":"#N/A"},{"$error":"#N/A"},{"$error":"#N/A"},{"$error":"#N/A"},{"$error":"#N/A"},{"$error":"#N/A"}]
[null,{"$f":"IF(DataInput!B822=$B$8,IF($B$9=$B$10,TRUE,IF(DataInput!E822=$B$9,TRUE,FALSE)))","v":true},null,null,{"$f":"IF(B823=TRUE,DataInput!B822,NA())","v":"QLD"},{"$f":"IF($E823=DataInput!$B822,DataInput!C822,NA())","v":"QBRE"},{"$f":"IF($E823=DataInput!$B822,DataInput!D822,NA())","v":"Braemer Kumbarilla Park"},{"$f":"IF($E823=DataInput!$B822,DataInput!E822,NA())","v":"Powerlink"},{"$f":"IF($E823=DataInput!$B822,DataInput!F822,NA())","v":"Summer"},{"$f":"IF($E823=DataInput!$B822,DataInput!G822,NA())","v":"Non-Coincident"},{"$f":"IF($E823=DataInput!$B822,DataInput!H822,NA())","v":2018},{"$f":"IF($E823=DataInput!$B822,DataInput!I822,NA())","v":"POE50"},{"$f":"IF($E823=DataInput!$B822,DataInput!J822,NA())","v":"NA"},{"$f":"IF($E823=DataInput!$B822,DataInput!K822,NA())","v":"NA"},null,null,"QLD Braemer Kumbarilla Park",null,null,null,null,false,null,null,{"$error":"#N/A"},{"$f":"IF($V823=TRUE,F823,NA())","v":{"$error":"#N/A"}},{"$f":"IF($V823=TRUE,G823,NA())","v":{"$error":"#N/A"}},{"$f":"IF($V823=TRUE,H823,NA())","v":{"$error":"#N/A"}},{"$f":"IF($V823=TRUE,I823,NA())","v":{"$error":"#N/A"}},{"$f":"IF($V823=TRUE,J823,NA())","v":{"$error":"#N/A"}},{"$f":"IF($V823=TRUE,K823,NA())","v":{"$error":"#N/A"}},{"$f":"IF($V823=TRUE,L823,NA())","v":{"$error":"#N/A"}},{"$f":"IF($V823=TRUE,M823,NA())","v":{"$error":"#N/A"}},{"$f":"IF($V823=TRUE,N823,NA())","v":{"$error":"#N/A"}}]
[null,{"$f":"IF(DataInput!B823=$B$8,IF($B$9=$B$10,TRUE,IF(DataInput!E823=$B$9,TRUE,FALSE)))","v":true},null,null,{"$f":"IF(B824=TRUE,DataInput!B823,NA())","v":"QLD"},{"$f":"IF($E824=DataInput!$B823,DataInput!C823,NA())","v":"QBRE"},{"$f":"IF($E824=DataInput!$B823,DataInput!D823,NA())","v":"Braemer Kumbarilla Park"},{"$f":"IF($E824=DataInput!$B823,DataInput!E823,NA())","v":"Powerlink"},{"$f":"IF($E824=DataInput!$B823,DataInput!F823,NA())","v":"Summer"},{"$f":"IF($E824=DataInput!$B823,DataInput!G823,NA())","v":"Non-Coincident"},{"$f":"IF($E824=DataInput!$B823,DataInput!H823,NA())","v":2019},{"$f":"IF($E824=DataInput!$B823,DataInput!I823,NA())","v":"POE50"},{"$f":"IF($E824=DataInput!$B823,DataInput!J823,NA())","v":"NA"},{"$f":"IF($E824=DataInput!$B823,DataInput!K823,NA())","v":"NA"},null,null,"QLD Braemer Kumbarilla Park",null,null,null,null,false,null,null,{"$error":"#N/A"},{"$error":"#N/A"},{"$error":"#N/A"},{"$error":"#N/A"},{"$error":"#N/A"},{"$error":"#N/A"},{"$error":"#N/A"},{"$error":"#N/A"},{"$error":"#N/A"},{"$error":"#N/A"}]
[null,{"$f":"IF(DataInput!B824=$B$8,IF($B$9=$B$10,TRUE,IF(DataInput!E824=$B$9,TRUE,FALSE)))","v":true},null,null,{"$f":"IF(B825=TRUE,DataInput!B824,NA())","v":"QLD"},{"$f":"IF($E825=DataInput!$B824,DataInput!C824,NA())","v":"QBRE"},{"$f":"IF($E825=DataInput!$B824,DataInput!D824,NA())","v":"Braemer Kumbarilla Park"},{"$f":"IF($E825=DataInput!$B824,DataInput!E824,NA())","v":"Powerlink"},{"$f":"IF($E825=DataInput!$B824,DataInput!F824,NA())","v":"Summer"},{"$f":"IF($E825=DataInput!$B824,DataInput!G824,NA())","v":"Non-Coincident"},{"$f":"IF($E825=DataInput!$B824,DataInput!H824,NA())","v":2020},{"$f":"IF($E825=DataInput!$B824,DataInput!I824,NA())","v":"POE50"},{"$f":"IF($E825=DataInput!$B824,DataInput!J824,NA())","v":"NA"},{"$f":"IF($E825=DataInput!$B824,DataInput!K824,NA())","v":"NA"},null,null,"QLD Braemer Kumbarilla Park",null,null,null,null,false,null,null,{"$error":"#N/A"},{"$error":"#N/A"},{"$error":"#N/A"},{"$error":"#N/A"},{"$error":"#N/A"},{"$error":"#N/A"},{"$error":"#N/A"},{"$error":"#N/A"},{"$error":"#N/A"},{"$error":"#N/A"}]
[null,{"$f":"IF(DataInput!B825=$B$8,IF($B$9=$B$10,TRUE,IF(DataInput!E825=$B$9,TRUE,FALSE)))","v":true},null,null,{"$f":"IF(B826=TRUE,DataInput!B825,NA())","v":"QLD"},{"$f":"IF($E826=DataInput!$B825,DataInput!C825,NA())","v":"QBRE"},{"$f":"IF($E826=DataInput!$B825,DataInput!D825,NA())","v":"Braemer Kumbarilla Park"},{"$f":"IF($E826=DataInput!$B825,DataInput!E825,NA())","v":"Powerlink"},{"$f":"IF($E826=DataInput!$B825,DataInput!F825,NA())","v":"Summer"},{"$f":"IF($E826=DataInput!$B825,DataInput!G825,NA())","v":"Non-Coincident"},{"$f":"IF($E826=DataInput!$B825,DataInput!H825,NA())","v":2021},{"$f":"IF($E826=DataInput!$B825,DataInput!I825,NA())","v":"POE50"},{"$f":"IF($E826=DataInput!$B825,DataInput!J825,NA())","v":"NA"},{"$f":"IF($E826=DataInput!$B825,DataInput!K825,NA())","v":"NA"},null,null,"QLD Braemer Kumbarilla Park",null,null,null,null,false,null,null,{"$error":"#N/A"},{"$error":"#N/A"},{"$error":"#N/A"},{"$error":"#N/A"},{"$error":"#N/A"},{"$error":"#N/A"},{"$error":"#N/A"},{"$error":"#N/A"},{"$error":"#N/A"},{"$error":"#N/A"}]
[null,{"$f":"IF(DataInput!B826=$B$8,IF($B$9=$B$10,TRUE,IF(DataInput!E826=$B$9,TRUE,FALSE)))","v":true},null,null,{"$f":"IF(B827=TRUE,DataInput!B826,NA())","v":"QLD"},{"$f":"IF($E827=DataInput!$B826,DataInput!C826,NA())","v":"QBRE"},{"$f":"IF($E827=DataInput!$B826,DataInput!D826,NA())","v":"Braemer Kumbarilla Park"},{"$f":"IF($E827=DataInput!$B826,DataInput!E826,NA())","v":"Powerlink"},{"$f":"IF($E827=DataInput!$B826,DataInput!F826,NA())","v":"Summer"},{"$f":"IF($E827=DataInput!$B826,DataInput!G826,NA())","v":"Non-Coincident"},{"$f":"IF($E827=DataInput!$B826,DataInput!H826,NA())","v":2022},{"$f":"IF($E827=DataInput!$B826,DataInput!I826,NA())","v":"POE50"},{"$f":"IF($E827=DataInput!$B826,DataInput!J826,NA())","v":"NA"},{"$f":"IF($E827=DataInput!$B826,DataInput!K826,NA())","v":"NA"},null,null,"QLD Braemer Kumbarilla Park",null,null,null,null,false,null,null,{"$error":"#N/A"},{"$error":"#N/A"},{"$error":"#N/A"},{"$error":"#N/A"},{"$error":"#N/A"},{"$error":"#N/A"},{"$error":"#N/A"},{"$error":"#N/A"},{"$error":"#N/A"},{"$error":"#N/A"}]
[null,{"$f":"IF(DataInput!B827=$B$8,IF($B$9=$B$10,TRUE,IF(DataInput!E827=$B$9,TRUE,FALSE)))","v":true},null,null,{"$f":"IF(B828=TRUE,DataInput!B827,NA())","v":"QLD"},{"$f":"IF($E828=DataInput!$B827,DataInput!C827,NA())","v":"QBRE"},{"$f":"IF($E828=DataInput!$B827,DataInput!D827,NA())","v":"Braemer Kumbarilla Park"},{"$f":"IF($E828=DataInput!$B827,DataInput!E827,NA())","v":"Powerlink"},{"$f":"IF($E828=DataInput!$B827,DataInput!F827,NA())","v":"Summer"},{"$f":"IF($E828=DataInput!$B827,DataInput!G827,NA())","v":"Non-Coincident"},{"$f":"IF($E828=DataInput!$B827,DataInput!H827,NA())","v":2023},{"$f":"IF($E828=DataInput!$B827,DataInput!I827,NA())","v":"POE50"},{"$f":"IF($E828=DataInput!$B827,DataInput!J827,NA())","v":"NA"},{"$f":"IF($E828=DataInput!$B827,DataInput!K827,NA())","v":"NA"},null,null,"QLD Braemer Kumbarilla Park",null,null,null,null,false,null,null,{"$error":"#N/A"},{"$error":"#N/A"},{"$error":"#N/A"},{"$error":"#N/A"},{"$error":"#N/A"},{"$error":"#N/A"},{"$error":"#N/A"},{"$error":"#N/A"},{"$error":"#N/A"},{"$error":"#N/A"}]
[null,{"$f":"IF(DataInput!B828=$B$8,IF($B$9=$B$10,TRUE,IF(DataInput!E828=$B$9,TRUE,FALSE)))","v":true},null,null,{"$f":"IF(B829=TRUE,DataInput!B828,NA())","v":"QLD"},{"$f":"IF($E829=DataInput!$B828,DataInput!C828,NA())","v":"QBRE"},{"$f":"IF($E829=DataInput!$B828,DataInput!D828,NA())","v":"Braemer Kumbarilla Park"},{"$f":"IF($E829=DataInput!$B828,DataInput!E828,NA())","v":"Powerlink"},{"$f":"IF($E829=DataInput!$B828,DataInput!F828,NA())","v":"Summer"},{"$f":"IF($E829=DataInput!$B828,DataInput!G828,NA())","v":"Non-Coincident"},{"$f":"IF($E829=DataInput!$B828,DataInput!H828,NA())","v":2024},{"$f":"IF($E829=DataInput!$B828,DataInput!I828,NA())","v":"POE50"},{"$f":"IF($E829=DataInput!$B828,DataInput!J828,NA())","v":"NA"},{"$f":"IF($E829=DataInput!$B828,DataInput!K828,NA())","v":"NA"},null,null,"QLD Braemer Kumbarilla Park",null,null,null,null,false,null,null,{"$error":"#N/A"},{"$error":"#N/A"},{"$error":"#N/A"},{"$error":"#N/A"},{"$error":"#N/A"},{"$error":"#N/A"},{"$error":"#N/A"},{"$error":"#N/A"},{"$error":"#N/A"},{"$error":"#N/A"}]
[null,{"$f":"IF(DataInput!B829=$B$8,IF($B$9=$B$10,TRUE,IF(DataInput!E829=$B$9,TRUE,FALSE)))","v":true},null,null,{"$f":"IF(B830=TRUE,DataInput!B829,NA())","v":"QLD"},{"$f":"IF($E830=DataInput!$B829,DataInput!C829,NA())","v":"QBRE"},{"$f":"IF($E830=DataInput!$B829,DataInput!D829,NA())","v":"Braemer Kumbarilla Park"},{"$f":"IF($E830=DataInput!$B829,DataInput!E829,NA())","v":"Powerlink"},{"$f":"IF($E830=DataInput!$B829,DataInput!F829,NA())","v":"Summer"},{"$f":"IF($E830=DataInput!$B829,DataInput!G829,NA())","v":"Non-Coincident"},{"$f":"IF($E830=DataInput!$B829,DataInput!H829,NA())","v":2025},{"$f":"IF($E830=DataInput!$B829,DataInput!I829,NA())","v":"POE50"},{"$f":"IF($E830=DataInput!$B829,DataInput!J829,NA())","v":"NA"},{"$f":"IF($E830=DataInput!$B829,DataInput!K829,NA())","v":"NA"},null,null,"QLD Braemer Kumbarilla Park",null,null,null,null,false,null,null,{"$error":"#N/A"},{"$error":"#N/A"},{"$error":"#N/A"},{"$error":"#N/A"},{"$error":"#N/A"},{"$error":"#N/A"},{"$error":"#N/A"},{"$error":"#N/A"},{"$error":"#N/A"},{"$error":"#N/A"}]
[null,{"$f":"IF(DataInput!B830=$B$8,IF($B$9=$B$10,TRUE,IF(DataInput!E830=$B$9,TRUE,FALSE)))","v":true},null,null,{"$f":"IF(B831=TRUE,DataInput!B830,NA())","v":"QLD"},{"$f":"IF($E831=DataInput!$B830,DataInput!C830,NA())","v":"QBRE"},{"$f":"IF($E831=DataInput!$B830,DataInput!D830,NA())","v":"Braemer Kumbarilla Park"},{"$f":"IF($E831=DataInput!$B830,DataInput!E830,NA())","v":"Powerlink"},{"$f":"IF($E831=DataInput!$B830,DataInput!F830,NA())","v":"Summer"},{"$f":"IF($E831=DataInput!$B830,DataInput!G830,NA())","v":"Non-Coincident"},{"$f":"IF($E831=DataInput!$B830,DataInput!H830,NA())","v":2026},{"$f":"IF($E831=DataInput!$B830,DataInput!I830,NA())","v":"POE50"},{"$f":"IF($E831=DataInput!$B830,DataInput!J830,NA())","v":"NA"},{"$f":"IF($E831=DataInput!$B830,DataInput!K830,NA())","v":"NA"},null,null,"QLD Braemer Kumbarilla Park",null,null,null,null,false,null,null,{"$error":"#N/A"},{"$error":"#N/A"},{"$error":"#N/A"},{"$error":"#N/A"},{"$error":"#N/A"},{"$error":"#N/A"},{"$error":"#N/A"},{"$error":"#N/A"},{"$error":"#N/A"},{"$error":"#N/A"}]
[null,{"$f":"IF(DataInput!B831=$B$8,IF($B$9=$B$10,TRUE,IF(DataInput!E831=$B$9,TRUE,FALSE)))","v":true},null,null,{"$f":"IF(B832=TRUE,DataInput!B831,NA())","v":"QLD"},{"$f":"IF($E832=DataInput!$B831,DataInput!C831,NA())","v":"QBRE"},{"$f":"IF($E832=DataInput!$B831,DataInput!D831,NA())","v":"Braemer Kumbarilla Park"},{"$f":"IF($E832=DataInput!$B831,DataInput!E831,NA())","v":"Powerlink"},{"$f":"IF($E832=DataInput!$B831,DataInput!F831,NA())","v":"Winter"},{"$f":"IF($E832=DataInput!$B831,DataInput!G831,NA())","v":"Non-Coincident"},{"$f":"IF($E832=DataInput!$B831,DataInput!H831,NA())","v":2016},{"$f":"IF($E832=DataInput!$B831,DataInput!I831,NA())","v":"POE10"},{"$f":"IF($E832=DataInput!$B831,DataInput!J831,NA())","v":"NA"},{"$f":"IF($E832=DataInput!$B831,DataInput!K831,NA())","v":"NA"},null,null,"QLD Braemer Kumbarilla Park",null,null,null,null,false,null,null,{"$error":"#N/A"},{"$error":"#N/A"},{"$error":"#N/A"},{"$error":"#N/A"},{"$error":"#N/A"},{"$error":"#N/A"},{"$error":"#N/A"},{"$error":"#N/A"},{"$error":"#N/A"},{"$error":"#N/A"}]
[null,{"$f":"IF(DataInput!B832=$B$8,IF($B$9=$B$10,TRUE,IF(DataInput!E832=$B$9,TRUE,FALSE)))","v":true},null,null,{"$f":"IF(B833=TRUE,DataInput!B832,NA())","v":"QLD"},{"$f":"IF($E833=DataInput!$B832,DataInput!C832,NA())","v":"QBRE"},{"$f":"IF($E833=DataInput!$B832,DataInput!D832,NA())","v":"Braemer Kumbarilla Park"},{"$f":"IF($E833=DataInput!$B832,DataInput!E832,NA())","v":"Powerlink"},{"$f":"IF($E833=DataInput!$B832,DataInput!F832,NA())","v":"Winter"},{"$f":"IF($E833=DataInput!$B832,DataInput!G832,NA())","v":"Non-Coincident"},{"$f":"IF($E833=DataInput!$B832,DataInput!H832,NA())","v":2017},{"$f":"IF($E833=DataInput!$B832,DataInput!I832,NA())","v":"POE10"},{"$f":"IF($E833=DataInput!$B832,DataInput!J832,NA())","v":"NA"},{"$f":"IF($E833=DataInput!$B832,DataInput!K832,NA())","v":"NA"},null,null,"QLD Braemer Kumbarilla Park",null,null,null,null,false,null,null,{"$error":"#N/A"},{"$error":"#N/A"},{"$error":"#N/A"},{"$error":"#N/A"},{"$error":"#N/A"},{"$error":"#N/A"},{"$error":"#N/A"},{"$error":"#N/A"},{"$error":"#N/A"},{"$error":"#N/A"}]
[null,{"$f":"IF(DataInput!B833=$B$8,IF($B$9=$B$10,TRUE,IF(DataInput!E833=$B$9,TRUE,FALSE)))","v":true},null,null,{"$f":"IF(B834=TRUE,DataInput!B833,NA())","v":"QLD"},{"$f":"IF($E834=DataInput!$B833,DataInput!C833,NA())","v":"QBRE"},{"$f":"IF($E834=DataInput!$B833,DataInput!D833,NA())","v":"Braemer Kumbarilla Park"},{"$f":"IF($E834=DataInput!$B833,DataInput!E833,NA())","v":"Powerlink"},{"$f":"IF($E834=DataInput!$B833,DataInput!F833,NA())","v":"Winter"},{"$f":"IF($E834=DataInput!$B833,DataInput!G833,NA())","v":"Non-Coincident"},{"$f":"IF($E834=DataInput!$B833,DataInput!H833,NA())","v":2018},{"$f":"IF($E834=DataInput!$B833,DataInput!I833,NA())","v":"POE10"},{"$f":"IF($E834=DataInput!$B833,DataInput!J833,NA())","v":"NA"},{"$f":"IF($E834=DataInput!$B833,DataInput!K833,NA())","v":"NA"},null,null,"QLD Braemer Kumbarilla Park",null,null,null,null,false,null,null,{"$error":"#N/A"},{"$error":"#N/A"},{"$error":"#N/A"},{"$error":"#N/A"},{"$error":"#N/A"},{"$error":"#N/A"},{"$error":"#N/A"},{"$error":"#N/A"},{"$error":"#N/A"},{"$error":"#N/A"}]
[null,{"$f":"IF(DataInput!B834=$B$8,IF($B$9=$B$10,TRUE,IF(DataInput!E834=$B$9,TRUE,FALSE)))","v":true},null,null,{"$f":"IF(B835=TRUE,DataInput!B834,NA())","v":"QLD"},{"$f":"IF($E835=DataInput!$B834,DataInput!C834,NA())","v":"QBRE"},{"$f":"IF($E835=DataInput!$B834,DataInput!D834,NA())","v":"Braemer Kumbarilla Park"},{"$f":"IF($E835=DataInput!$B834,DataInput!E834,NA())","v":"Powerlink"},{"$f":"IF($E835=DataInput!$B834,DataInput!F834,NA())","v":"Winter"},{"$f":"IF($E835=DataInput!$B834,DataInput!G834,NA())","v":"Non-Coincident"},{"$f":"IF($E835=DataInput!$B834,DataInput!H834,NA())","v":2019},{"$f":"IF($E835=DataInput!$B834,DataInput!I834,NA())","v":"POE10"},{"$f":"IF($E835=DataInput!$B834,DataInput!J834,NA())","v":"NA"},{"$f":"IF($E835=DataInput!$B834,DataInput!K834,NA())","v":"NA"},null,null,"QLD Braemer Kumbarilla Park",null,null,null,null,false,null,null,{"$error":"#N/A"},{"$error":"#N/A"},{"$error":"#N/A"},{"$error":"#N/A"},{"$error":"#N/A"},{"$error":"#N/A"},{"$error":"#N/A"},{"$error":"#N/A"},{"$error":"#N/A"},{"$error":"#N/A"}]
[null,{"$f":"IF(DataInput!B835=$B$8,IF($B$9=$B$10,TRUE,IF(DataInput!E835=$B$9,TRUE,FALSE)))","v":true},null,null,{"$f":"IF(B836=TRUE,DataInput!B835,NA())","v":"QLD"},{"$f":"IF($E836=DataInput!$B835,DataInput!C835,NA())","v":"QBRE"},{"$f":"IF($E836=DataInput!$B835,DataInput!D835,NA())","v":"Braemer Kumbarilla Park"},{"$f":"IF($E836=DataInput!$B835,DataInput!E835,NA())","v":"Powerlink"},{"$f":"IF($E836=DataInput!$B835,DataInput!F835,NA())","v":"Winter"},{"$f":"IF($E836=DataInput!$B835,DataInput!G835,NA())","v":"Non-Coincident"},{"$f":"IF($E836=DataInput!$B835,DataInput!H835,NA())","v":2020},{"$f":"IF($E836=DataInput!$B835,DataInput!I835,NA())","v":"POE10"},{"$f":"IF($E836=DataInput!$B835,DataInput!J835,NA())","v":"NA"},{"$f":"IF($E836=DataInput!$B835,DataInput!K835,NA())","v":"NA"},null,null,"QLD Braemer Kumbarilla Park",null,null,null,null,false,null,null,{"$error":"#N/A"},{"$error":"#N/A"},{"$error":"#N/A"},{"$error":"#N/A"},{"$error":"#N/A"},{"$error":"#N/A"},{"$error":"#N/A"},{"$error":"#N/A"},{"$error":"#N/A"},{"$error":"#N/A"}]
[null,{"$f":"IF(DataInput!B836=$B$8,IF($B$9=$B$10,TRUE,IF(DataInput!E836=$B$9,TRUE,FALSE)))","v":true},null,null,{"$f":"IF(B837=TRUE,DataInput!B836,NA())","v":"QLD"},{"$f":"IF($E837=DataInput!$B836,DataInput!C836,NA())","v":"QBRE"},{"$f":"IF($E837=DataInput!$B836,DataInput!D836,NA())","v":"Braemer Kumbarilla Park"},{"$f":"IF($E837=DataInput!$B836,DataInput!E836,NA())","v":"Powerlink"},{"$f":"IF($E837=DataInput!$B836,DataInput!F836,NA())","v":"Winter"},{"$f":"IF($E837=DataInput!$B836,DataInput!G836,NA())","v":"Non-Coincident"},{"$f":"IF($E837=DataInput!$B836,DataInput!H836,NA())","v":2021},{"$f":"IF($E837=DataInput!$B836,DataInput!I836,NA())","v":"POE10"},{"$f":"IF($E837=DataInput!$B836,DataInput!J836,NA())","v":"NA"},{"$f":"IF($E837=DataInput!$B836,DataInput!K836,NA())","v":"NA"},null,null,"QLD Braemer Kumbarilla Park",null,null,null,null,false,null,null,{"$error":"#N/A"},{"$error":"#N/A"},{"$error":"#N/A"},{"$error":"#N/A"},{"$error":"#N/A"},{"$error":"#N/A"},{"$error":"#N/A"},{"$error":"#N/A"},{"$error":"#N/A"},{"$error":"#N/A"}]
[null,{"$f":"IF(DataInput!B837=$B$8,IF($B$9=$B$10,TRUE,IF(DataInput!E837=$B$9,TRUE,FALSE)))","v":true},null,null,{"$f":"IF(B838=TRUE,DataInput!B837,NA())","v":"QLD"},{"$f":"IF($E838=DataInput!$B837,DataInput!C837,NA())","v":"QBRE"},{"$f":"IF($E838=DataInput!$B837,DataInput!D837,NA())","v":"Braemer Kumbarilla Park"},{"$f":"IF($E838=DataInput!$B837,DataInput!E837,NA())","v":"Powerlink"},{"$f":"IF($E838=DataInput!$B837,DataInput!F837,NA())","v":"Winter"},{"$f":"IF($E838=DataInput!$B837,DataInput!G837,NA())","v":"Non-Coincident"},{"$f":"IF($E838=DataInput!$B837,DataInput!H837,NA())","v":2022},{"$f":"IF($E838=DataInput!$B837,DataInput!I837,NA())","v":"POE10"},{"$f":"IF($E838=DataInput!$B837,DataInput!J837,NA())","v":"NA"},{"$f":"IF($E838=DataInput!$B837,DataInput!K837,NA())","v":"NA"},null,null,"QLD Braemer Kumbarilla Park",null,null,null,null,false,null,null,{"$error":"#N/A"},{"$error":"#N/A"},{"$error":"#N/A"},{"$error":"#N/A"},{"$error":"#N/A"},{"$error":"#N/A"},{"$error":"#N/A"},{"$error":"#N/A"},{"$error":"#N/A"},{"$error":"#N/A"}]
[null,{"$f":"IF(DataInput!B838=$B$8,IF($B$9=$B$10,TRUE,IF(DataInput!E838=$B$9,TRUE,FALSE)))","v":true},null,null,{"$f":"IF(B839=TRUE,DataInput!B838,NA())","v":"QLD"},{"$f":"IF($E839=DataInput!$B838,DataInput!C838,NA())","v":"QBRE"},{"$f":"IF($E839=DataInput!$B838,DataInput!D838,NA())","v":"Braemer Kumbarilla Park"},{"$f":"IF($E839=DataInput!$B838,DataInput!E838,NA())","v":"Powerlink"},{"$f":"IF($E839=DataInput!$B838,DataInput!F838,NA())","v":"Winter"},{"$f":"IF($E839=DataInput!$B838,DataInput!G838,NA())","v":"Non-Coincident"},{"$f":"IF($E839=DataInput!$B838,DataInput!H838,NA())","v":2023},{"$f":"IF($E839=DataInput!$B838,DataInput!I838,NA())","v":"POE10"},{"$f":"IF($E839=DataInput!$B838,DataInput!J838,NA())","v":"NA"},{"$f":"IF($E839=DataInput!$B838,DataInput!K838,NA())","v":"NA"},null,null,"QLD Braemer Kumbarilla Park",null,null,null,null,false,null,null,{"$error":"#N/A"},{"$error":"#N/A"},{"$error":"#N/A"},{"$error":"#N/A"},{"$error":"#N/A"},{"$error":"#N/A"},{"$error":"#N/A"},{"$error":"#N/A"},{"$error":"#N/A"},{"$error":"#N/A"}]
[null,{"$f":"IF(DataInput!B839=$B$8,IF($B$9=$B$10,TRUE,IF(DataInput!E839=$B$9,TRUE,FALSE)))","v":true},null,null,{"$f":"IF(B840=TRUE,DataInput!B839,NA())","v":"QLD"},{"$f":"IF($E840=DataInput!$B839,DataInput!C839,NA())","v":"QBRE"},{"$f":"IF($E840=DataInput!$B839,DataInput!D839,NA())","v":"Braemer Kumbarilla Park"},{"$f":"IF($E840=DataInput!$B839,DataInput!E839,NA())","v":"Powerlink"},{"$f":"IF($E840=DataInput!$B839,DataInput!F839,NA())","v":"Winter"},{"$f":"IF($E840=DataInput!$B839,DataInput!G839,NA())","v":"Non-Coincident"},{"$f":"IF($E840=DataInput!$B839,DataInput!H839,NA())","v":2024},{"$f":"IF($E840=DataInput!$B839,DataInput!I839,NA())","v":"POE10"},{"$f":"IF($E840=DataInput!$B839,DataInput!J839,NA())","v":"NA"},{"$f":"IF($E840=DataInput!$B839,DataInput!K839,NA())","v":"NA"},null,null,"QLD Braemer Kumbarilla Park",null,null,null,null,false,null,null,{"$error":"#N/A"},{"$error":"#N/A"},{"$error":"#N/A"},{"$error":"#N/A"},{"$error":"#N/A"},{"$error":"#N/A"},{"$error":"#N/A"},{"$error":"#N/A"},{"$error":"#N/A"},{"$error":"#N/A"}]
[null,{"$f":"IF(DataInput!B840=$B$8,IF($B$9=$B$10,TRUE,IF(DataInput!E840=$B$9,TRUE,FALSE)))","v":true},null,null,{"$f":"IF(B841=TRUE,DataInput!B840,NA())","v":"QLD"},{"$f":"IF($E841=DataInput!$B840,DataInput!C840,NA())","v":"QBRE"},{"$f":"IF($E841=DataInput!$B840,DataInput!D840,NA())","v":"Braemer Kumbarilla Park"},{"$f":"IF($E841=DataInput!$B840,DataInput!E840,NA())","v":"Powerlink"},{"$f":"IF($E841=DataInput!$B840,DataInput!F840,NA())","v":"Winter"},{"$f":"IF($E841=DataInput!$B840,DataInput!G840,NA())","v":"Non-Coincident"},{"$f":"IF($E841=DataInput!$B840,DataInput!H840,NA())","v":2025},{"$f":"IF($E841=DataInput!$B840,DataInput!I840,NA())","v":"POE10"},{"$f":"IF($E841=DataInput!$B840,DataInput!J840,NA())","v":"NA"},{"$f":"IF($E841=DataInput!$B840,DataInput!K840,NA())","v":"NA"},null,null,"QLD Braemer Kumbarilla Park",null,null,null,null,false,null,null,{"$error":"#N/A"},{"$error":"#N/A"},{"$error":"#N/A"},{"$error":"#N/A"},{"$error":"#N/A"},{"$error":"#N/A"},{"$error":"#N/A"},{"$error":"#N/A"},{"$error":"#N/A"},{"$error":"#N/A"}]
[null,{"$f":"IF(DataInput!B841=$B$8,IF($B$9=$B$10,TRUE,IF(DataInput!E841=$B$9,TRUE,FALSE)))","v":true},null,null,{"$f":"IF(B842=TRUE,DataInput!B841,NA())","v":"QLD"},{"$f":"IF($E842=DataInput!$B841,DataInput!C841,NA())","v":"QBRE"},{"$f":"IF($E842=DataInput!$B841,DataInput!D841,NA())","v":"Braemer Kumbarilla Park"},{"$f":"IF($E842=DataInput!$B841,DataInput!E841,NA())","v":"Powerlink"},{"$f":"IF($E842=DataInput!$B841,DataInput!F841,NA())","v":"Winter"},{"$f":"IF($E842=DataInput!$B841,DataInput!G841,NA())","v":"Non-Coincident"},{"$f":"IF($E842=DataInput!$B841,DataInput!H841,NA())","v":2016},{"$f":"IF($E842=DataInput!$B841,DataInput!I841,NA())","v":"POE50"},{"$f":"IF($E842=DataInput!$B841,DataInput!J841,NA())","v":"NA"},{"$f":"IF($E842=DataInput!$B841,DataInput!K841,NA())","v":"NA"},null,null,"QLD Braemer Kumbarilla Park",null,null,null,null,false,null,null,{"$error":"#N/A"},{"$error":"#N/A"},{"$error":"#N/A"},{"$error":"#N/A"},{"$error":"#N/A"},{"$error":"#N/A"},{"$error":"#N/A"},{"$error":"#N/A"},{"$error":"#N/A"},{"$error":"#N/A"}]
[null,{"$f":"IF(DataInput!B842=$B$8,IF($B$9=$B$10,TRUE,IF(DataInput!E842=$B$9,TRUE,FALSE)))","v":true},null,null,{"$f":"IF(B843=TRUE,DataInput!B842,NA())","v":"QLD"},{"$f":"IF($E843=DataInput!$B842,DataInput!C842,NA())","v":"QBRE"},{"$f":"IF($E843=DataInput!$B842,DataInput!D842,NA())","v":"Braemer Kumbarilla Park"},{"$f":"IF($E843=DataInput!$B842,DataInput!E842,NA())","v":"Powerlink"},{"$f":"IF($E843=DataInput!$B842,DataInput!F842,NA())","v":"Winter"},{"$f":"IF($E843=DataInput!$B842,DataInput!G842,NA())","v":"Non-Coincident"},{"$f":"IF($E843=DataInput!$B842,DataInput!H842,NA())","v":2017},{"$f":"IF($E843=DataInput!$B842,DataInput!I842,NA())","v":"POE50"},{"$f":"IF($E843=DataInput!$B842,DataInput!J842,NA())","v":"NA"},{"$f":"IF($E843=DataInput!$B842,DataInput!K842,NA())","v":"NA"},null,null,"QLD Braemer Kumbarilla Park",null,null,null,null,false,null,null,{"$error":"#N/A"},{"$error":"#N/A"},{"$error":"#N/A"},{"$error":"#N/A"},{"$error":"#N/A"},{"$error":"#N/A"},{"$error":"#N/A"},{"$error":"#N/A"},{"$error":"#N/A"},{"$error":"#N/A"}]
[null,{"$f":"IF(DataInput!B843=$B$8,IF($B$9=$B$10,TRUE,IF(DataInput!E843=$B$9,TRUE,FALSE)))","v":true},null,null,{"$f":"IF(B844=TRUE,DataInput!B843,NA())","v":"QLD"},{"$f":"IF($E844=DataInput!$B843,DataInput!C843,NA())","v":"QBRE"},{"$f":"IF($E844=DataInput!$B843,DataInput!D843,NA())","v":"Braemer Kumbarilla Park"},{"$f":"IF($E844=DataInput!$B843,DataInput!E843,NA())","v":"Powerlink"},{"$f":"IF($E844=DataInput!$B843,DataInput!F843,NA())","v":"Winter"},{"$f":"IF($E844=DataInput!$B843,DataInput!G843,NA())","v":"Non-Coincident"},{"$f":"IF($E844=DataInput!$B843,DataInput!H843,NA())","v":2018},{"$f":"IF($E844=DataInput!$B843,DataInput!I843,NA())","v":"POE50"},{"$f":"IF($E844=DataInput!$B843,DataInput!J843,NA())","v":"NA"},{"$f":"IF($E844=DataInput!$B843,DataInput!K843,NA())","v":"NA"},null,null,{"$f":"IF(OR(ISERROR(E844),ISERROR(G844)),\"  \",E844&\" \"&G844)","v":"QLD Braemer Kumbarilla Park"},null,null,null,null,{"$f":"IF(ISERROR(G844),FALSE,IF($V$9=G844,TRUE,FALSE))","v":false},null,null,{"$f":"IF($V844=TRUE,E844,NA())","v":{"$error":"#N/A"}},{"$error":"#N/A"},{"$error":"#N/A"},{"$error":"#N/A"},{"$error":"#N/A"},{"$error":"#N/A"},{"$error":"#N/A"},{"$error":"#N/A"},{"$error":"#N/A"},{"$error":"#N/A"}]
[null,{"$f":"IF(DataInput!B844=$B$8,IF($B$9=$B$10,TRUE,IF(DataInput!E844=$B$9,TRUE,FALSE)))","v":true},null,null,{"$f":"IF(B845=TRUE,DataInput!B844,NA())","v":"QLD"},{"$f":"IF($E845=DataInput!$B844,DataInput!C844,NA())","v":"QBRE"},{"$f":"IF($E845=DataInput!$B844,DataInput!D844,NA())","v":"Braemer Kumbarilla Park"},{"$f":"IF($E845=DataInput!$B844,DataInput!E844,NA())","v":"Powerlink"},{"$f":"IF($E845=DataInput!$B844,DataInput!F844,NA())","v":"Winter"},{"$f":"IF($E845=DataInput!$B844,DataInput!G844,NA())","v":"Non-Coincident"},{"$f":"IF($E845=DataInput!$B844,DataInput!H844,NA())","v":2019},{"$f":"IF($E845=DataInput!$B844,DataInput!I844,NA())","v":"POE50"},{"$f":"IF($E845=DataInput!$B844,DataInput!J844,NA())","v":"NA"},{"$f":"IF($E845=DataInput!$B844,DataInput!K844,NA())","v":"NA"},null,null,"QLD Braemer Kumbarilla Park",null,null,null,null,false,null,null,{"$error":"#N/A"},{"$error":"#N/A"},{"$error":"#N/A"},{"$error":"#N/A"},{"$error":"#N/A"},{"$error":"#N/A"},{"$error":"#N/A"},{"$error":"#N/A"},{"$error":"#N/A"},{"$error":"#N/A"}]
[null,{"$f":"IF(DataInput!B845=$B$8,IF($B$9=$B$10,TRUE,IF(DataInput!E845=$B$9,TRUE,FALSE)))","v":true},null,null,{"$f":"IF(B846=TRUE,DataInput!B845,NA())","v":"QLD"},{"$f":"IF($E846=DataInput!$B845,DataInput!C845,NA())","v":"QBRE"},{"$f":"IF($E846=DataInput!$B845,DataInput!D845,NA())","v":"Braemer Kumbarilla Park"},{"$f":"IF($E846=DataInput!$B845,DataInput!E845,NA())","v":"Powerlink"},{"$f":"IF($E846=DataInput!$B845,DataInput!F845,NA())","v":"Winter"},{"$f":"IF($E846=DataInput!$B845,DataInput!G845,NA())","v":"Non-Coincident"},{"$f":"IF($E846=DataInput!$B845,DataInput!H845,NA())","v":2020},{"$f":"IF($E846=DataInput!$B845,DataInput!I845,NA())","v":"POE50"},{"$f":"IF($E846=DataInput!$B845,DataInput!J845,NA())","v":"NA"},{"$f":"IF($E846=DataInput!$B845,DataInput!K845,NA())","v":"NA"},null,null,"QLD Braemer Kumbarilla Park",null,null,null,null,false,null,null,{"$error":"#N/A"},{"$error":"#N/A"},{"$error":"#N/A"},{"$error":"#N/A"},{"$error":"#N/A"},{"$error":"#N/A"},{"$error":"#N/A"},{"$error":"#N/A"},{"$error":"#N/A"},{"$error":"#N/A"}]
[null,{"$f":"IF(DataInput!B846=$B$8,IF($B$9=$B$10,TRUE,IF(DataInput!E846=$B$9,TRUE,FALSE)))","v":true},null,null,{"$f":"IF(B847=TRUE,DataInput!B846,NA())","v":"QLD"},{"$f":"IF($E847=DataInput!$B846,DataInput!C846,NA())","v":"QBRE"},{"$f":"IF($E847=DataInput!$B846,DataInput!D846,NA())","v":"Braemer Kumbarilla Park"},{"$f":"IF($E847=DataInput!$B846,DataInput!E846,NA())","v":"Powerlink"},{"$f":"IF($E847=DataInput!$B846,DataInput!F846,NA())","v":"Winter"},{"$f":"IF($E847=DataInput!$B846,DataInput!G846,NA())","v":"Non-Coincident"},{"$f":"IF($E847=DataInput!$B846,DataInput!H846,NA())","v":2021},{"$f":"IF($E847=DataInput!$B846,DataInput!I846,NA())","v":"POE50"},{"$f":"IF($E847=DataInput!$B846,DataInput!J846,NA())","v":"NA"},{"$f":"IF($E847=DataInput!$B846,DataInput!K846,NA())","v":"NA"},null,null,"QLD Braemer Kumbarilla Park",null,null,null,null,false,null,null,{"$error":"#N/A"},{"$error":"#N/A"},{"$error":"#N/A"},{"$error":"#N/A"},{"$error":"#N/A"},{"$error":"#N/A"},{"$error":"#N/A"},{"$error":"#N/A"},{"$error":"#N/A"},{"$error":"#N/A"}]
[null,{"$f":"IF(DataInput!B847=$B$8,IF($B$9=$B$10,TRUE,IF(DataInput!E847=$B$9,TRUE,FALSE)))","v":true},null,null,{"$f":"IF(B848=TRUE,DataInput!B847,NA())","v":"QLD"},{"$f":"IF($E848=DataInput!$B847,DataInput!C847,NA())","v":"QBRE"},{"$f":"IF($E848=DataInput!$B847,DataInput!D847,NA())","v":"Braemer Kumbarilla Park"},{"$f":"IF($E848=DataInput!$B847,DataInput!E847,NA())","v":"Powerlink"},{"$f":"IF($E848=DataInput!$B847,DataInput!F847,NA())","v":"Winter"},{"$f":"IF($E848=DataInput!$B847,DataInput!G847,NA())","v":"Non-Coincident"},{"$f":"IF($E848=DataInput!$B847,DataInput!H847,NA())","v":2022},{"$f":"IF($E848=DataInput!$B847,DataInput!I847,NA())","v":"POE50"},{"$f":"IF($E848=DataInput!$B847,DataInput!J847,NA())","v":"NA"},{"$f":"IF($E848=DataInput!$B847,DataInput!K847,NA())","v":"NA"},null,null,"QLD Braemer Kumbarilla Park",null,null,null,null,false,null,null,{"$error":"#N/A"},{"$error":"#N/A"},{"$error":"#N/A"},{"$error":"#N/A"},{"$error":"#N/A"},{"$error":"#N/A"},{"$error":"#N/A"},{"$error":"#N/A"},{"$error":"#N/A"},{"$error":"#N/A"}]
[null,{"$f":"IF(DataInput!B848=$B$8,IF($B$9=$B$10,TRUE,IF(DataInput!E848=$B$9,TRUE,FALSE)))","v":true},null,null,{"$f":"IF(B849=TRUE,DataInput!B848,NA())","v":"QLD"},{"$f":"IF($E849=DataInput!$B848,DataInput!C848,NA())","v":"QBRE"},{"$f":"IF($E849=DataInput!$B848,DataInput!D848,NA())","v":"Braemer Kumbarilla Park"},{"$f":"IF($E849=DataInput!$B848,DataInput!E848,NA())","v":"Powerlink"},{"$f":"IF($E849=DataInput!$B848,DataInput!F848,NA())","v":"Winter"},{"$f":"IF($E849=DataInput!$B848,DataInput!G848,NA())","v":"Non-Coincident"},{"$f":"IF($E849=DataInput!$B848,DataInput!H848,NA())","v":2023},{"$f":"IF($E849=DataInput!$B848,DataInput!I848,NA())","v":"POE50"},{"$f":"IF($E849=DataInput!$B848,DataInput!J848,NA())","v":"NA"},{"$f":"IF($E849=DataInput!$B848,DataInput!K848,NA())","v":"NA"},null,null,"QLD Braemer Kumbarilla Park",null,null,null,null,false,null,null,{"$error":"#N/A"},{"$error":"#N/A"},{"$error":"#N/A"},{"$error":"#N/A"},{"$error":"#N/A"},{"$error":"#N/A"},{"$error":"#N/A"},{"$error":"#N/A"},{"$error":"#N/A"},{"$error":"#N/A"}]
[null,{"$f":"IF(DataInput!B849=$B$8,IF($B$9=$B$10,TRUE,IF(DataInput!E849=$B$9,TRUE,FALSE)))","v":true},null,null,{"$f":"IF(B850=TRUE,DataInput!B849,NA())","v":"QLD"},{"$f":"IF($E850=DataInput!$B849,DataInput!C849,NA())","v":"QBRE"},{"$f":"IF($E850=DataInput!$B849,DataInput!D849,NA())","v":"Braemer Kumbarilla Park"},{"$f":"IF($E850=DataInput!$B849,DataInput!E849,NA())","v":"Powerlink"},{"$f":"IF($E850=DataInput!$B849,DataInput!F849,NA())","v":"Winter"},{"$f":"IF($E850=DataInput!$B849,DataInput!G849,NA())","v":"Non-Coincident"},{"$f":"IF($E850=DataInput!$B849,DataInput!H849,NA())","v":2024},{"$f":"IF($E850=DataInput!$B849,DataInput!I849,NA())","v":"POE50"},{"$f":"IF($E850=DataInput!$B849,DataInput!J849,NA())","v":"NA"},{"$f":"IF($E850=DataInput!$B849,DataInput!K849,NA())","v":"NA"},null,null,"QLD Braemer Kumbarilla Park",null,null,null,null,false,null,null,{"$error":"#N/A"},{"$error":"#N/A"},{"$error":"#N/A"},{"$error":"#N/A"},{"$error":"#N/A"},{"$error":"#N/A"},{"$error":"#N/A"},{"$error":"#N/A"},{"$error":"#N/A"},{"$error":"#N/A"}]
[null,{"$f":"IF(DataInput!B850=$B$8,IF($B$9=$B$10,TRUE,IF(DataInput!E850=$B$9,TRUE,FALSE)))","v":true},null,null,{"$f":"IF(B851=TRUE,DataInput!B850,NA())","v":"QLD"},{"$f":"IF($E851=DataInput!$B850,DataInput!C850,NA())","v":"QBRE"},{"$f":"IF($E851=DataInput!$B850,DataInput!D850,NA())","v":"Braemer Kumbarilla Park"},{"$f":"IF($E851=DataInput!$B850,DataInput!E850,NA())","v":"Powerlink"},{"$f":"IF($E851=DataInput!$B850,DataInput!F850,NA())","v":"Winter"},{"$f":"IF($E851=DataInput!$B850,DataInput!G850,NA())","v":"Non-Coincident"},{"$f":"IF($E851=DataInput!$B850,DataInput!H850,NA())","v":2025},{"$f":"IF($E851=DataInput!$B850,DataInput!I850,NA())","v":"POE50"},{"$f":"IF($E851=DataInput!$B850,DataInput!J850,NA())","v":"NA"},{"$f":"IF($E851=DataInput!$B850,DataInput!K850,NA())","v":"NA"},null,null,"QLD Braemer Kumbarilla Park",null,null,null,null,false,null,null,{"$error":"#N/A"},{"$error":"#N/A"},{"$error":"#N/A"},{"$error":"#N/A"},{"$error":"#N/A"},{"$error":"#N/A"},{"$error":"#N/A"},{"$error":"#N/A"},{"$error":"#N/A"},{"$error":"#N/A"}]
[null,{"$f":"IF(DataInput!B851=$B$8,IF($B$9=$B$10,TRUE,IF(DataInput!E851=$B$9,TRUE,FALSE)))","v":true},null,null,{"$f":"IF(B852=TRUE,DataInput!B851,NA())","v":"QLD"},{"$f":"IF($E852=DataInput!$B851,DataInput!C851,NA())","v":"QBUR"},{"$f":"IF($E852=DataInput!$B851,DataInput!D851,NA())","v":"Burton Downs"},{"$f":"IF($E852=DataInput!$B851,DataInput!E851,NA())","v":"Powerlink"},{"$f":"IF($E852=DataInput!$B851,DataInput!F851,NA())","v":"Summer"},{"$f":"IF($E852=DataInput!$B851,DataInput!G851,NA())","v":"Non-Coincident"},{"$f":"IF($E852=DataInput!$B851,DataInput!H851,NA())","v":2017},{"$f":"IF($E852=DataInput!$B851,DataInput!I851,NA())","v":"POE10"},{"$f":"IF($E852=DataInput!$B851,DataInput!J851,NA())","v":"NA"},{"$f":"IF($E852=DataInput!$B851,DataInput!K851,NA())","v":"NA"},null,null,"QLD Burton Downs",null,null,null,null,false,null,null,{"$error":"#N/A"},{"$error":"#N/A"},{"$error":"#N/A"},{"$error":"#N/A"},{"$error":"#N/A"},{"$error":"#N/A"},{"$error":"#N/A"},{"$error":"#N/A"},{"$error":"#N/A"},{"$error":"#N/A"}]
[null,{"$f":"IF(DataInput!B852=$B$8,IF($B$9=$B$10,TRUE,IF(DataInput!E852=$B$9,TRUE,FALSE)))","v":true},null,null,{"$f":"IF(B853=TRUE,DataInput!B852,NA())","v":"QLD"},{"$f":"IF($E853=DataInput!$B852,DataInput!C852,NA())","v":"QBUR"},{"$f":"IF($E853=DataInput!$B852,DataInput!D852,NA())","v":"Burton Downs"},{"$f":"IF($E853=DataInput!$B852,DataInput!E852,NA())","v":"Powerlink"},{"$f":"IF($E853=DataInput!$B852,DataInput!F852,NA())","v":"Summer"},{"$f":"IF($E853=DataInput!$B852,DataInput!G852,NA())","v":"Non-Coincident"},{"$f":"IF($E853=DataInput!$B852,DataInput!H852,NA())","v":2018},{"$f":"IF($E853=DataInput!$B852,DataInput!I852,NA())","v":"POE10"},{"$f":"IF($E853=DataInput!$B852,DataInput!J852,NA())","v":"NA"},{"$f":"IF($E853=DataInput!$B852,DataInput!K852,NA())","v":"NA"},null,null,"QLD Burton Downs",null,null,null,null,false,null,null,{"$error":"#N/A"},{"$error":"#N/A"},{"$error":"#N/A"},{"$error":"#N/A"},{"$error":"#N/A"},{"$error":"#N/A"},{"$error":"#N/A"},{"$error":"#N/A"},{"$error":"#N/A"},{"$error":"#N/A"}]
[null,{"$f":"IF(DataInput!B853=$B$8,IF($B$9=$B$10,TRUE,IF(DataInput!E853=$B$9,TRUE,FALSE)))","v":true},null,null,{"$f":"IF(B854=TRUE,DataInput!B853,NA())","v":"QLD"},{"$f":"IF($E854=DataInput!$B853,DataInput!C853,NA())","v":"QBUR"},{"$f":"IF($E854=DataInput!$B853,DataInput!D853,NA())","v":"Burton Downs"},{"$f":"IF($E854=DataInput!$B853,DataInput!E853,NA())","v":"Powerlink"},{"$f":"IF($E854=DataInput!$B853,DataInput!F853,NA())","v":"Summer"},{"$f":"IF($E854=DataInput!$B853,DataInput!G853,NA())","v":"Non-Coincident"},{"$f":"IF($E854=DataInput!$B853,DataInput!H853,NA())","v":2019},{"$f":"IF($E854=DataInput!$B853,DataInput!I853,NA())","v":"POE10"},{"$f":"IF($E854=DataInput!$B853,DataInput!J853,NA())","v":"NA"},{"$f":"IF($E854=DataInput!$B853,DataInput!K853,NA())","v":"NA"},null,null,"QLD Burton Downs",null,null,null,null,false,null,null,{"$error":"#N/A"},{"$error":"#N/A"},{"$error":"#N/A"},{"$error":"#N/A"},{"$error":"#N/A"},{"$error":"#N/A"},{"$error":"#N/A"},{"$error":"#N/A"},{"$error":"#N/A"},{"$error":"#N/A"}]
[null,{"$f":"IF(DataInput!B854=$B$8,IF($B$9=$B$10,TRUE,IF(DataInput!E854=$B$9,TRUE,FALSE)))","v":true},null,null,{"$f":"IF(B855=TRUE,DataInput!B854,NA())","v":"QLD"},{"$f":"IF($E855=DataInput!$B854,DataInput!C854,NA())","v":"QBUR"},{"$f":"IF($E855=DataInput!$B854,DataInput!D854,NA())","v":"Burton Downs"},{"$f":"IF($E855=DataInput!$B854,DataInput!E854,NA())","v":"Powerlink"},{"$f":"IF($E855=DataInput!$B854,DataInput!F854,NA())","v":"Summer"},{"$f":"IF($E855=DataInput!$B854,DataInput!G854,NA())","v":"Non-Coincident"},{"$f":"IF($E855=DataInput!$B854,DataInput!H854,NA())","v":2020},{"$f":"IF($E855=DataInput!$B854,DataInput!I854,NA())","v":"POE10"},{"$f":"IF($E855=DataInput!$B854,DataInput!J854,NA())","v":"NA"},{"$f":"IF($E855=DataInput!$B854,DataInput!K854,NA())","v":"NA"},null,null,"QLD Burton Downs",null,null,null,null,false,null,null,{"$error":"#N/A"},{"$error":"#N/A"},{"$error":"#N/A"},{"$error":"#N/A"},{"$error":"#N/A"},{"$error":"#N/A"},{"$error":"#N/A"},{"$error":"#N/A"},{"$error":"#N/A"},{"$error":"#N/A"}]
[null,{"$f":"IF(DataInput!B855=$B$8,IF($B$9=$B$10,TRUE,IF(DataInput!E855=$B$9,TRUE,FALSE)))","v":true},null,null,{"$f":"IF(B856=TRUE,DataInput!B855,NA())","v":"QLD"},{"$f":"IF($E856=DataInput!$B855,DataInput!C855,NA())","v":"QBUR"},{"$f":"IF($E856=DataInput!$B855,DataInput!D855,NA())","v":"Burton Downs"},{"$f":"IF($E856=DataInput!$B855,DataInput!E855,NA())","v":"Powerlink"},{"$f":"IF($E856=DataInput!$B855,DataInput!F855,NA())","v":"Summer"},{"$f":"IF($E856=DataInput!$B855,DataInput!G855,NA())","v":"Non-Coincident"},{"$f":"IF($E856=DataInput!$B855,DataInput!H855,NA())","v":2021},{"$f":"IF($E856=DataInput!$B855,DataInput!I855,NA())","v":"POE10"},{"$f":"IF($E856=DataInput!$B855,DataInput!J855,NA())","v":"NA"},{"$f":"IF($E856=DataInput!$B855,DataInput!K855,NA())","v":"NA"},null,null,"QLD Burton Downs",null,null,null,null,false,null,null,{"$error":"#N/A"},{"$error":"#N/A"},{"$error":"#N/A"},{"$error":"#N/A"},{"$error":"#N/A"},{"$error":"#N/A"},{"$error":"#N/A"},{"$error":"#N/A"},{"$error":"#N/A"},{"$error":"#N/A"}]
[null,{"$f":"IF(DataInput!B856=$B$8,IF($B$9=$B$10,TRUE,IF(DataInput!E856=$B$9,TRUE,FALSE)))","v":true},null,null,{"$f":"IF(B857=TRUE,DataInput!B856,NA())","v":"QLD"},{"$f":"IF($E857=DataInput!$B856,DataInput!C856,NA())","v":"QBUR"},{"$f":"IF($E857=DataInput!$B856,DataInput!D856,NA())","v":"Burton Downs"},{"$f":"IF($E857=DataInput!$B856,DataInput!E856,NA())","v":"Powerlink"},{"$f":"IF($E857=DataInput!$B856,DataInput!F856,NA())","v":"Summer"},{"$f":"IF($E857=DataInput!$B856,DataInput!G856,NA())","v":"Non-Coincident"},{"$f":"IF($E857=DataInput!$B856,DataInput!H856,NA())","v":2022},{"$f":"IF($E857=DataInput!$B856,DataInput!I856,NA())","v":"POE10"},{"$f":"IF($E857=DataInput!$B856,DataInput!J856,NA())","v":"NA"},{"$f":"IF($E857=DataInput!$B856,DataInput!K856,NA())","v":"NA"},null,null,"QLD Burton Downs",null,null,null,null,false,null,null,{"$error":"#N/A"},{"$error":"#N/A"},{"$error":"#N/A"},{"$error":"#N/A"},{"$error":"#N/A"},{"$error":"#N/A"},{"$error":"#N/A"},{"$error":"#N/A"},{"$error":"#N/A"},{"$error":"#N/A"}]
[null,{"$f":"IF(DataInput!B857=$B$8,IF($B$9=$B$10,TRUE,IF(DataInput!E857=$B$9,TRUE,FALSE)))","v":true},null,null,{"$f":"IF(B858=TRUE,DataInput!B857,NA())","v":"QLD"},{"$f":"IF($E858=DataInput!$B857,DataInput!C857,NA())","v":"QBUR"},{"$f":"IF($E858=DataInput!$B857,DataInput!D857,NA())","v":"Burton Downs"},{"$f":"IF($E858=DataInput!$B857,DataInput!E857,NA())","v":"Powerlink"},{"$f":"IF($E858=DataInput!$B857,DataInput!F857,NA())","v":"Summer"},{"$f":"IF($E858=DataInput!$B857,DataInput!G857,NA())","v":"Non-Coincident"},{"$f":"IF($E858=DataInput!$B857,DataInput!H857,NA())","v":2023},{"$f":"IF($E858=DataInput!$B857,DataInput!I857,NA())","v":"POE10"},{"$f":"IF($E858=DataInput!$B857,DataInput!J857,NA())","v":"NA"},{"$f":"IF($E858=DataInput!$B857,DataInput!K857,NA())","v":"NA"},null,null,"QLD Burton Downs",null,null,null,null,false,null,null,{"$error":"#N/A"},{"$error":"#N/A"},{"$error":"#N/A"},{"$error":"#N/A"},{"$error":"#N/A"},{"$error":"#N/A"},{"$error":"#N/A"},{"$error":"#N/A"},{"$error":"#N/A"},{"$error":"#N/A"}]
[null,{"$f":"IF(DataInput!B858=$B$8,IF($B$9=$B$10,TRUE,IF(DataInput!E858=$B$9,TRUE,FALSE)))","v":true},null,null,{"$f":"IF(B859=TRUE,DataInput!B858,NA())","v":"QLD"},{"$f":"IF($E859=DataInput!$B858,DataInput!C858,NA())","v":"QBUR"},{"$f":"IF($E859=DataInput!$B858,DataInput!D858,NA())","v":"Burton Downs"},{"$f":"IF($E859=DataInput!$B858,DataInput!E858,NA())","v":"Powerlink"},{"$f":"IF($E859=DataInput!$B858,DataInput!F858,NA())","v":"Summer"},{"$f":"IF($E859=DataInput!$B858,DataInput!G858,NA())","v":"Non-Coincident"},{"$f":"IF($E859=DataInput!$B858,DataInput!H858,NA())","v":2024},{"$f":"IF($E859=DataInput!$B858,DataInput!I858,NA())","v":"POE10"},{"$f":"IF($E859=DataInput!$B858,DataInput!J858,NA())","v":"NA"},{"$f":"IF($E859=DataInput!$B858,DataInput!K858,NA())","v":"NA"},null,null,"QLD Burton Downs",null,null,null,null,false,null,null,{"$error":"#N/A"},{"$error":"#N/A"},{"$error":"#N/A"},{"$error":"#N/A"},{"$error":"#N/A"},{"$error":"#N/A"},{"$error":"#N/A"},{"$error":"#N/A"},{"$error":"#N/A"},{"$error":"#N/A"}]
[null,{"$f":"IF(DataInput!B859=$B$8,IF($B$9=$B$10,TRUE,IF(DataInput!E859=$B$9,TRUE,FALSE)))","v":true},null,null,{"$f":"IF(B860=TRUE,DataInput!B859,NA())","v":"QLD"},{"$f":"IF($E860=DataInput!$B859,DataInput!C859,NA())","v":"QBUR"},{"$f":"IF($E860=DataInput!$B859,DataInput!D859,NA())","v":"Burton Downs"},{"$f":"IF($E860=DataInput!$B859,DataInput!E859,NA())","v":"Powerlink"},{"$f":"IF($E860=DataInput!$B859,DataInput!F859,NA())","v":"Summer"},{"$f":"IF($E860=DataInput!$B859,DataInput!G859,NA())","v":"Non-Coincident"},{"$f":"IF($E860=DataInput!$B859,DataInput!H859,NA())","v":2025},{"$f":"IF($E860=DataInput!$B859,DataInput!I859,NA())","v":"POE10"},{"$f":"IF($E860=DataInput!$B859,DataInput!J859,NA())","v":"NA"},{"$f":"IF($E860=DataInput!$B859,DataInput!K859,NA())","v":"NA"},null,null,"QLD Burton Downs",null,null,null,null,false,null,null,{"$error":"#N/A"},{"$error":"#N/A"},{"$error":"#N/A"},{"$error":"#N/A"},{"$error":"#N/A"},{"$error":"#N/A"},{"$error":"#N/A"},{"$error":"#N/A"},{"$error":"#N/A"},{"$error":"#N/A"}]
[null,{"$f":"IF(DataInput!B860=$B$8,IF($B$9=$B$10,TRUE,IF(DataInput!E860=$B$9,TRUE,FALSE)))","v":true},null,null,{"$f":"IF(B861=TRUE,DataInput!B860,NA())","v":"QLD"},{"$f":"IF($E861=DataInput!$B860,DataInput!C860,NA())","v":"QBUR"},{"$f":"IF($E861=DataInput!$B860,DataInput!D860,NA())","v":"Burton Downs"},{"$f":"IF($E861=DataInput!$B860,DataInput!E860,NA())","v":"Powerlink"},{"$f":"IF($E861=DataInput!$B860,DataInput!F860,NA())","v":"Summer"},{"$f":"IF($E861=DataInput!$B860,DataInput!G860,NA())","v":"Non-Coincident"},{"$f":"IF($E861=DataInput!$B860,DataInput!H860,NA())","v":2026},{"$f":"IF($E861=DataInput!$B860,DataInput!I860,NA())","v":"POE10"},{"$f":"IF($E861=DataInput!$B860,DataInput!J860,NA())","v":"NA"},{"$f":"IF($E861=DataInput!$B860,DataInput!K860,NA())","v":"NA"},null,null,"QLD Burton Downs",null,null,null,null,false,null,null,{"$error":"#N/A"},{"$error":"#N/A"},{"$error":"#N/A"},{"$error":"#N/A"},{"$error":"#N/A"},{"$error":"#N/A"},{"$error":"#N/A"},{"$error":"#N/A"},{"$error":"#N/A"},{"$error":"#N/A"}]
[null,{"$f":"IF(DataInput!B861=$B$8,IF($B$9=$B$10,TRUE,IF(DataInput!E861=$B$9,TRUE,FALSE)))","v":true},null,null,{"$f":"IF(B862=TRUE,DataInput!B861,NA())","v":"QLD"},{"$f":"IF($E862=DataInput!$B861,DataInput!C861,NA())","v":"QBUR"},{"$f":"IF($E862=DataInput!$B861,DataInput!D861,NA())","v":"Burton Downs"},{"$f":"IF($E862=DataInput!$B861,DataInput!E861,NA())","v":"Powerlink"},{"$f":"IF($E862=DataInput!$B861,DataInput!F861,NA())","v":"Summer"},{"$f":"IF($E862=DataInput!$B861,DataInput!G861,NA())","v":"Non-Coincident"},{"$f":"IF($E862=DataInput!$B861,DataInput!H861,NA())","v":2017},{"$f":"IF($E862=DataInput!$B861,DataInput!I861,NA())","v":"POE50"},{"$f":"IF($E862=DataInput!$B861,DataInput!J861,NA())","v":"NA"},{"$f":"IF($E862=DataInput!$B861,DataInput!K861,NA())","v":"NA"},null,null,"QLD Burton Downs",null,null,null,null,false,null,null,{"$error":"#N/A"},{"$error":"#N/A"},{"$error":"#N/A"},{"$error":"#N/A"},{"$error":"#N/A"},{"$error":"#N/A"},{"$error":"#N/A"},{"$error":"#N/A"},{"$error":"#N/A"},{"$error":"#N/A"}]
[null,{"$f":"IF(DataInput!B862=$B$8,IF($B$9=$B$10,TRUE,IF(DataInput!E862=$B$9,TRUE,FALSE)))","v":true},null,null,{"$f":"IF(B863=TRUE,DataInput!B862,NA())","v":"QLD"},{"$f":"IF($E863=DataInput!$B862,DataInput!C862,NA())","v":"QBUR"},{"$f":"IF($E863=DataInput!$B862,DataInput!D862,NA())","v":"Burton Downs"},{"$f":"IF($E863=DataInput!$B862,DataInput!E862,NA())","v":"Powerlink"},{"$f":"IF($E863=DataInput!$B862,DataInput!F862,NA())","v":"Summer"},{"$f":"IF($E863=DataInput!$B862,DataInput!G862,NA())","v":"Non-Coincident"},{"$f":"IF($E863=DataInput!$B862,DataInput!H862,NA())","v":2018},{"$f":"IF($E863=DataInput!$B862,DataInput!I862,NA())","v":"POE50"},{"$f":"IF($E863=DataInput!$B862,DataInput!J862,NA())","v":"NA"},{"$f":"IF($E863=DataInput!$B862,DataInput!K862,NA())","v":"NA"},null,null,"QLD Burton Downs",null,null,null,null,false,null,null,{"$error":"#N/A"},{"$error":"#N/A"},{"$error":"#N/A"},{"$error":"#N/A"},{"$error":"#N/A"},{"$error":"#N/A"},{"$error":"#N/A"},{"$error":"#N/A"},{"$error":"#N/A"},{"$error":"#N/A"}]
[null,{"$f":"IF(DataInput!B863=$B$8,IF($B$9=$B$10,TRUE,IF(DataInput!E863=$B$9,TRUE,FALSE)))","v":true},null,null,{"$f":"IF(B864=TRUE,DataInput!B863,NA())","v":"QLD"},{"$f":"IF($E864=DataInput!$B863,DataInput!C863,NA())","v":"QBUR"},{"$f":"IF($E864=DataInput!$B863,DataInput!D863,NA())","v":"Burton Downs"},{"$f":"IF($E864=DataInput!$B863,DataInput!E863,NA())","v":"Powerlink"},{"$f":"IF($E864=DataInput!$B863,DataInput!F863,NA())","v":"Summer"},{"$f":"IF($E864=DataInput!$B863,DataInput!G863,NA())","v":"Non-Coincident"},{"$f":"IF($E864=DataInput!$B863,DataInput!H863,NA())","v":2019},{"$f":"IF($E864=DataInput!$B863,DataInput!I863,NA())","v":"POE50"},{"$f":"IF($E864=DataInput!$B863,DataInput!J863,NA())","v":"NA"},{"$f":"IF($E864=DataInput!$B863,DataInput!K863,NA())","v":"NA"},null,null,"QLD Burton Downs",null,null,null,null,false,null,null,{"$error":"#N/A"},{"$error":"#N/A"},{"$error":"#N/A"},{"$error":"#N/A"},{"$error":"#N/A"},{"$error":"#N/A"},{"$error":"#N/A"},{"$error":"#N/A"},{"$error":"#N/A"},{"$error":"#N/A"}]
[null,{"$f":"IF(DataInput!B864=$B$8,IF($B$9=$B$10,TRUE,IF(DataInput!E864=$B$9,TRUE,FALSE)))","v":true},null,null,{"$f":"IF(B865=TRUE,DataInput!B864,NA())","v":"QLD"},{"$f":"IF($E865=DataInput!$B864,DataInput!C864,NA())","v":"QBUR"},{"$f":"IF($E865=DataInput!$B864,DataInput!D864,NA())","v":"Burton Downs"},{"$f":"IF($E865=DataInput!$B864,DataInput!E864,NA())","v":"Powerlink"},{"$f":"IF($E865=DataInput!$B864,DataInput!F864,NA())","v":"Summer"},{"$f":"IF($E865=DataInput!$B864,DataInput!G864,NA())","v":"Non-Coincident"},{"$f":"IF($E865=DataInput!$B864,DataInput!H864,NA())","v":2020},{"$f":"IF($E865=DataInput!$B864,DataInput!I864,NA())","v":"POE50"},{"$f":"IF($E865=DataInput!$B864,DataInput!J864,NA())","v":"NA"},{"$f":"IF($E865=DataInput!$B864,DataInput!K864,NA())","v":"NA"},null,null,"QLD Burton Downs",null,null,null,null,false,null,null,{"$error":"#N/A"},{"$error":"#N/A"},{"$error":"#N/A"},{"$error":"#N/A"},{"$error":"#N/A"},{"$error":"#N/A"},{"$error":"#N/A"},{"$error":"#N/A"},{"$error":"#N/A"},{"$error":"#N/A"}]
[null,{"$f":"IF(DataInput!B865=$B$8,IF($B$9=$B$10,TRUE,IF(DataInput!E865=$B$9,TRUE,FALSE)))","v":true},null,null,{"$f":"IF(B866=TRUE,DataInput!B865,NA())","v":"QLD"},{"$f":"IF($E866=DataInput!$B865,DataInput!C865,NA())","v":"QBUR"},{"$f":"IF($E866=DataInput!$B865,DataInput!D865,NA())","v":"Burton Downs"},{"$f":"IF($E866=DataInput!$B865,DataInput!E865,NA())","v":"Powerlink"},{"$f":"IF($E866=DataInput!$B865,DataInput!F865,NA())","v":"Summer"},{"$f":"IF($E866=DataInput!$B865,DataInput!G865,NA())","v":"Non-Coincident"},{"$f":"IF($E866=DataInput!$B865,DataInput!H865,NA())","v":2021},{"$f":"IF($E866=DataInput!$B865,DataInput!I865,NA())","v":"POE50"},{"$f":"IF($E866=DataInput!$B865,DataInput!J865,NA())","v":"NA"},{"$f":"IF($E866=DataInput!$B865,DataInput!K865,NA())","v":"NA"},null,null,"QLD Burton Downs",null,null,null,null,false,null,null,{"$error":"#N/A"},{"$error":"#N/A"},{"$error":"#N/A"},{"$error":"#N/A"},{"$error":"#N/A"},{"$error":"#N/A"},{"$error":"#N/A"},{"$error":"#N/A"},{"$error":"#N/A"},{"$error":"#N/A"}]
[null,{"$f":"IF(DataInput!B866=$B$8,IF($B$9=$B$10,TRUE,IF(DataInput!E866=$B$9,TRUE,FALSE)))","v":true},null,null,{"$f":"IF(B867=TRUE,DataInput!B866,NA())","v":"QLD"},{"$f":"IF($E867=DataInput!$B866,DataInput!C866,NA())","v":"QBUR"},{"$f":"IF($E867=DataInput!$B866,DataInput!D866,NA())","v":"Burton Downs"},{"$f":"IF($E867=DataInput!$B866,DataInput!E866,NA())","v":"Powerlink"},{"$f":"IF($E867=DataInput!$B866,DataInput!F866,NA())","v":"Summer"},{"$f":"IF($E867=DataInput!$B866,DataInput!G866,NA())","v":"Non-Coincident"},{"$f":"IF($E867=DataInput!$B866,DataInput!H866,NA())","v":2022},{"$f":"IF($E867=DataInput!$B866,DataInput!I866,NA())","v":"POE50"},{"$f":"IF($E867=DataInput!$B866,DataInput!J866,NA())","v":"NA"},{"$f":"IF($E867=DataInput!$B866,DataInput!K866,NA())","v":"NA"},null,null,"QLD Burton Downs",null,null,null,null,false,null,null,{"$error":"#N/A"},{"$error":"#N/A"},{"$error":"#N/A"},{"$error":"#N/A"},{"$error":"#N/A"},{"$error":"#N/A"},{"$error":"#N/A"},{"$error":"#N/A"},{"$error":"#N/A"},{"$error":"#N/A"}]
[null,{"$f":"IF(DataInput!B867=$B$8,IF($B$9=$B$10,TRUE,IF(DataInput!E867=$B$9,TRUE,FALSE)))","v":true},null,null,{"$f":"IF(B868=TRUE,DataInput!B867,NA())","v":"QLD"},{"$f":"IF($E868=DataInput!$B867,DataInput!C867,NA())","v":"QBUR"},{"$f":"IF($E868=DataInput!$B867,DataInput!D867,NA())","v":"Burton Downs"},{"$f":"IF($E868=DataInput!$B867,DataInput!E867,NA())","v":"Powerlink"},{"$f":"IF($E868=DataInput!$B867,DataInput!F867,NA())","v":"Summer"},{"$f":"IF($E868=DataInput!$B867,DataInput!G867,NA())","v":"Non-Coincident"},{"$f":"IF($E868=DataInput!$B867,DataInput!H867,NA())","v":2023},{"$f":"IF($E868=DataInput!$B867,DataInput!I867,NA())","v":"POE50"},{"$f":"IF($E868=DataInput!$B867,DataInput!J867,NA())","v":"NA"},{"$f":"IF($E868=DataInput!$B867,DataInput!K867,NA())","v":"NA"},null,null,"QLD Burton Downs",null,null,null,null,false,null,null,{"$error":"#N/A"},{"$error":"#N/A"},{"$error":"#N/A"},{"$error":"#N/A"},{"$error":"#N/A"},{"$error":"#N/A"},{"$error":"#N/A"},{"$error":"#N/A"},{"$error":"#N/A"},{"$error":"#N/A"}]
[null,{"$f":"IF(DataInput!B868=$B$8,IF($B$9=$B$10,TRUE,IF(DataInput!E868=$B$9,TRUE,FALSE)))","v":true},null,null,{"$f":"IF(B869=TRUE,DataInput!B868,NA())","v":"QLD"},{"$f":"IF($E869=DataInput!$B868,DataInput!C868,NA())","v":"QBUR"},{"$f":"IF($E869=DataInput!$B868,DataInput!D868,NA())","v":"Burton Downs"},{"$f":"IF($E869=DataInput!$B868,DataInput!E868,NA())","v":"Powerlink"},{"$f":"IF($E869=DataInput!$B868,DataInput!F868,NA())","v":"Summer"},{"$f":"IF($E869=DataInput!$B868,DataInput!G868,NA())","v":"Non-Coincident"},{"$f":"IF($E869=DataInput!$B868,DataInput!H868,NA())","v":2024},{"$f":"IF($E869=DataInput!$B868,DataInput!I868,NA())","v":"POE50"},{"$f":"IF($E869=DataInput!$B868,DataInput!J868,NA())","v":"NA"},{"$f":"IF($E869=DataInput!$B868,DataInput!K868,NA())","v":"NA"},null,null,"QLD Burton Downs",null,null,null,null,false,null,null,{"$error":"#N/A"},{"$error":"#N/A"},{"$error":"#N/A"},{"$error":"#N/A"},{"$error":"#N/A"},{"$error":"#N/A"},{"$error":"#N/A"},{"$error":"#N/A"},{"$error":"#N/A"},{"$error":"#N/A"}]
[null,{"$f":"IF(DataInput!B869=$B$8,IF($B$9=$B$10,TRUE,IF(DataInput!E869=$B$9,TRUE,FALSE)))","v":true},null,null,{"$f":"IF(B870=TRUE,DataInput!B869,NA())","v":"QLD"},{"$f":"IF($E870=DataInput!$B869,DataInput!C869,NA())","v":"QBUR"},{"$f":"IF($E870=DataInput!$B869,DataInput!D869,NA())","v":"Burton Downs"},{"$f":"IF($E870=DataInput!$B869,DataInput!E869,NA())","v":"Powerlink"},{"$f":"IF($E870=DataInput!$B869,DataInput!F869,NA())","v":"Summer"},{"$f":"IF($E870=DataInput!$B869,DataInput!G869,NA())","v":"Non-Coincident"},{"$f":"IF($E870=DataInput!$B869,DataInput!H869,NA())","v":2025},{"$f":"IF($E870=DataInput!$B869,DataInput!I869,NA())","v":"POE50"},{"$f":"IF($E870=DataInput!$B869,DataInput!J869,NA())","v":"NA"},{"$f":"IF($E870=DataInput!$B869,DataInput!K869,NA())","v":"NA"},null,null,"QLD Burton Downs",null,null,null,null,false,null,null,{"$error":"#N/A"},{"$error":"#N/A"},{"$error":"#N/A"},{"$error":"#N/A"},{"$error":"#N/A"},{"$error":"#N/A"},{"$error":"#N/A"},{"$error":"#N/A"},{"$error":"#N/A"},{"$error":"#N/A"}]
[null,{"$f":"IF(DataInput!B870=$B$8,IF($B$9=$B$10,TRUE,IF(DataInput!E870=$B$9,TRUE,FALSE)))","v":true},null,null,{"$f":"IF(B871=TRUE,DataInput!B870,NA())","v":"QLD"},{"$f":"IF($E871=DataInput!$B870,DataInput!C870,NA())","v":"QBUR"},{"$f":"IF($E871=DataInput!$B870,DataInput!D870,NA())","v":"Burton Downs"},{"$f":"IF($E871=DataInput!$B870,DataInput!E870,NA())","v":"Powerlink"},{"$f":"IF($E871=DataInput!$B870,DataInput!F870,NA())","v":"Summer"},{"$f":"IF($E871=DataInput!$B870,DataInput!G870,NA())","v":"Non-Coincident"},{"$f":"IF($E871=DataInput!$B870,DataInput!H870,NA())","v":2026},{"$f":"IF($E871=DataInput!$B870,DataInput!I870,NA())","v":"POE50"},{"$f":"IF($E871=DataInput!$B870,DataInput!J870,NA())","v":"NA"},{"$f":"IF($E871=DataInput!$B870,DataInput!K870,NA())","v":"NA"},null,null,"QLD Burton Downs",null,null,null,null,false,null,null,{"$error":"#N/A"},{"$error":"#N/A"},{"$error":"#N/A"},{"$error":"#N/A"},{"$error":"#N/A"},{"$error":"#N/A"},{"$error":"#N/A"},{"$error":"#N/A"},{"$error":"#N/A"},{"$error":"#N/A"}]
[null,{"$f":"IF(DataInput!B871=$B$8,IF($B$9=$B$10,TRUE,IF(DataInput!E871=$B$9,TRUE,FALSE)))","v":true},null,null,{"$f":"IF(B872=TRUE,DataInput!B871,NA())","v":"QLD"},{"$f":"IF($E872=DataInput!$B871,DataInput!C871,NA())","v":"QBUR"},{"$f":"IF($E872=DataInput!$B871,DataInput!D871,NA())","v":"Burton Downs"},{"$f":"IF($E872=DataInput!$B871,DataInput!E871,NA())","v":"Powerlink"},{"$f":"IF($E872=DataInput!$B871,DataInput!F871,NA())","v":"Winter"},{"$f":"IF($E872=DataInput!$B871,DataInput!G871,NA())","v":"Non-Coincident"},{"$f":"IF($E872=DataInput!$B871,DataInput!H871,NA())","v":2016},{"$f":"IF($E872=DataInput!$B871,DataInput!I871,NA())","v":"POE10"},{"$f":"IF($E872=DataInput!$B871,DataInput!J871,NA())","v":"NA"},{"$f":"IF($E872=DataInput!$B871,DataInput!K871,NA())","v":"NA"},null,null,"QLD Burton Downs",null,null,null,null,false,null,null,{"$error":"#N/A"},{"$error":"#N/A"},{"$error":"#N/A"},{"$error":"#N/A"},{"$error":"#N/A"},{"$error":"#N/A"},{"$error":"#N/A"},{"$error":"#N/A"},{"$error":"#N/A"},{"$error":"#N/A"}]
[null,{"$f":"IF(DataInput!B872=$B$8,IF($B$9=$B$10,TRUE,IF(DataInput!E872=$B$9,TRUE,FALSE)))","v":true},null,null,{"$f":"IF(B873=TRUE,DataInput!B872,NA())","v":"QLD"},{"$f":"IF($E873=DataInput!$B872,DataInput!C872,NA())","v":"QBUR"},{"$f":"IF($E873=DataInput!$B872,DataInput!D872,NA())","v":"Burton Downs"},{"$f":"IF($E873=DataInput!$B872,DataInput!E872,NA())","v":"Powerlink"},{"$f":"IF($E873=DataInput!$B872,DataInput!F872,NA())","v":"Winter"},{"$f":"IF($E873=DataInput!$B872,DataInput!G872,NA())","v":"Non-Coincident"},{"$f":"IF($E873=DataInput!$B872,DataInput!H872,NA())","v":2017},{"$f":"IF($E873=DataInput!$B872,DataInput!I872,NA())","v":"POE10"},{"$f":"IF($E873=DataInput!$B872,DataInput!J872,NA())","v":"NA"},{"$f":"IF($E873=DataInput!$B872,DataInput!K872,NA())","v":"NA"},null,null,"QLD Burton Downs",null,null,null,null,false,null,null,{"$error":"#N/A"},{"$error":"#N/A"},{"$error":"#N/A"},{"$error":"#N/A"},{"$error":"#N/A"},{"$error":"#N/A"},{"$error":"#N/A"},{"$error":"#N/A"},{"$error":"#N/A"},{"$error":"#N/A"}]
[null,{"$f":"IF(DataInput!B873=$B$8,IF($B$9=$B$10,TRUE,IF(DataInput!E873=$B$9,TRUE,FALSE)))","v":true},null,null,{"$f":"IF(B874=TRUE,DataInput!B873,NA())","v":"QLD"},{"$f":"IF($E874=DataInput!$B873,DataInput!C873,NA())","v":"QBUR"},{"$f":"IF($E874=DataInput!$B873,DataInput!D873,NA())","v":"Burton Downs"},{"$f":"IF($E874=DataInput!$B873,DataInput!E873,NA())","v":"Powerlink"},{"$f":"IF($E874=DataInput!$B873,DataInput!F873,NA())","v":"Winter"},{"$f":"IF($E874=DataInput!$B873,DataInput!G873,NA())","v":"Non-Coincident"},{"$f":"IF($E874=DataInput!$B873,DataInput!H873,NA())","v":2018},{"$f":"IF($E874=DataInput!$B873,DataInput!I873,NA())","v":"POE10"},{"$f":"IF($E874=DataInput!$B873,DataInput!J873,NA())","v":"NA"},{"$f":"IF($E874=DataInput!$B873,DataInput!K873,NA())","v":"NA"},null,null,"QLD Burton Downs",null,null,null,null,false,null,null,{"$error":"#N/A"},{"$error":"#N/A"},{"$error":"#N/A"},{"$error":"#N/A"},{"$error":"#N/A"},{"$error":"#N/A"},{"$error":"#N/A"},{"$error":"#N/A"},{"$error":"#N/A"},{"$error":"#N/A"}]
[null,{"$f":"IF(DataInput!B874=$B$8,IF($B$9=$B$10,TRUE,IF(DataInput!E874=$B$9,TRUE,FALSE)))","v":true},null,null,{"$f":"IF(B875=TRUE,DataInput!B874,NA())","v":"QLD"},{"$f":"IF($E875=DataInput!$B874,DataInput!C874,NA())","v":"QBUR"},{"$f":"IF($E875=DataInput!$B874,DataInput!D874,NA())","v":"Burton Downs"},{"$f":"IF($E875=DataInput!$B874,DataInput!E874,NA())","v":"Powerlink"},{"$f":"IF($E875=DataInput!$B874,DataInput!F874,NA())","v":"Winter"},{"$f":"IF($E875=DataInput!$B874,DataInput!G874,NA())","v":"Non-Coincident"},{"$f":"IF($E875=DataInput!$B874,DataInput!H874,NA())","v":2019},{"$f":"IF($E875=DataInput!$B874,DataInput!I874,NA())","v":"POE10"},{"$f":"IF($E875=DataInput!$B874,DataInput!J874,NA())","v":"NA"},{"$f":"IF($E875=DataInput!$B874,DataInput!K874,NA())","v":"NA"},null,null,"QLD Burton Downs",null,null,null,null,false,null,null,{"$error":"#N/A"},{"$error":"#N/A"},{"$error":"#N/A"},{"$error":"#N/A"},{"$error":"#N/A"},{"$error":"#N/A"},{"$error":"#N/A"},{"$error":"#N/A"},{"$error":"#N/A"},{"$error":"#N/A"}]
[null,{"$f":"IF(DataInput!B875=$B$8,IF($B$9=$B$10,TRUE,IF(DataInput!E875=$B$9,TRUE,FALSE)))","v":true},null,null,{"$f":"IF(B876=TRUE,DataInput!B875,NA())","v":"QLD"},{"$f":"IF($E876=DataInput!$B875,DataInput!C875,NA())","v":"QBUR"},{"$f":"IF($E876=DataInput!$B875,DataInput!D875,NA())","v":"Burton Downs"},{"$f":"IF($E876=DataInput!$B875,DataInput!E875,NA())","v":"Powerlink"},{"$f":"IF($E876=DataInput!$B875,DataInput!F875,NA())","v":"Winter"},{"$f":"IF($E876=DataInput!$B875,DataInput!G875,NA())","v":"Non-Coincident"},{"$f":"IF($E876=DataInput!$B875,DataInput!H875,NA())","v":2020},{"$f":"IF($E876=DataInput!$B875,DataInput!I875,NA())","v":"POE10"},{"$f":"IF($E876=DataInput!$B875,DataInput!J875,NA())","v":"NA"},{"$f":"IF($E876=DataInput!$B875,DataInput!K875,NA())","v":"NA"},null,null,"QLD Burton Downs",null,null,null,null,false,null,null,{"$error":"#N/A"},{"$error":"#N/A"},{"$error":"#N/A"},{"$error":"#N/A"},{"$error":"#N/A"},{"$error":"#N/A"},{"$error":"#N/A"},{"$error":"#N/A"},{"$error":"#N/A"},{"$error":"#N/A"}]
[null,{"$f":"IF(DataInput!B876=$B$8,IF($B$9=$B$10,TRUE,IF(DataInput!E876=$B$9,TRUE,FALSE)))","v":true},null,null,{"$f":"IF(B877=TRUE,DataInput!B876,NA())","v":"QLD"},{"$f":"IF($E877=DataInput!$B876,DataInput!C876,NA())","v":"QBUR"},{"$f":"IF($E877=DataInput!$B876,DataInput!D876,NA())","v":"Burton Downs"},{"$f":"IF($E877=DataInput!$B876,DataInput!E876,NA())","v":"Powerlink"},{"$f":"IF($E877=DataInput!$B876,DataInput!F876,NA())","v":"Winter"},{"$f":"IF($E877=DataInput!$B876,DataInput!G876,NA())","v":"Non-Coincident"},{"$f":"IF($E877=DataInput!$B876,DataInput!H876,NA())","v":2021},{"$f":"IF($E877=DataInput!$B876,DataInput!I876,NA())","v":"POE10"},{"$f":"IF($E877=DataInput!$B876,DataInput!J876,NA())","v":"NA"},{"$f":"IF($E877=DataInput!$B876,DataInput!K876,NA())","v":"NA"},null,null,"QLD Burton Downs",null,null,null,null,false,null,null,{"$error":"#N/A"},{"$error":"#N/A"},{"$error":"#N/A"},{"$error":"#N/A"},{"$error":"#N/A"},{"$error":"#N/A"},{"$error":"#N/A"},{"$error":"#N/A"},{"$error":"#N/A"},{"$error":"#N/A"}]
[null,{"$f":"IF(DataInput!B877=$B$8,IF($B$9=$B$10,TRUE,IF(DataInput!E877=$B$9,TRUE,FALSE)))","v":true},null,null,{"$f":"IF(B878=TRUE,DataInput!B877,NA())","v":"QLD"},{"$f":"IF($E878=DataInput!$B877,DataInput!C877,NA())","v":"QBUR"},{"$f":"IF($E878=DataInput!$B877,DataInput!D877,NA())","v":"Burton Downs"},{"$f":"IF($E878=DataInput!$B877,DataInput!E877,NA())","v":"Powerlink"},{"$f":"IF($E878=DataInput!$B877,DataInput!F877,NA())","v":"Winter"},{"$f":"IF($E878=DataInput!$B877,DataInput!G877,NA())","v":"Non-Coincident"},{"$f":"IF($E878=DataInput!$B877,DataInput!H877,NA())","v":2022},{"$f":"IF($E878=DataInput!$B877,DataInput!I877,NA())","v":"POE10"},{"$f":"IF($E878=DataInput!$B877,DataInput!J877,NA())","v":"NA"},{"$f":"IF($E878=DataInput!$B877,DataInput!K877,NA())","v":"NA"},null,null,"QLD Burton Downs",null,null,null,null,false,null,null,{"$error":"#N/A"},{"$error":"#N/A"},{"$error":"#N/A"},{"$error":"#N/A"},{"$error":"#N/A"},{"$error":"#N/A"},{"$error":"#N/A"},{"$error":"#N/A"},{"$error":"#N/A"},{"$error":"#N/A"}]
[null,{"$f":"IF(DataInput!B878=$B$8,IF($B$9=$B$10,TRUE,IF(DataInput!E878=$B$9,TRUE,FALSE)))","v":true},null,null,{"$f":"IF(B879=TRUE,DataInput!B878,NA())","v":"QLD"},{"$f":"IF($E879=DataInput!$B878,DataInput!C878,NA())","v":"QBUR"},{"$f":"IF($E879=DataInput!$B878,DataInput!D878,NA())","v":"Burton Downs"},{"$f":"IF($E879=DataInput!$B878,DataInput!E878,NA())","v":"Powerlink"},{"$f":"IF($E879=DataInput!$B878,DataInput!F878,NA())","v":"Winter"},{"$f":"IF($E879=DataInput!$B878,DataInput!G878,NA())","v":"Non-Coincident"},{"$f":"IF($E879=DataInput!$B878,DataInput!H878,NA())","v":2023},{"$f":"IF($E879=DataInput!$B878,DataInput!I878,NA())","v":"POE10"},{"$f":"IF($E879=DataInput!$B878,DataInput!J878,NA())","v":"NA"},{"$f":"IF($E879=DataInput!$B878,DataInput!K878,NA())","v":"NA"},null,null,"QLD Burton Downs",null,null,null,null,false,null,null,{"$error":"#N/A"},{"$error":"#N/A"},{"$error":"#N/A"},{"$error":"#N/A"},{"$error":"#N/A"},{"$error":"#N/A"},{"$error":"#N/A"},{"$error":"#N/A"},{"$error":"#N/A"},{"$error":"#N/A"}]
[null,{"$f":"IF(DataInput!B879=$B$8,IF($B$9=$B$10,TRUE,IF(DataInput!E879=$B$9,TRUE,FALSE)))","v":true},null,null,{"$f":"IF(B880=TRUE,DataInput!B879,NA())","v":"QLD"},{"$f":"IF($E880=DataInput!$B879,DataInput!C879,NA())","v":"QBUR"},{"$f":"IF($E880=DataInput!$B879,DataInput!D879,NA())","v":"Burton Downs"},{"$f":"IF($E880=DataInput!$B879,DataInput!E879,NA())","v":"Powerlink"},{"$f":"IF($E880=DataInput!$B879,DataInput!F879,NA())","v":"Winter"},{"$f":"IF($E880=DataInput!$B879,DataInput!G879,NA())","v":"Non-Coincident"},{"$f":"IF($E880=DataInput!$B879,DataInput!H879,NA())","v":2024},{"$f":"IF($E880=DataInput!$B879,DataInput!I879,NA())","v":"POE10"},{"$f":"IF($E880=DataInput!$B879,DataInput!J879,NA())","v":"NA"},{"$f":"IF($E880=DataInput!$B879,DataInput!K879,NA())","v":"NA"},null,null,"QLD Burton Downs",null,null,null,null,false,null,null,{"$error":"#N/A"},{"$error":"#N/A"},{"$error":"#N/A"},{"$error":"#N/A"},{"$error":"#N/A"},{"$error":"#N/A"},{"$error":"#N/A"},{"$error":"#N/A"},{"$error":"#N/A"},{"$error":"#N/A"}]
[null,{"$f":"IF(DataInput!B880=$B$8,IF($B$9=$B$10,TRUE,IF(DataInput!E880=$B$9,TRUE,FALSE)))","v":true},null,null,{"$f":"IF(B881=TRUE,DataInput!B880,NA())","v":"QLD"},{"$f":"IF($E881=DataInput!$B880,DataInput!C880,NA())","v":"QBUR"},{"$f":"IF($E881=DataInput!$B880,DataInput!D880,NA())","v":"Burton Downs"},{"$f":"IF($E881=DataInput!$B880,DataInput!E880,NA())","v":"Powerlink"},{"$f":"IF($E881=DataInput!$B880,DataInput!F880,NA())","v":"Winter"},{"$f":"IF($E881=DataInput!$B880,DataInput!G880,NA())","v":"Non-Coincident"},{"$f":"IF($E881=DataInput!$B880,DataInput!H880,NA())","v":2025},{"$f":"IF($E881=DataInput!$B880,DataInput!I880,NA())","v":"POE10"},{"$f":"IF($E881=DataInput!$B880,DataInput!J880,NA())","v":"NA"},{"$f":"IF($E881=DataInput!$B880,DataInput!K880,NA())","v":"NA"},null,null,"QLD Burton Downs",null,null,null,null,false,null,null,{"$error":"#N/A"},{"$error":"#N/A"},{"$error":"#N/A"},{"$error":"#N/A"},{"$error":"#N/A"},{"$error":"#N/A"},{"$error":"#N/A"},{"$error":"#N/A"},{"$error":"#N/A"},{"$error":"#N/A"}]
[null,{"$f":"IF(DataInput!B881=$B$8,IF($B$9=$B$10,TRUE,IF(DataInput!E881=$B$9,TRUE,FALSE)))","v":true},null,null,{"$f":"IF(B882=TRUE,DataInput!B881,NA())","v":"QLD"},{"$f":"IF($E882=DataInput!$B881,DataInput!C881,NA())","v":"QBUR"},{"$f":"IF($E882=DataInput!$B881,DataInput!D881,NA())","v":"Burton Downs"},{"$f":"IF($E882=DataInput!$B881,DataInput!E881,NA())","v":"Powerlink"},{"$f":"IF($E882=DataInput!$B881,DataInput!F881,NA())","v":"Winter"},{"$f":"IF($E882=DataInput!$B881,DataInput!G881,NA())","v":"Non-Coincident"},{"$f":"IF($E882=DataInput!$B881,DataInput!H881,NA())","v":2016},{"$f":"IF($E882=DataInput!$B881,DataInput!I881,NA())","v":"POE50"},{"$f":"IF($E882=DataInput!$B881,DataInput!J881,NA())","v":"NA"},{"$f":"IF($E882=DataInput!$B881,DataInput!K881,NA())","v":"NA"},null,null,"QLD Burton Downs",null,null,null,null,false,null,null,{"$error":"#N/A"},{"$error":"#N/A"},{"$error":"#N/A"},{"$error":"#N/A"},{"$error":"#N/A"},{"$error":"#N/A"},{"$error":"#N/A"},{"$error":"#N/A"},{"$error":"#N/A"},{"$error":"#N/A"}]
[null,{"$f":"IF(DataInput!B882=$B$8,IF($B$9=$B$10,TRUE,IF(DataInput!E882=$B$9,TRUE,FALSE)))","v":true},null,null,{"$f":"IF(B883=TRUE,DataInput!B882,NA())","v":"QLD"},{"$f":"IF($E883=DataInput!$B882,DataInput!C882,NA())","v":"QBUR"},{"$f":"IF($E883=DataInput!$B882,DataInput!D882,NA())","v":"Burton Downs"},{"$f":"IF($E883=DataInput!$B882,DataInput!E882,NA())","v":"Powerlink"},{"$f":"IF($E883=DataInput!$B882,DataInput!F882,NA())","v":"Winter"},{"$f":"IF($E883=DataInput!$B882,DataInput!G882,NA())","v":"Non-Coincident"},{"$f":"IF($E883=DataInput!$B882,DataInput!H882,NA())","v":2017},{"$f":"IF($E883=DataInput!$B882,DataInput!I882,NA())","v":"POE50"},{"$f":"IF($E883=DataInput!$B882,DataInput!J882,NA())","v":"NA"},{"$f":"IF($E883=DataInput!$B882,DataInput!K882,NA())","v":"NA"},null,null,"QLD Burton Downs",null,null,null,null,false,null,null,{"$error":"#N/A"},{"$error":"#N/A"},{"$error":"#N/A"},{"$error":"#N/A"},{"$error":"#N/A"},{"$error":"#N/A"},{"$error":"#N/A"},{"$error":"#N/A"},{"$error":"#N/A"},{"$error":"#N/A"}]
[null,{"$f":"IF(DataInput!B883=$B$8,IF($B$9=$B$10,TRUE,IF(DataInput!E883=$B$9,TRUE,FALSE)))","v":true},null,null,{"$f":"IF(B884=TRUE,DataInput!B883,NA())","v":"QLD"},{"$f":"IF($E884=DataInput!$B883,DataInput!C883,NA())","v":"QBUR"},{"$f":"IF($E884=DataInput!$B883,DataInput!D883,NA())","v":"Burton Downs"},{"$f":"IF($E884=DataInput!$B883,DataInput!E883,NA())","v":"Powerlink"},{"$f":"IF($E884=DataInput!$B883,DataInput!F883,NA())","v":"Winter"},{"$f":"IF($E884=DataInput!$B883,DataInput!G883,NA())","v":"Non-Coincident"},{"$f":"IF($E884=DataInput!$B883,DataInput!H883,NA())","v":2018},{"$f":"IF($E884=DataInput!$B883,DataInput!I883,NA())","v":"POE50"},{"$f":"IF($E884=DataInput!$B883,DataInput!J883,NA())","v":"NA"},{"$f":"IF($E884=DataInput!$B883,DataInput!K883,NA())","v":"NA"},null,null,"QLD Burton Downs",null,null,null,null,false,null,null,{"$error":"#N/A"},{"$error":"#N/A"},{"$error":"#N/A"},{"$error":"#N/A"},{"$error":"#N/A"},{"$error":"#N/A"},{"$error":"#N/A"},{"$error":"#N/A"},{"$error":"#N/A"},{"$error":"#N/A"}]
[null,{"$f":"IF(DataInput!B884=$B$8,IF($B$9=$B$10,TRUE,IF(DataInput!E884=$B$9,TRUE,FALSE)))","v":true},null,null,{"$f":"IF(B885=TRUE,DataInput!B884,NA())","v":"QLD"},{"$f":"IF($E885=DataInput!$B884,DataInput!C884,NA())","v":"QBUR"},{"$f":"IF($E885=DataInput!$B884,DataInput!D884,NA())","v":"Burton Downs"},{"$f":"IF($E885=DataInput!$B884,DataInput!E884,NA())","v":"Powerlink"},{"$f":"IF($E885=DataInput!$B884,DataInput!F884,NA())","v":"Winter"},{"$f":"IF($E885=DataInput!$B884,DataInput!G884,NA())","v":"Non-Coincident"},{"$f":"IF($E885=DataInput!$B884,DataInput!H884,NA())","v":2019},{"$f":"IF($E885=DataInput!$B884,DataInput!I884,NA())","v":"POE50"},{"$f":"IF($E885=DataInput!$B884,DataInput!J884,NA())","v":"NA"},{"$f":"IF($E885=DataInput!$B884,DataInput!K884,NA())","v":"NA"},null,null,"QLD Burton Downs",null,null,null,null,false,null,null,{"$error":"#N/A"},{"$error":"#N/A"},{"$error":"#N/A"},{"$error":"#N/A"},{"$error":"#N/A"},{"$error":"#N/A"},{"$error":"#N/A"},{"$error":"#N/A"},{"$error":"#N/A"},{"$error":"#N/A"}]
[null,{"$f":"IF(DataInput!B885=$B$8,IF($B$9=$B$10,TRUE,IF(DataInput!E885=$B$9,TRUE,FALSE)))","v":true},null,null,{"$f":"IF(B886=TRUE,DataInput!B885,NA())","v":"QLD"},{"$f":"IF($E886=DataInput!$B885,DataInput!C885,NA())","v":"QBUR"},{"$f":"IF($E886=DataInput!$B885,DataInput!D885,NA())","v":"Burton Downs"},{"$f":"IF($E886=DataInput!$B885,DataInput!E885,NA())","v":"Powerlink"},{"$f":"IF($E886=DataInput!$B885,DataInput!F885,NA())","v":"Winter"},{"$f":"IF($E886=DataInput!$B885,DataInput!G885,NA())","v":"Non-Coincident"},{"$f":"IF($E886=DataInput!$B885,DataInput!H885,NA())","v":2020},{"$f":"IF($E886=DataInput!$B885,DataInput!I885,NA())","v":"POE50"},{"$f":"IF($E886=DataInput!$B885,DataInput!J885,NA())","v":"NA"},{"$f":"IF($E886=DataInput!$B885,DataInput!K885,NA())","v":"NA"},null,null,"QLD Burton Downs",null,null,null,null,false,null,null,{"$error":"#N/A"},{"$error":"#N/A"},{"$error":"#N/A"},{"$error":"#N/A"},{"$error":"#N/A"},{"$error":"#N/A"},{"$error":"#N/A"},{"$error":"#N/A"},{"$error":"#N/A"},{"$error":"#N/A"}]
[null,{"$f":"IF(DataInput!B886=$B$8,IF($B$9=$B$10,TRUE,IF(DataInput!E886=$B$9,TRUE,FALSE)))","v":true},null,null,{"$f":"IF(B887=TRUE,DataInput!B886,NA())","v":"QLD"},{"$f":"IF($E887=DataInput!$B886,DataInput!C886,NA())","v":"QBUR"},{"$f":"IF($E887=DataInput!$B886,DataInput!D886,NA())","v":"Burton Downs"},{"$f":"IF($E887=DataInput!$B886,DataInput!E886,NA())","v":"Powerlink"},{"$f":"IF($E887=DataInput!$B886,DataInput!F886,NA())","v":"Winter"},{"$f":"IF($E887=DataInput!$B886,DataInput!G886,NA())","v":"Non-Coincident"},{"$f":"IF($E887=DataInput!$B886,DataInput!H886,NA())","v":2021},{"$f":"IF($E887=DataInput!$B886,DataInput!I886,NA())","v":"POE50"},{"$f":"IF($E887=DataInput!$B886,DataInput!J886,NA())","v":"NA"},{"$f":"IF($E887=DataInput!$B886,DataInput!K886,NA())","v":"NA"},null,null,"QLD Burton Downs",null,null,null,null,false,null,null,{"$error":"#N/A"},{"$f":"IF($V887=TRUE,F887,NA())","v":{"$error":"#N/A"}},{"$f":"IF($V887=TRUE,G887,NA())","v":{"$error":"#N/A"}},{"$f":"IF($V887=TRUE,H887,NA())","v":{"$error":"#N/A"}},{"$f":"IF($V887=TRUE,I887,NA())","v":{"$error":"#N/A"}},{"$f":"IF($V887=TRUE,J887,NA())","v":{"$error":"#N/A"}},{"$f":"IF($V887=TRUE,K887,NA())","v":{"$error":"#N/A"}},{"$f":"IF($V887=TRUE,L887,NA())","v":{"$error":"#N/A"}},{"$f":"IF($V887=TRUE,M887,NA())","v":{"$error":"#N/A"}},{"$f":"IF($V887=TRUE,N887,NA())","v":{"$error":"#N/A"}}]
[null,{"$f":"IF(DataInput!B887=$B$8,IF($B$9=$B$10,TRUE,IF(DataInput!E887=$B$9,TRUE,FALSE)))","v":true},null,null,{"$f":"IF(B888=TRUE,DataInput!B887,NA())","v":"QLD"},{"$f":"IF($E888=DataInput!$B887,DataInput!C887,NA())","v":"QBUR"},{"$f":"IF($E888=DataInput!$B887,DataInput!D887,NA())","v":"Burton Downs"},{"$f":"IF($E888=DataInput!$B887,DataInput!E887,NA())","v":"Powerlink"},{"$f":"IF($E888=DataInput!$B887,DataInput!F887,NA())","v":"Winter"},{"$f":"IF($E888=DataInput!$B887,DataInput!G887,NA())","v":"Non-Coincident"},{"$f":"IF($E888=DataInput!$B887,DataInput!H887,NA())","v":2022},{"$f":"IF($E888=DataInput!$B887,DataInput!I887,NA())","v":"POE50"},{"$f":"IF($E888=DataInput!$B887,DataInput!J887,NA())","v":"NA"},{"$f":"IF($E888=DataInput!$B887,DataInput!K887,NA())","v":"NA"},null,null,"QLD Burton Downs",null,null,null,null,false,null,null,{"$error":"#N/A"},{"$error":"#N/A"},{"$error":"#N/A"},{"$error":"#N/A"},{"$error":"#N/A"},{"$error":"#N/A"},{"$error":"#N/A"},{"$error":"#N/A"},{"$error":"#N/A"},{"$error":"#N/A"}]
[null,{"$f":"IF(DataInput!B888=$B$8,IF($B$9=$B$10,TRUE,IF(DataInput!E888=$B$9,TRUE,FALSE)))","v":true},null,null,{"$f":"IF(B889=TRUE,DataInput!B888,NA())","v":"QLD"},{"$f":"IF($E889=DataInput!$B888,DataInput!C888,NA())","v":"QBUR"},{"$f":"IF($E889=DataInput!$B888,DataInput!D888,NA())","v":"Burton Downs"},{"$f":"IF($E889=DataInput!$B888,DataInput!E888,NA())","v":"Powerlink"},{"$f":"IF($E889=DataInput!$B888,DataInput!F888,NA())","v":"Winter"},{"$f":"IF($E889=DataInput!$B888,DataInput!G888,NA())","v":"Non-Coincident"},{"$f":"IF($E889=DataInput!$B888,DataInput!H888,NA())","v":2023},{"$f":"IF($E889=DataInput!$B888,DataInput!I888,NA())","v":"POE50"},{"$f":"IF($E889=DataInput!$B888,DataInput!J888,NA())","v":"NA"},{"$f":"IF($E889=DataInput!$B888,DataInput!K888,NA())","v":"NA"},null,null,"QLD Burton Downs",null,null,null,null,false,null,null,{"$error":"#N/A"},{"$error":"#N/A"},{"$error":"#N/A"},{"$error":"#N/A"},{"$error":"#N/A"},{"$error":"#N/A"},{"$error":"#N/A"},{"$error":"#N/A"},{"$error":"#N/A"},{"$error":"#N/A"}]
[null,{"$f":"IF(DataInput!B889=$B$8,IF($B$9=$B$10,TRUE,IF(DataInput!E889=$B$9,TRUE,FALSE)))","v":true},null,null,{"$f":"IF(B890=TRUE,DataInput!B889,NA())","v":"QLD"},{"$f":"IF($E890=DataInput!$B889,DataInput!C889,NA())","v":"QBUR"},{"$f":"IF($E890=DataInput!$B889,DataInput!D889,NA())","v":"Burton Downs"},{"$f":"IF($E890=DataInput!$B889,DataInput!E889,NA())","v":"Powerlink"},{"$f":"IF($E890=DataInput!$B889,DataInput!F889,NA())","v":"Winter"},{"$f":"IF($E890=DataInput!$B889,DataInput!G889,NA())","v":"Non-Coincident"},{"$f":"IF($E890=DataInput!$B889,DataInput!H889,NA())","v":2024},{"$f":"IF($E890=DataInput!$B889,DataInput!I889,NA())","v":"POE50"},{"$f":"IF($E890=DataInput!$B889,DataInput!J889,NA())","v":"NA"},{"$f":"IF($E890=DataInput!$B889,DataInput!K889,NA())","v":"NA"},null,null,"QLD Burton Downs",null,null,null,null,false,null,null,{"$error":"#N/A"},{"$error":"#N/A"},{"$error":"#N/A"},{"$error":"#N/A"},{"$error":"#N/A"},{"$error":"#N/A"},{"$error":"#N/A"},{"$error":"#N/A"},{"$error":"#N/A"},{"$error":"#N/A"}]
[null,{"$f":"IF(DataInput!B890=$B$8,IF($B$9=$B$10,TRUE,IF(DataInput!E890=$B$9,TRUE,FALSE)))","v":true},null,null,{"$f":"IF(B891=TRUE,DataInput!B890,NA())","v":"QLD"},{"$f":"IF($E891=DataInput!$B890,DataInput!C890,NA())","v":"QBUR"},{"$f":"IF($E891=DataInput!$B890,DataInput!D890,NA())","v":"Burton Downs"},{"$f":"IF($E891=DataInput!$B890,DataInput!E890,NA())","v":"Powerlink"},{"$f":"IF($E891=DataInput!$B890,DataInput!F890,NA())","v":"Winter"},{"$f":"IF($E891=DataInput!$B890,DataInput!G890,NA())","v":"Non-Coincident"},{"$f":"IF($E891=DataInput!$B890,DataInput!H890,NA())","v":2025},{"$f":"IF($E891=DataInput!$B890,DataInput!I890,NA())","v":"POE50"},{"$f":"IF($E891=DataInput!$B890,DataInput!J890,NA())","v":"NA"},{"$f":"IF($E891=DataInput!$B890,DataInput!K890,NA())","v":"NA"},null,null,"QLD Burton Downs",null,null,null,null,false,null,null,{"$error":"#N/A"},{"$error":"#N/A"},{"$error":"#N/A"},{"$error":"#N/A"},{"$error":"#N/A"},{"$error":"#N/A"},{"$error":"#N/A"},{"$error":"#N/A"},{"$error":"#N/A"},{"$error":"#N/A"}]
[null,{"$f":"IF(DataInput!B891=$B$8,IF($B$9=$B$10,TRUE,IF(DataInput!E891=$B$9,TRUE,FALSE)))","v":true},null,null,{"$f":"IF(B892=TRUE,DataInput!B891,NA())","v":"QLD"},{"$f":"IF($E892=DataInput!$B891,DataInput!C891,NA())","v":"QBWH"},{"$f":"IF($E892=DataInput!$B891,DataInput!D891,NA())","v":"Blackwater 132"},{"$f":"IF($E892=DataInput!$B891,DataInput!E891,NA())","v":"Ergon"},{"$f":"IF($E892=DataInput!$B891,DataInput!F891,NA())","v":"Summer"},{"$f":"IF($E892=DataInput!$B891,DataInput!G891,NA())","v":"Non-Coincident"},{"$f":"IF($E892=DataInput!$B891,DataInput!H891,NA())","v":2017},{"$f":"IF($E892=DataInput!$B891,DataInput!I891,NA())","v":"POE10"},{"$f":"IF($E892=DataInput!$B891,DataInput!J891,NA())","v":38.623241325947603},{"$f":"IF($E892=DataInput!$B891,DataInput!K891,NA())","v":0.62659727179771596},null,null,"QLD Blackwater 132",null,null,null,null,false,null,null,{"$error":"#N/A"},{"$error":"#N/A"},{"$error":"#N/A"},{"$error":"#N/A"},{"$error":"#N/A"},{"$error":"#N/A"},{"$error":"#N/A"},{"$error":"#N/A"},{"$error":"#N/A"},{"$error":"#N/A"}]
[null,{"$f":"IF(DataInput!B892=$B$8,IF($B$9=$B$10,TRUE,IF(DataInput!E892=$B$9,TRUE,FALSE)))","v":true},null,null,{"$f":"IF(B893=TRUE,DataInput!B892,NA())","v":"QLD"},{"$f":"IF($E893=DataInput!$B892,DataInput!C892,NA())","v":"QBWH"},{"$f":"IF($E893=DataInput!$B892,DataInput!D892,NA())","v":"Blackwater 132"},{"$f":"IF($E893=DataInput!$B892,DataInput!E892,NA())","v":"Ergon"},{"$f":"IF($E893=DataInput!$B892,DataInput!F892,NA())","v":"Summer"},{"$f":"IF($E893=DataInput!$B892,DataInput!G892,NA())","v":"Non-Coincident"},{"$f":"IF($E893=DataInput!$B892,DataInput!H892,NA())","v":2018},{"$f":"IF($E893=DataInput!$B892,DataInput!I892,NA())","v":"POE10"},{"$f":"IF($E893=DataInput!$B892,DataInput!J892,NA())","v":38.6207603380699},{"$f":"IF($E893=DataInput!$B892,DataInput!K892,NA())","v":0.630639643702678},null,null,"QLD Blackwater 132",null,null,null,null,false,null,null,{"$error":"#N/A"},{"$error":"#N/A"},{"$error":"#N/A"},{"$error":"#N/A"},{"$error":"#N/A"},{"$error":"#N/A"},{"$error":"#N/A"},{"$error":"#N/A"},{"$error":"#N/A"},{"$error":"#N/A"}]
[null,{"$f":"IF(DataInput!B893=$B$8,IF($B$9=$B$10,TRUE,IF(DataInput!E893=$B$9,TRUE,FALSE)))","v":true},null,null,{"$f":"IF(B894=TRUE,DataInput!B893,NA())","v":"QLD"},{"$f":"IF($E894=DataInput!$B893,DataInput!C893,NA())","v":"QBWH"},{"$f":"IF($E894=DataInput!$B893,DataInput!D893,NA())","v":"Blackwater 132"},{"$f":"IF($E894=DataInput!$B893,DataInput!E893,NA())","v":"Ergon"},{"$f":"IF($E894=DataInput!$B893,DataInput!F893,NA())","v":"Summer"},{"$f":"IF($E894=DataInput!$B893,DataInput!G893,NA())","v":"Non-Coincident"},{"$f":"IF($E894=DataInput!$B893,DataInput!H893,NA())","v":2019},{"$f":"IF($E894=DataInput!$B893,DataInput!I893,NA())","v":"POE10"},{"$f":"IF($E894=DataInput!$B893,DataInput!J893,NA())","v":38.717760511831301},{"$f":"IF($E894=DataInput!$B893,DataInput!K893,NA())","v":0.631270401595175},null,null,"QLD Blackwater 132",null,null,null,null,false,null,null,{"$error":"#N/A"},{"$error":"#N/A"},{"$error":"#N/A"},{"$error":"#N/A"},{"$error":"#N/A"},{"$error":"#N/A"},{"$error":"#N/A"},{"$error":"#N/A"},{"$error":"#N/A"},{"$error":"#N/A"}]
[null,{"$f":"IF(DataInput!B894=$B$8,IF($B$9=$B$10,TRUE,IF(DataInput!E894=$B$9,TRUE,FALSE)))","v":true},null,null,{"$f":"IF(B895=TRUE,DataInput!B894,NA())","v":"QLD"},{"$f":"IF($E895=DataInput!$B894,DataInput!C894,NA())","v":"QBWH"},{"$f":"IF($E895=DataInput!$B894,DataInput!D894,NA())","v":"Blackwater 132"},{"$f":"IF($E895=DataInput!$B894,DataInput!E894,NA())","v":"Ergon"},{"$f":"IF($E895=DataInput!$B894,DataInput!F894,NA())","v":"Summer"},{"$f":"IF($E895=DataInput!$B894,DataInput!G894,NA())","v":"Non-Coincident"},{"$f":"IF($E895=DataInput!$B894,DataInput!H894,NA())","v":2020},{"$f":"IF($E895=DataInput!$B894,DataInput!I894,NA())","v":"POE10"},{"$f":"IF($E895=DataInput!$B894,DataInput!J894,NA())","v":39.115859875664398},{"$f":"IF($E895=DataInput!$B894,DataInput!K894,NA())","v":0.63139985372225604},null,null,"QLD Blackwater 132",null,null,null,null,false,null,null,{"$error":"#N/A"},{"$error":"#N/A"},{"$error":"#N/A"},{"$error":"#N/A"},{"$error":"#N/A"},{"$error":"#N/A"},{"$error":"#N/A"},{"$error":"#N/A"},{"$error":"#N/A"},{"$error":"#N/A"}]
[null,{"$f":"IF(DataInput!B895=$B$8,IF($B$9=$B$10,TRUE,IF(DataInput!E895=$B$9,TRUE,FALSE)))","v":true},null,null,{"$f":"IF(B896=TRUE,DataInput!B895,NA())","v":"QLD"},{"$f":"IF($E896=DataInput!$B895,DataInput!C895,NA())","v":"QBWH"},{"$f":"IF($E896=DataInput!$B895,DataInput!D895,NA())","v":"Blackwater 132"},{"$f":"IF($E896=DataInput!$B895,DataInput!E895,NA())","v":"Ergon"},{"$f":"IF($E896=DataInput!$B895,DataInput!F895,NA())","v":"Summer"},{"$f":"IF($E896=DataInput!$B895,DataInput!G895,NA())","v":"Non-Coincident"},{"$f":"IF($E896=DataInput!$B895,DataInput!H895,NA())","v":2021},{"$f":"IF($E896=DataInput!$B895,DataInput!I895,NA())","v":"POE10"},{"$f":"IF($E896=DataInput!$B895,DataInput!J895,NA())","v":39.252981050665603},{"$f":"IF($E896=DataInput!$B895,DataInput!K895,NA())","v":0.62787827009151997},null,null,"QLD Blackwater 132",null,null,null,null,false,null,null,{"$error":"#N/A"},{"$error":"#N/A"},{"$error":"#N/A"},{"$error":"#N/A"},{"$error":"#N/A"},{"$error":"#N/A"},{"$error":"#N/A"},{"$error":"#N/A"},{"$error":"#N/A"},{"$error":"#N/A"}]
[null,{"$f":"IF(DataInput!B896=$B$8,IF($B$9=$B$10,TRUE,IF(DataInput!E896=$B$9,TRUE,FALSE)))","v":true},null,null,{"$f":"IF(B897=TRUE,DataInput!B896,NA())","v":"QLD"},{"$f":"IF($E897=DataInput!$B896,DataInput!C896,NA())","v":"QBWH"},{"$f":"IF($E897=DataInput!$B896,DataInput!D896,NA())","v":"Blackwater 132"},{"$f":"IF($E897=DataInput!$B896,DataInput!E896,NA())","v":"Ergon"},{"$f":"IF($E897=DataInput!$B896,DataInput!F896,NA())","v":"Summer"},{"$f":"IF($E897=DataInput!$B896,DataInput!G896,NA())","v":"Non-Coincident"},{"$f":"IF($E897=DataInput!$B896,DataInput!H896,NA())","v":2022},{"$f":"IF($E897=DataInput!$B896,DataInput!I896,NA())","v":"POE10"},{"$f":"IF($E897=DataInput!$B896,DataInput!J896,NA())","v":39.381707644930501},{"$f":"IF($E897=DataInput!$B896,DataInput!K896,NA())","v":0.627948251201776},null,null,"QLD Blackwater 132",null,null,null,null,false,null,null,{"$error":"#N/A"},{"$error":"#N/A"},{"$error":"#N/A"},{"$error":"#N/A"},{"$error":"#N/A"},{"$error":"#N/A"},{"$error":"#N/A"},{"$error":"#N/A"},{"$error":"#N/A"},{"$error":"#N/A"}]
[null,{"$f":"IF(DataInput!B897=$B$8,IF($B$9=$B$10,TRUE,IF(DataInput!E897=$B$9,TRUE,FALSE)))","v":true},null,null,{"$f":"IF(B898=TRUE,DataInput!B897,NA())","v":"QLD"},{"$f":"IF($E898=DataInput!$B897,DataInput!C897,NA())","v":"QBWH"},{"$f":"IF($E898=DataInput!$B897,DataInput!D897,NA())","v":"Blackwater 132"},{"$f":"IF($E898=DataInput!$B897,DataInput!E897,NA())","v":"Ergon"},{"$f":"IF($E898=DataInput!$B897,DataInput!F897,NA())","v":"Summer"},{"$f":"IF($E898=DataInput!$B897,DataInput!G897,NA())","v":"Non-Coincident"},{"$f":"IF($E898=DataInput!$B897,DataInput!H897,NA())","v":2023},{"$f":"IF($E898=DataInput!$B897,DataInput!I897,NA())","v":"POE10"},{"$f":"IF($E898=DataInput!$B897,DataInput!J897,NA())","v":39.154499469796001},{"$f":"IF($E898=DataInput!$B897,DataInput!K897,NA())","v":0.62794729323726395},null,null,"QLD Blackwater 132",null,null,null,null,false,null,null,{"$error":"#N/A"},{"$error":"#N/A"},{"$error":"#N/A"},{"$error":"#N/A"},{"$error":"#N/A"},{"$error":"#N/A"},{"$error":"#N/A"},{"$error":"#N/A"},{"$error":"#N/A"},{"$error":"#N/A"}]
[null,{"$f":"IF(DataInput!B898=$B$8,IF($B$9=$B$10,TRUE,IF(DataInput!E898=$B$9,TRUE,FALSE)))","v":true},null,null,{"$f":"IF(B899=TRUE,DataInput!B898,NA())","v":"QLD"},{"$f":"IF($E899=DataInput!$B898,DataInput!C898,NA())","v":"QBWH"},{"$f":"IF($E899=DataInput!$B898,DataInput!D898,NA())","v":"Blackwater 132"},{"$f":"IF($E899=DataInput!$B898,DataInput!E898,NA())","v":"Ergon"},{"$f":"IF($E899=DataInput!$B898,DataInput!F898,NA())","v":"Summer"},{"$f":"IF($E899=DataInput!$B898,DataInput!G898,NA())","v":"Non-Coincident"},{"$f":"IF($E899=DataInput!$B898,DataInput!H898,NA())","v":2024},{"$f":"IF($E899=DataInput!$B898,DataInput!I898,NA())","v":"POE10"},{"$f":"IF($E899=DataInput!$B898,DataInput!J898,NA())","v":39.695283550082003},{"$f":"IF($E899=DataInput!$B898,DataInput!K898,NA())","v":0.62795126583159799},null,null,"QLD Blackwater 132",null,null,null,null,false,null,null,{"$error":"#N/A"},{"$error":"#N/A"},{"$error":"#N/A"},{"$error":"#N/A"},{"$error":"#N/A"},{"$error":"#N/A"},{"$error":"#N/A"},{"$error":"#N/A"},{"$error":"#N/A"},{"$error":"#N/A"}]
[null,{"$f":"IF(DataInput!B899=$B$8,IF($B$9=$B$10,TRUE,IF(DataInput!E899=$B$9,TRUE,FALSE)))","v":true},null,null,{"$f":"IF(B900=TRUE,DataInput!B899,NA())","v":"QLD"},{"$f":"IF($E900=DataInput!$B899,DataInput!C899,NA())","v":"QBWH"},{"$f":"IF($E900=DataInput!$B899,DataInput!D899,NA())","v":"Blackwater 132"},{"$f":"IF($E900=DataInput!$B899,DataInput!E899,NA())","v":"Ergon"},{"$f":"IF($E900=DataInput!$B899,DataInput!F899,NA())","v":"Summer"},{"$f":"IF($E900=DataInput!$B899,DataInput!G899,NA())","v":"Non-Coincident"},{"$f":"IF($E900=DataInput!$B899,DataInput!H899,NA())","v":2025},{"$f":"IF($E900=DataInput!$B899,DataInput!I899,NA())","v":"POE10"},{"$f":"IF($E900=DataInput!$B899,DataInput!J899,NA())","v":40.088859068331097},{"$f":"IF($E900=DataInput!$B899,DataInput!K899,NA())","v":0.62787979221118395},null,null,"QLD Blackwater 132",null,null,null,null,false,null,null,{"$error":"#N/A"},{"$error":"#N/A"},{"$error":"#N/A"},{"$error":"#N/A"},{"$error":"#N/A"},{"$error":"#N/A"},{"$error":"#N/A"},{"$error":"#N/A"},{"$error":"#N/A"},{"$error":"#N/A"}]
[null,{"$f":"IF(DataInput!B900=$B$8,IF($B$9=$B$10,TRUE,IF(DataInput!E900=$B$9,TRUE,FALSE)))","v":true},null,null,{"$f":"IF(B901=TRUE,DataInput!B900,NA())","v":"QLD"},{"$f":"IF($E901=DataInput!$B900,DataInput!C900,NA())","v":"QBWH"},{"$f":"IF($E901=DataInput!$B900,DataInput!D900,NA())","v":"Blackwater 132"},{"$f":"IF($E901=DataInput!$B900,DataInput!E900,NA())","v":"Ergon"},{"$f":"IF($E901=DataInput!$B900,DataInput!F900,NA())","v":"Summer"},{"$f":"IF($E901=DataInput!$B900,DataInput!G900,NA())","v":"Non-Coincident"},{"$f":"IF($E901=DataInput!$B900,DataInput!H900,NA())","v":2026},{"$f":"IF($E901=DataInput!$B900,DataInput!I900,NA())","v":"POE10"},{"$f":"IF($E901=DataInput!$B900,DataInput!J900,NA())","v":39.986964569093203},{"$f":"IF($E901=DataInput!$B900,DataInput!K900,NA())","v":0.62787896449745495},null,null,"QLD Blackwater 132",null,null,null,null,false,null,null,{"$error":"#N/A"},{"$error":"#N/A"},{"$error":"#N/A"},{"$error":"#N/A"},{"$error":"#N/A"},{"$error":"#N/A"},{"$error":"#N/A"},{"$error":"#N/A"},{"$error":"#N/A"},{"$error":"#N/A"}]
[null,{"$f":"IF(DataInput!B901=$B$8,IF($B$9=$B$10,TRUE,IF(DataInput!E901=$B$9,TRUE,FALSE)))","v":true},null,null,{"$f":"IF(B902=TRUE,DataInput!B901,NA())","v":"QLD"},{"$f":"IF($E902=DataInput!$B901,DataInput!C901,NA())","v":"QBWH"},{"$f":"IF($E902=DataInput!$B901,DataInput!D901,NA())","v":"Blackwater 132"},{"$f":"IF($E902=DataInput!$B901,DataInput!E901,NA())","v":"Ergon"},{"$f":"IF($E902=DataInput!$B901,DataInput!F901,NA())","v":"Summer"},{"$f":"IF($E902=DataInput!$B901,DataInput!G901,NA())","v":"Non-Coincident"},{"$f":"IF($E902=DataInput!$B901,DataInput!H901,NA())","v":2017},{"$f":"IF($E902=DataInput!$B901,DataInput!I901,NA())","v":"POE50"},{"$f":"IF($E902=DataInput!$B901,DataInput!J901,NA())","v":35.744430781773701},{"$f":"IF($E902=DataInput!$B901,DataInput!K901,NA())","v":0.63711646618320805},null,null,"QLD Blackwater 132",null,null,null,null,false,null,null,{"$error":"#N/A"},{"$error":"#N/A"},{"$error":"#N/A"},{"$error":"#N/A"},{"$error":"#N/A"},{"$error":"#N/A"},{"$error":"#N/A"},{"$error":"#N/A"},{"$error":"#N/A"},{"$error":"#N/A"}]
[null,{"$f":"IF(DataInput!B902=$B$8,IF($B$9=$B$10,TRUE,IF(DataInput!E902=$B$9,TRUE,FALSE)))","v":true},null,null,{"$f":"IF(B903=TRUE,DataInput!B902,NA())","v":"QLD"},{"$f":"IF($E903=DataInput!$B902,DataInput!C902,NA())","v":"QBWH"},{"$f":"IF($E903=DataInput!$B902,DataInput!D902,NA())","v":"Blackwater 132"},{"$f":"IF($E903=DataInput!$B902,DataInput!E902,NA())","v":"Ergon"},{"$f":"IF($E903=DataInput!$B902,DataInput!F902,NA())","v":"Summer"},{"$f":"IF($E903=DataInput!$B902,DataInput!G902,NA())","v":"Non-Coincident"},{"$f":"IF($E903=DataInput!$B902,DataInput!H902,NA())","v":2018},{"$f":"IF($E903=DataInput!$B902,DataInput!I902,NA())","v":"POE50"},{"$f":"IF($E903=DataInput!$B902,DataInput!J902,NA())","v":35.740854089054402},{"$f":"IF($E903=DataInput!$B902,DataInput!K902,NA())","v":0.639393168195732},null,null,"QLD Blackwater 132",null,null,null,null,false,null,null,{"$error":"#N/A"},{"$error":"#N/A"},{"$error":"#N/A"},{"$error":"#N/A"},{"$error":"#N/A"},{"$error":"#N/A"},{"$error":"#N/A"},{"$error":"#N/A"},{"$error":"#N/A"},{"$error":"#N/A"}]
[null,{"$f":"IF(DataInput!B903=$B$8,IF($B$9=$B$10,TRUE,IF(DataInput!E903=$B$9,TRUE,FALSE)))","v":true},null,null,{"$f":"IF(B904=TRUE,DataInput!B903,NA())","v":"QLD"},{"$f":"IF($E904=DataInput!$B903,DataInput!C903,NA())","v":"QBWH"},{"$f":"IF($E904=DataInput!$B903,DataInput!D903,NA())","v":"Blackwater 132"},{"$f":"IF($E904=DataInput!$B903,DataInput!E903,NA())","v":"Ergon"},{"$f":"IF($E904=DataInput!$B903,DataInput!F903,NA())","v":"Summer"},{"$f":"IF($E904=DataInput!$B903,DataInput!G903,NA())","v":"Non-Coincident"},{"$f":"IF($E904=DataInput!$B903,DataInput!H903,NA())","v":2019},{"$f":"IF($E904=DataInput!$B903,DataInput!I903,NA())","v":"POE50"},{"$f":"IF($E904=DataInput!$B903,DataInput!J903,NA())","v":35.632258956841603},{"$f":"IF($E904=DataInput!$B903,DataInput!K903,NA())","v":0.63719183411729696},null,null,"QLD Blackwater 132",null,null,null,null,false,null,null,{"$error":"#N/A"},{"$error":"#N/A"},{"$error":"#N/A"},{"$error":"#N/A"},{"$error":"#N/A"},{"$error":"#N/A"},{"$error":"#N/A"},{"$error":"#N/A"},{"$error":"#N/A"},{"$error":"#N/A"}]
[null,{"$f":"IF(DataInput!B904=$B$8,IF($B$9=$B$10,TRUE,IF(DataInput!E904=$B$9,TRUE,FALSE)))","v":true},null,null,{"$f":"IF(B905=TRUE,DataInput!B904,NA())","v":"QLD"},{"$f":"IF($E905=DataInput!$B904,DataInput!C904,NA())","v":"QBWH"},{"$f":"IF($E905=DataInput!$B904,DataInput!D904,NA())","v":"Blackwater 132"},{"$f":"IF($E905=DataInput!$B904,DataInput!E904,NA())","v":"Ergon"},{"$f":"IF($E905=DataInput!$B904,DataInput!F904,NA())","v":"Summer"},{"$f":"IF($E905=DataInput!$B904,DataInput!G904,NA())","v":"Non-Coincident"},{"$f":"IF($E905=DataInput!$B904,DataInput!H904,NA())","v":2020},{"$f":"IF($E905=DataInput!$B904,DataInput!I904,NA())","v":"POE50"},{"$f":"IF($E905=DataInput!$B904,DataInput!J904,NA())","v":36.147866394122097},{"$f":"IF($E905=DataInput!$B904,DataInput!K904,NA())","v":0.641236594576995},null,null,"QLD Blackwater 132",null,null,null,null,false,null,null,{"$error":"#N/A"},{"$error":"#N/A"},{"$error":"#N/A"},{"$error":"#N/A"},{"$error":"#N/A"},{"$error":"#N/A"},{"$error":"#N/A"},{"$error":"#N/A"},{"$error":"#N/A"},{"$error":"#N/A"}]
[null,{"$f":"IF(DataInput!B905=$B$8,IF($B$9=$B$10,TRUE,IF(DataInput!E905=$B$9,TRUE,FALSE)))","v":true},null,null,{"$f":"IF(B906=TRUE,DataInput!B905,NA())","v":"QLD"},{"$f":"IF($E906=DataInput!$B905,DataInput!C905,NA())","v":"QBWH"},{"$f":"IF($E906=DataInput!$B905,DataInput!D905,NA())","v":"Blackwater 132"},{"$f":"IF($E906=DataInput!$B905,DataInput!E905,NA())","v":"Ergon"},{"$f":"IF($E906=DataInput!$B905,DataInput!F905,NA())","v":"Summer"},{"$f":"IF($E906=DataInput!$B905,DataInput!G905,NA())","v":"Non-Coincident"},{"$f":"IF($E906=DataInput!$B905,DataInput!H905,NA())","v":2021},{"$f":"IF($E906=DataInput!$B905,DataInput!I905,NA())","v":"POE50"},{"$f":"IF($E906=DataInput!$B905,DataInput!J905,NA())","v":36.0247488169733},{"$f":"IF($E906=DataInput!$B905,DataInput!K905,NA())","v":0.63860975198751202},null,null,"QLD Blackwater 132",null,null,null,null,false,null,null,{"$error":"#N/A"},{"$error":"#N/A"},{"$error":"#N/A"},{"$error":"#N/A"},{"$error":"#N/A"},{"$error":"#N/A"},{"$error":"#N/A"},{"$error":"#N/A"},{"$error":"#N/A"},{"$error":"#N/A"}]
[null,{"$f":"IF(DataInput!B906=$B$8,IF($B$9=$B$10,TRUE,IF(DataInput!E906=$B$9,TRUE,FALSE)))","v":true},null,null,{"$f":"IF(B907=TRUE,DataInput!B906,NA())","v":"QLD"},{"$f":"IF($E907=DataInput!$B906,DataInput!C906,NA())","v":"QBWH"},{"$f":"IF($E907=DataInput!$B906,DataInput!D906,NA())","v":"Blackwater 132"},{"$f":"IF($E907=DataInput!$B906,DataInput!E906,NA())","v":"Ergon"},{"$f":"IF($E907=DataInput!$B906,DataInput!F906,NA())","v":"Summer"},{"$f":"IF($E907=DataInput!$B906,DataInput!G906,NA())","v":"Non-Coincident"},{"$f":"IF($E907=DataInput!$B906,DataInput!H906,NA())","v":2022},{"$f":"IF($E907=DataInput!$B906,DataInput!I906,NA())","v":"POE50"},{"$f":"IF($E907=DataInput!$B906,DataInput!J906,NA())","v":36.285949630364598},{"$f":"IF($E907=DataInput!$B906,DataInput!K906,NA())","v":0.63870649962451598},null,null,"QLD Blackwater 132",null,null,null,null,false,null,null,{"$error":"#N/A"},{"$error":"#N/A"},{"$error":"#N/A"},{"$error":"#N/A"},{"$error":"#N/A"},{"$error":"#N/A"},{"$error":"#N/A"},{"$error":"#N/A"},{"$error":"#N/A"},{"$error":"#N/A"}]
[null,{"$f":"IF(DataInput!B907=$B$8,IF($B$9=$B$10,TRUE,IF(DataInput!E907=$B$9,TRUE,FALSE)))","v":true},null,null,{"$f":"IF(B908=TRUE,DataInput!B907,NA())","v":"QLD"},{"$f":"IF($E908=DataInput!$B907,DataInput!C907,NA())","v":"QBWH"},{"$f":"IF($E908=DataInput!$B907,DataInput!D907,NA())","v":"Blackwater 132"},{"$f":"IF($E908=DataInput!$B907,DataInput!E907,NA())","v":"Ergon"},{"$f":"IF($E908=DataInput!$B907,DataInput!F907,NA())","v":"Summer"},{"$f":"IF($E908=DataInput!$B907,DataInput!G907,NA())","v":"Non-Coincident"},{"$f":"IF($E908=DataInput!$B907,DataInput!H907,NA())","v":2023},{"$f":"IF($E908=DataInput!$B907,DataInput!I907,NA())","v":"POE50"},{"$f":"IF($E908=DataInput!$B907,DataInput!J907,NA())","v":36.6418730256771},{"$f":"IF($E908=DataInput!$B907,DataInput!K907,NA())","v":0.63872219265113594},null,null,{"$f":"IF(OR(ISERROR(E908),ISERROR(G908)),\"  \",E908&\" \"&G908)","v":"QLD Blackwater 132"},null,null,null,null,{"$f":"IF(ISERROR(G908),FALSE,IF($V$9=G908,TRUE,FALSE))","v":false},null,null,{"$f":"IF($V908=TRUE,E908,NA())","v":{"$error":"#N/A"}},{"$error":"#N/A"},{"$error":"#N/A"},{"$error":"#N/A"},{"$error":"#N/A"},{"$error":"#N/A"},{"$error":"#N/A"},{"$error":"#N/A"},{"$error":"#N/A"},{"$error":"#N/A"}]
[null,{"$f":"IF(DataInput!B908=$B$8,IF($B$9=$B$10,TRUE,IF(DataInput!E908=$B$9,TRUE,FALSE)))","v":true},null,null,{"$f":"IF(B909=TRUE,DataInput!B908,NA())","v":"QLD"},{"$f":"IF($E909=DataInput!$B908,DataInput!C908,NA())","v":"QBWH"},{"$f":"IF($E909=DataInput!$B908,DataInput!D908,NA())","v":"Blackwater 132"},{"$f":"IF($E909=DataInput!$B908,DataInput!E908,NA())","v":"Ergon"},{"$f":"IF($E909=DataInput!$B908,DataInput!F908,NA())","v":"Summer"},{"$f":"IF($E909=DataInput!$B908,DataInput!G908,NA())","v":"Non-Coincident"},{"$f":"IF($E909=DataInput!$B908,DataInput!H908,NA())","v":2024},{"$f":"IF($E909=DataInput!$B908,DataInput!I908,NA())","v":"POE50"},{"$f":"IF($E909=DataInput!$B908,DataInput!J908,NA())","v":37.016341421824499},{"$f":"IF($E909=DataInput!$B908,DataInput!K908,NA())","v":0.63874426542670404},null,null,"QLD Blackwater 132",null,null,null,null,false,null,null,{"$error":"#N/A"},{"$error":"#N/A"},{"$error":"#N/A"},{"$error":"#N/A"},{"$error":"#N/A"},{"$error":"#N/A"},{"$error":"#N/A"},{"$error":"#N/A"},{"$error":"#N/A"},{"$error":"#N/A"}]
[null,{"$f":"IF(DataInput!B909=$B$8,IF($B$9=$B$10,TRUE,IF(DataInput!E909=$B$9,TRUE,FALSE)))","v":true},null,null,{"$f":"IF(B910=TRUE,DataInput!B909,NA())","v":"QLD"},{"$f":"IF($E910=DataInput!$B909,DataInput!C909,NA())","v":"QBWH"},{"$f":"IF($E910=DataInput!$B909,DataInput!D909,NA())","v":"Blackwater 132"},{"$f":"IF($E910=DataInput!$B909,DataInput!E909,NA())","v":"Ergon"},{"$f":"IF($E910=DataInput!$B909,DataInput!F909,NA())","v":"Summer"},{"$f":"IF($E910=DataInput!$B909,DataInput!G909,NA())","v":"Non-Coincident"},{"$f":"IF($E910=DataInput!$B909,DataInput!H909,NA())","v":2025},{"$f":"IF($E910=DataInput!$B909,DataInput!I909,NA())","v":"POE50"},{"$f":"IF($E910=DataInput!$B909,DataInput!J909,NA())","v":37.179684586469797},{"$f":"IF($E910=DataInput!$B909,DataInput!K909,NA())","v":0.63869142179363003},null,null,"QLD Blackwater 132",null,null,null,null,false,null,null,{"$error":"#N/A"},{"$error":"#N/A"},{"$error":"#N/A"},{"$error":"#N/A"},{"$error":"#N/A"},{"$error":"#N/A"},{"$error":"#N/A"},{"$error":"#N/A"},{"$error":"#N/A"},{"$error":"#N/A"}]
[null,{"$f":"IF(DataInput!B910=$B$8,IF($B$9=$B$10,TRUE,IF(DataInput!E910=$B$9,TRUE,FALSE)))","v":true},null,null,{"$f":"IF(B911=TRUE,DataInput!B910,NA())","v":"QLD"},{"$f":"IF($E911=DataInput!$B910,DataInput!C910,NA())","v":"QBWH"},{"$f":"IF($E911=DataInput!$B910,DataInput!D910,NA())","v":"Blackwater 132"},{"$f":"IF($E911=DataInput!$B910,DataInput!E910,NA())","v":"Ergon"},{"$f":"IF($E911=DataInput!$B910,DataInput!F910,NA())","v":"Summer"},{"$f":"IF($E911=DataInput!$B910,DataInput!G910,NA())","v":"Non-Coincident"},{"$f":"IF($E911=DataInput!$B910,DataInput!H910,NA())","v":2026},{"$f":"IF($E911=DataInput!$B910,DataInput!I910,NA())","v":"POE50"},{"$f":"IF($E911=DataInput!$B910,DataInput!J910,NA())","v":37.167004188691301},{"$f":"IF($E911=DataInput!$B910,DataInput!K910,NA())","v":0.63871451855263295},null,null,"QLD Blackwater 132",null,null,null,null,false,null,null,{"$error":"#N/A"},{"$error":"#N/A"},{"$error":"#N/A"},{"$error":"#N/A"},{"$error":"#N/A"},{"$error":"#N/A"},{"$error":"#N/A"},{"$error":"#N/A"},{"$error":"#N/A"},{"$error":"#N/A"}]
[null,{"$f":"IF(DataInput!B911=$B$8,IF($B$9=$B$10,TRUE,IF(DataInput!E911=$B$9,TRUE,FALSE)))","v":true},null,null,{"$f":"IF(B912=TRUE,DataInput!B911,NA())","v":"QLD"},{"$f":"IF($E912=DataInput!$B911,DataInput!C911,NA())","v":"QBWH"},{"$f":"IF($E912=DataInput!$B911,DataInput!D911,NA())","v":"Blackwater 132"},{"$f":"IF($E912=DataInput!$B911,DataInput!E911,NA())","v":"Ergon"},{"$f":"IF($E912=DataInput!$B911,DataInput!F911,NA())","v":"Winter"},{"$f":"IF($E912=DataInput!$B911,DataInput!G911,NA())","v":"Non-Coincident"},{"$f":"IF($E912=DataInput!$B911,DataInput!H911,NA())","v":2016},{"$f":"IF($E912=DataInput!$B911,DataInput!I911,NA())","v":"POE10"},{"$f":"IF($E912=DataInput!$B911,DataInput!J911,NA())","v":33.005459702683602},{"$f":"IF($E912=DataInput!$B911,DataInput!K911,NA())","v":0.54137624028720899},null,null,"QLD Blackwater 132",null,null,null,null,false,null,null,{"$error":"#N/A"},{"$error":"#N/A"},{"$error":"#N/A"},{"$error":"#N/A"},{"$error":"#N/A"},{"$error":"#N/A"},{"$error":"#N/A"},{"$error":"#N/A"},{"$error":"#N/A"},{"$error":"#N/A"}]
[null,{"$f":"IF(DataInput!B912=$B$8,IF($B$9=$B$10,TRUE,IF(DataInput!E912=$B$9,TRUE,FALSE)))","v":true},null,null,{"$f":"IF(B913=TRUE,DataInput!B912,NA())","v":"QLD"},{"$f":"IF($E913=DataInput!$B912,DataInput!C912,NA())","v":"QBWH"},{"$f":"IF($E913=DataInput!$B912,DataInput!D912,NA())","v":"Blackwater 132"},{"$f":"IF($E913=DataInput!$B912,DataInput!E912,NA())","v":"Ergon"},{"$f":"IF($E913=DataInput!$B912,DataInput!F912,NA())","v":"Winter"},{"$f":"IF($E913=DataInput!$B912,DataInput!G912,NA())","v":"Non-Coincident"},{"$f":"IF($E913=DataInput!$B912,DataInput!H912,NA())","v":2017},{"$f":"IF($E913=DataInput!$B912,DataInput!I912,NA())","v":"POE10"},{"$f":"IF($E913=DataInput!$B912,DataInput!J912,NA())","v":36.546417376422298},{"$f":"IF($E913=DataInput!$B912,DataInput!K912,NA())","v":0.55735363687802897},null,null,"QLD Blackwater 132",null,null,null,null,false,null,null,{"$error":"#N/A"},{"$error":"#N/A"},{"$error":"#N/A"},{"$error":"#N/A"},{"$error":"#N/A"},{"$error":"#N/A"},{"$error":"#N/A"},{"$error":"#N/A"},{"$error":"#N/A"},{"$error":"#N/A"}]
[null,{"$f":"IF(DataInput!B913=$B$8,IF($B$9=$B$10,TRUE,IF(DataInput!E913=$B$9,TRUE,FALSE)))","v":true},null,null,{"$f":"IF(B914=TRUE,DataInput!B913,NA())","v":"QLD"},{"$f":"IF($E914=DataInput!$B913,DataInput!C913,NA())","v":"QBWH"},{"$f":"IF($E914=DataInput!$B913,DataInput!D913,NA())","v":"Blackwater 132"},{"$f":"IF($E914=DataInput!$B913,DataInput!E913,NA())","v":"Ergon"},{"$f":"IF($E914=DataInput!$B913,DataInput!F913,NA())","v":"Winter"},{"$f":"IF($E914=DataInput!$B913,DataInput!G913,NA())","v":"Non-Coincident"},{"$f":"IF($E914=DataInput!$B913,DataInput!H913,NA())","v":2018},{"$f":"IF($E914=DataInput!$B913,DataInput!I913,NA())","v":"POE10"},{"$f":"IF($E914=DataInput!$B913,DataInput!J913,NA())","v":37.547136678965302},{"$f":"IF($E914=DataInput!$B913,DataInput!K913,NA())","v":0.56553966638955999},null,null,"QLD Blackwater 132",null,null,null,null,false,null,null,{"$error":"#N/A"},{"$error":"#N/A"},{"$error":"#N/A"},{"$error":"#N/A"},{"$error":"#N/A"},{"$error":"#N/A"},{"$error":"#N/A"},{"$error":"#N/A"},{"$error":"#N/A"},{"$error":"#N/A"}]
[null,{"$f":"IF(DataInput!B914=$B$8,IF($B$9=$B$10,TRUE,IF(DataInput!E914=$B$9,TRUE,FALSE)))","v":true},null,null,{"$f":"IF(B915=TRUE,DataInput!B914,NA())","v":"QLD"},{"$f":"IF($E915=DataInput!$B914,DataInput!C914,NA())","v":"QBWH"},{"$f":"IF($E915=DataInput!$B914,DataInput!D914,NA())","v":"Blackwater 132"},{"$f":"IF($E915=DataInput!$B914,DataInput!E914,NA())","v":"Ergon"},{"$f":"IF($E915=DataInput!$B914,DataInput!F914,NA())","v":"Winter"},{"$f":"IF($E915=DataInput!$B914,DataInput!G914,NA())","v":"Non-Coincident"},{"$f":"IF($E915=DataInput!$B914,DataInput!H914,NA())","v":2019},{"$f":"IF($E915=DataInput!$B914,DataInput!I914,NA())","v":"POE10"},{"$f":"IF($E915=DataInput!$B914,DataInput!J914,NA())","v":38.9599633527314},{"$f":"IF($E915=DataInput!$B914,DataInput!K914,NA())","v":0.55795732446714197},null,null,"QLD Blackwater 132",null,null,null,null,false,null,null,{"$error":"#N/A"},{"$error":"#N/A"},{"$error":"#N/A"},{"$error":"#N/A"},{"$error":"#N/A"},{"$error":"#N/A"},{"$error":"#N/A"},{"$error":"#N/A"},{"$error":"#N/A"},{"$error":"#N/A"}]
[null,{"$f":"IF(DataInput!B915=$B$8,IF($B$9=$B$10,TRUE,IF(DataInput!E915=$B$9,TRUE,FALSE)))","v":true},null,null,{"$f":"IF(B916=TRUE,DataInput!B915,NA())","v":"QLD"},{"$f":"IF($E916=DataInput!$B915,DataInput!C915,NA())","v":"QBWH"},{"$f":"IF($E916=DataInput!$B915,DataInput!D915,NA())","v":"Blackwater 132"},{"$f":"IF($E916=DataInput!$B915,DataInput!E915,NA())","v":"Ergon"},{"$f":"IF($E916=DataInput!$B915,DataInput!F915,NA())","v":"Winter"},{"$f":"IF($E916=DataInput!$B915,DataInput!G915,NA())","v":"Non-Coincident"},{"$f":"IF($E916=DataInput!$B915,DataInput!H915,NA())","v":2020},{"$f":"IF($E916=DataInput!$B915,DataInput!I915,NA())","v":"POE10"},{"$f":"IF($E916=DataInput!$B915,DataInput!J915,NA())","v":40.221770514338203},{"$f":"IF($E916=DataInput!$B915,DataInput!K915,NA())","v":0.543055582447868},null,null,"QLD Blackwater 132",null,null,null,null,false,null,null,{"$error":"#N/A"},{"$error":"#N/A"},{"$error":"#N/A"},{"$error":"#N/A"},{"$error":"#N/A"},{"$error":"#N/A"},{"$error":"#N/A"},{"$error":"#N/A"},{"$error":"#N/A"},{"$error":"#N/A"}]
[null,{"$f":"IF(DataInput!B916=$B$8,IF($B$9=$B$10,TRUE,IF(DataInput!E916=$B$9,TRUE,FALSE)))","v":true},null,null,{"$f":"IF(B917=TRUE,DataInput!B916,NA())","v":"QLD"},{"$f":"IF($E917=DataInput!$B916,DataInput!C916,NA())","v":"QBWH"},{"$f":"IF($E917=DataInput!$B916,DataInput!D916,NA())","v":"Blackwater 132"},{"$f":"IF($E917=DataInput!$B916,DataInput!E916,NA())","v":"Ergon"},{"$f":"IF($E917=DataInput!$B916,DataInput!F916,NA())","v":"Winter"},{"$f":"IF($E917=DataInput!$B916,DataInput!G916,NA())","v":"Non-Coincident"},{"$f":"IF($E917=DataInput!$B916,DataInput!H916,NA())","v":2021},{"$f":"IF($E917=DataInput!$B916,DataInput!I916,NA())","v":"POE10"},{"$f":"IF($E917=DataInput!$B916,DataInput!J916,NA())","v":39.861598712005197},{"$f":"IF($E917=DataInput!$B916,DataInput!K916,NA())","v":0.54330651788173701},null,null,"QLD Blackwater 132",null,null,null,null,false,null,null,{"$error":"#N/A"},{"$error":"#N/A"},{"$error":"#N/A"},{"$error":"#N/A"},{"$error":"#N/A"},{"$error":"#N/A"},{"$error":"#N/A"},{"$error":"#N/A"},{"$error":"#N/A"},{"$error":"#N/A"}]
[null,{"$f":"IF(DataInput!B917=$B$8,IF($B$9=$B$10,TRUE,IF(DataInput!E917=$B$9,TRUE,FALSE)))","v":true},null,null,{"$f":"IF(B918=TRUE,DataInput!B917,NA())","v":"QLD"},{"$f":"IF($E918=DataInput!$B917,DataInput!C917,NA())","v":"QBWH"},{"$f":"IF($E918=DataInput!$B917,DataInput!D917,NA())","v":"Blackwater 132"},{"$f":"IF($E918=DataInput!$B917,DataInput!E917,NA())","v":"Ergon"},{"$f":"IF($E918=DataInput!$B917,DataInput!F917,NA())","v":"Winter"},{"$f":"IF($E918=DataInput!$B917,DataInput!G917,NA())","v":"Non-Coincident"},{"$f":"IF($E918=DataInput!$B917,DataInput!H917,NA())","v":2022},{"$f":"IF($E918=DataInput!$B917,DataInput!I917,NA())","v":"POE10"},{"$f":"IF($E918=DataInput!$B917,DataInput!J917,NA())","v":40.432029905104699},{"$f":"IF($E918=DataInput!$B917,DataInput!K917,NA())","v":0.54353990677304198},null,null,"QLD Blackwater 132",null,null,null,null,false,null,null,{"$error":"#N/A"},{"$error":"#N/A"},{"$error":"#N/A"},{"$error":"#N/A"},{"$error":"#N/A"},{"$error":"#N/A"},{"$error":"#N/A"},{"$error":"#N/A"},{"$error":"#N/A"},{"$error":"#N/A"}]
[null,{"$f":"IF(DataInput!B918=$B$8,IF($B$9=$B$10,TRUE,IF(DataInput!E918=$B$9,TRUE,FALSE)))","v":true},null,null,{"$f":"IF(B919=TRUE,DataInput!B918,NA())","v":"QLD"},{"$f":"IF($E919=DataInput!$B918,DataInput!C918,NA())","v":"QBWH"},{"$f":"IF($E919=DataInput!$B918,DataInput!D918,NA())","v":"Blackwater 132"},{"$f":"IF($E919=DataInput!$B918,DataInput!E918,NA())","v":"Ergon"},{"$f":"IF($E919=DataInput!$B918,DataInput!F918,NA())","v":"Winter"},{"$f":"IF($E919=DataInput!$B918,DataInput!G918,NA())","v":"Non-Coincident"},{"$f":"IF($E919=DataInput!$B918,DataInput!H918,NA())","v":2023},{"$f":"IF($E919=DataInput!$B918,DataInput!I918,NA())","v":"POE10"},{"$f":"IF($E919=DataInput!$B918,DataInput!J918,NA())","v":40.800232977285901},{"$f":"IF($E919=DataInput!$B918,DataInput!K918,NA())","v":0.54370765316233005},null,null,"QLD Blackwater 132",null,null,null,null,false,null,null,{"$error":"#N/A"},{"$error":"#N/A"},{"$error":"#N/A"},{"$error":"#N/A"},{"$error":"#N/A"},{"$error":"#N/A"},{"$error":"#N/A"},{"$error":"#N/A"},{"$error":"#N/A"},{"$error":"#N/A"}]
[null,{"$f":"IF(DataInput!B919=$B$8,IF($B$9=$B$10,TRUE,IF(DataInput!E919=$B$9,TRUE,FALSE)))","v":true},null,null,{"$f":"IF(B920=TRUE,DataInput!B919,NA())","v":"QLD"},{"$f":"IF($E920=DataInput!$B919,DataInput!C919,NA())","v":"QBWH"},{"$f":"IF($E920=DataInput!$B919,DataInput!D919,NA())","v":"Blackwater 132"},{"$f":"IF($E920=DataInput!$B919,DataInput!E919,NA())","v":"Ergon"},{"$f":"IF($E920=DataInput!$B919,DataInput!F919,NA())","v":"Winter"},{"$f":"IF($E920=DataInput!$B919,DataInput!G919,NA())","v":"Non-Coincident"},{"$f":"IF($E920=DataInput!$B919,DataInput!H919,NA())","v":2024},{"$f":"IF($E920=DataInput!$B919,DataInput!I919,NA())","v":"POE10"},{"$f":"IF($E920=DataInput!$B919,DataInput!J919,NA())","v":42.281972548305497},{"$f":"IF($E920=DataInput!$B919,DataInput!K919,NA())","v":0.54391767813278802},null,null,"QLD Blackwater 132",null,null,null,null,false,null,null,{"$error":"#N/A"},{"$error":"#N/A"},{"$error":"#N/A"},{"$error":"#N/A"},{"$error":"#N/A"},{"$error":"#N/A"},{"$error":"#N/A"},{"$error":"#N/A"},{"$error":"#N/A"},{"$error":"#N/A"}]
[null,{"$f":"IF(DataInput!B920=$B$8,IF($B$9=$B$10,TRUE,IF(DataInput!E920=$B$9,TRUE,FALSE)))","v":true},null,null,{"$f":"IF(B921=TRUE,DataInput!B920,NA())","v":"QLD"},{"$f":"IF($E921=DataInput!$B920,DataInput!C920,NA())","v":"QBWH"},{"$f":"IF($E921=DataInput!$B920,DataInput!D920,NA())","v":"Blackwater 132"},{"$f":"IF($E921=DataInput!$B920,DataInput!E920,NA())","v":"Ergon"},{"$f":"IF($E921=DataInput!$B920,DataInput!F920,NA())","v":"Winter"},{"$f":"IF($E921=DataInput!$B920,DataInput!G920,NA())","v":"Non-Coincident"},{"$f":"IF($E921=DataInput!$B920,DataInput!H920,NA())","v":2025},{"$f":"IF($E921=DataInput!$B920,DataInput!I920,NA())","v":"POE10"},{"$f":"IF($E921=DataInput!$B920,DataInput!J920,NA())","v":42.639750392056598},{"$f":"IF($E921=DataInput!$B920,DataInput!K920,NA())","v":0.54410767722429199},null,null,"QLD Blackwater 132",null,null,null,null,false,null,null,{"$error":"#N/A"},{"$error":"#N/A"},{"$error":"#N/A"},{"$error":"#N/A"},{"$error":"#N/A"},{"$error":"#N/A"},{"$error":"#N/A"},{"$error":"#N/A"},{"$error":"#N/A"},{"$error":"#N/A"}]
[null,{"$f":"IF(DataInput!B921=$B$8,IF($B$9=$B$10,TRUE,IF(DataInput!E921=$B$9,TRUE,FALSE)))","v":true},null,null,{"$f":"IF(B922=TRUE,DataInput!B921,NA())","v":"QLD"},{"$f":"IF($E922=DataInput!$B921,DataInput!C921,NA())","v":"QBWH"},{"$f":"IF($E922=DataInput!$B921,DataInput!D921,NA())","v":"Blackwater 132"},{"$f":"IF($E922=DataInput!$B921,DataInput!E921,NA())","v":"Ergon"},{"$f":"IF($E922=DataInput!$B921,DataInput!F921,NA())","v":"Winter"},{"$f":"IF($E922=DataInput!$B921,DataInput!G921,NA())","v":"Non-Coincident"},{"$f":"IF($E922=DataInput!$B921,DataInput!H921,NA())","v":2016},{"$f":"IF($E922=DataInput!$B921,DataInput!I921,NA())","v":"POE50"},{"$f":"IF($E922=DataInput!$B921,DataInput!J921,NA())","v":30.2034727167377},{"$f":"IF($E922=DataInput!$B921,DataInput!K921,NA())","v":0.55340987233804695},null,null,"QLD Blackwater 132",null,null,null,null,false,null,null,{"$error":"#N/A"},{"$error":"#N/A"},{"$error":"#N/A"},{"$error":"#N/A"},{"$error":"#N/A"},{"$error":"#N/A"},{"$error":"#N/A"},{"$error":"#N/A"},{"$error":"#N/A"},{"$error":"#N/A"}]
[null,{"$f":"IF(DataInput!B922=$B$8,IF($B$9=$B$10,TRUE,IF(DataInput!E922=$B$9,TRUE,FALSE)))","v":true},null,null,{"$f":"IF(B923=TRUE,DataInput!B922,NA())","v":"QLD"},{"$f":"IF($E923=DataInput!$B922,DataInput!C922,NA())","v":"QBWH"},{"$f":"IF($E923=DataInput!$B922,DataInput!D922,NA())","v":"Blackwater 132"},{"$f":"IF($E923=DataInput!$B922,DataInput!E922,NA())","v":"Ergon"},{"$f":"IF($E923=DataInput!$B922,DataInput!F922,NA())","v":"Winter"},{"$f":"IF($E923=DataInput!$B922,DataInput!G922,NA())","v":"Non-Coincident"},{"$f":"IF($E923=DataInput!$B922,DataInput!H922,NA())","v":2017},{"$f":"IF($E923=DataInput!$B922,DataInput!I922,NA())","v":"POE50"},{"$f":"IF($E923=DataInput!$B922,DataInput!J922,NA())","v":33.7438780008724},{"$f":"IF($E923=DataInput!$B922,DataInput!K922,NA())","v":0.56936513685939905},null,null,"QLD Blackwater 132",null,null,null,null,false,null,null,{"$error":"#N/A"},{"$error":"#N/A"},{"$error":"#N/A"},{"$error":"#N/A"},{"$error":"#N/A"},{"$error":"#N/A"},{"$error":"#N/A"},{"$error":"#N/A"},{"$error":"#N/A"},{"$error":"#N/A"}]
[null,{"$f":"IF(DataInput!B923=$B$8,IF($B$9=$B$10,TRUE,IF(DataInput!E923=$B$9,TRUE,FALSE)))","v":true},null,null,{"$f":"IF(B924=TRUE,DataInput!B923,NA())","v":"QLD"},{"$f":"IF($E924=DataInput!$B923,DataInput!C923,NA())","v":"QBWH"},{"$f":"IF($E924=DataInput!$B923,DataInput!D923,NA())","v":"Blackwater 132"},{"$f":"IF($E924=DataInput!$B923,DataInput!E923,NA())","v":"Ergon"},{"$f":"IF($E924=DataInput!$B923,DataInput!F923,NA())","v":"Winter"},{"$f":"IF($E924=DataInput!$B923,DataInput!G923,NA())","v":"Non-Coincident"},{"$f":"IF($E924=DataInput!$B923,DataInput!H923,NA())","v":2018},{"$f":"IF($E924=DataInput!$B923,DataInput!I923,NA())","v":"POE50"},{"$f":"IF($E924=DataInput!$B923,DataInput!J923,NA())","v":34.429709391859099},{"$f":"IF($E924=DataInput!$B923,DataInput!K923,NA())","v":0.57408302071679895},null,null,"QLD Blackwater 132",null,null,null,null,false,null,null,{"$error":"#N/A"},{"$error":"#N/A"},{"$error":"#N/A"},{"$error":"#N/A"},{"$error":"#N/A"},{"$error":"#N/A"},{"$error":"#N/A"},{"$error":"#N/A"},{"$error":"#N/A"},{"$error":"#N/A"}]
[null,{"$f":"IF(DataInput!B924=$B$8,IF($B$9=$B$10,TRUE,IF(DataInput!E924=$B$9,TRUE,FALSE)))","v":true},null,null,{"$f":"IF(B925=TRUE,DataInput!B924,NA())","v":"QLD"},{"$f":"IF($E925=DataInput!$B924,DataInput!C924,NA())","v":"QBWH"},{"$f":"IF($E925=DataInput!$B924,DataInput!D924,NA())","v":"Blackwater 132"},{"$f":"IF($E925=DataInput!$B924,DataInput!E924,NA())","v":"Ergon"},{"$f":"IF($E925=DataInput!$B924,DataInput!F924,NA())","v":"Winter"},{"$f":"IF($E925=DataInput!$B924,DataInput!G924,NA())","v":"Non-Coincident"},{"$f":"IF($E925=DataInput!$B924,DataInput!H924,NA())","v":2019},{"$f":"IF($E925=DataInput!$B924,DataInput!I924,NA())","v":"POE50"},{"$f":"IF($E925=DataInput!$B924,DataInput!J924,NA())","v":35.408884131888698},{"$f":"IF($E925=DataInput!$B924,DataInput!K924,NA())","v":0.56745987341244097},null,null,"QLD Blackwater 132",null,null,null,null,false,null,null,{"$error":"#N/A"},{"$error":"#N/A"},{"$error":"#N/A"},{"$error":"#N/A"},{"$error":"#N/A"},{"$error":"#N/A"},{"$error":"#N/A"},{"$error":"#N/A"},{"$error":"#N/A"},{"$error":"#N/A"}]
[null,{"$f":"IF(DataInput!B925=$B$8,IF($B$9=$B$10,TRUE,IF(DataInput!E925=$B$9,TRUE,FALSE)))","v":true},null,null,{"$f":"IF(B926=TRUE,DataInput!B925,NA())","v":"QLD"},{"$f":"IF($E926=DataInput!$B925,DataInput!C925,NA())","v":"QBWH"},{"$f":"IF($E926=DataInput!$B925,DataInput!D925,NA())","v":"Blackwater 132"},{"$f":"IF($E926=DataInput!$B925,DataInput!E925,NA())","v":"Ergon"},{"$f":"IF($E926=DataInput!$B925,DataInput!F925,NA())","v":"Winter"},{"$f":"IF($E926=DataInput!$B925,DataInput!G925,NA())","v":"Non-Coincident"},{"$f":"IF($E926=DataInput!$B925,DataInput!H925,NA())","v":2020},{"$f":"IF($E926=DataInput!$B925,DataInput!I925,NA())","v":"POE50"},{"$f":"IF($E926=DataInput!$B925,DataInput!J925,NA())","v":36.3574761421132},{"$f":"IF($E926=DataInput!$B925,DataInput!K925,NA())","v":0.55509862636711904},null,null,"QLD Blackwater 132",null,null,null,null,false,null,null,{"$error":"#N/A"},{"$error":"#N/A"},{"$error":"#N/A"},{"$error":"#N/A"},{"$error":"#N/A"},{"$error":"#N/A"},{"$error":"#N/A"},{"$error":"#N/A"},{"$error":"#N/A"},{"$error":"#N/A"}]
[null,{"$f":"IF(DataInput!B926=$B$8,IF($B$9=$B$10,TRUE,IF(DataInput!E926=$B$9,TRUE,FALSE)))","v":true},null,null,{"$f":"IF(B927=TRUE,DataInput!B926,NA())","v":"QLD"},{"$f":"IF($E927=DataInput!$B926,DataInput!C926,NA())","v":"QBWH"},{"$f":"IF($E927=DataInput!$B926,DataInput!D926,NA())","v":"Blackwater 132"},{"$f":"IF($E927=DataInput!$B926,DataInput!E926,NA())","v":"Ergon"},{"$f":"IF($E927=DataInput!$B926,DataInput!F926,NA())","v":"Winter"},{"$f":"IF($E927=DataInput!$B926,DataInput!G926,NA())","v":"Non-Coincident"},{"$f":"IF($E927=DataInput!$B926,DataInput!H926,NA())","v":2021},{"$f":"IF($E927=DataInput!$B926,DataInput!I926,NA())","v":"POE50"},{"$f":"IF($E927=DataInput!$B926,DataInput!J926,NA())","v":36.384939134305903},{"$f":"IF($E927=DataInput!$B926,DataInput!K926,NA())","v":0.55533987779737204},null,null,"QLD Blackwater 132",null,null,null,null,false,null,null,{"$error":"#N/A"},{"$error":"#N/A"},{"$error":"#N/A"},{"$error":"#N/A"},{"$error":"#N/A"},{"$error":"#N/A"},{"$error":"#N/A"},{"$error":"#N/A"},{"$error":"#N/A"},{"$error":"#N/A"}]
[null,{"$f":"IF(DataInput!B927=$B$8,IF($B$9=$B$10,TRUE,IF(DataInput!E927=$B$9,TRUE,FALSE)))","v":true},null,null,{"$f":"IF(B928=TRUE,DataInput!B927,NA())","v":"QLD"},{"$f":"IF($E928=DataInput!$B927,DataInput!C927,NA())","v":"QBWH"},{"$f":"IF($E928=DataInput!$B927,DataInput!D927,NA())","v":"Blackwater 132"},{"$f":"IF($E928=DataInput!$B927,DataInput!E927,NA())","v":"Ergon"},{"$f":"IF($E928=DataInput!$B927,DataInput!F927,NA())","v":"Winter"},{"$f":"IF($E928=DataInput!$B927,DataInput!G927,NA())","v":"Non-Coincident"},{"$f":"IF($E928=DataInput!$B927,DataInput!H927,NA())","v":2022},{"$f":"IF($E928=DataInput!$B927,DataInput!I927,NA())","v":"POE50"},{"$f":"IF($E928=DataInput!$B927,DataInput!J927,NA())","v":36.905729899910703},{"$f":"IF($E928=DataInput!$B927,DataInput!K927,NA())","v":0.55556002810074201},null,null,"QLD Blackwater 132",null,null,null,null,false,null,null,{"$error":"#N/A"},{"$error":"#N/A"},{"$error":"#N/A"},{"$error":"#N/A"},{"$error":"#N/A"},{"$error":"#N/A"},{"$error":"#N/A"},{"$error":"#N/A"},{"$error":"#N/A"},{"$error":"#N/A"}]
[null,{"$f":"IF(DataInput!B928=$B$8,IF($B$9=$B$10,TRUE,IF(DataInput!E928=$B$9,TRUE,FALSE)))","v":true},null,null,{"$f":"IF(B929=TRUE,DataInput!B928,NA())","v":"QLD"},{"$f":"IF($E929=DataInput!$B928,DataInput!C928,NA())","v":"QBWH"},{"$f":"IF($E929=DataInput!$B928,DataInput!D928,NA())","v":"Blackwater 132"},{"$f":"IF($E929=DataInput!$B928,DataInput!E928,NA())","v":"Ergon"},{"$f":"IF($E929=DataInput!$B928,DataInput!F928,NA())","v":"Winter"},{"$f":"IF($E929=DataInput!$B928,DataInput!G928,NA())","v":"Non-Coincident"},{"$f":"IF($E929=DataInput!$B928,DataInput!H928,NA())","v":2023},{"$f":"IF($E929=DataInput!$B928,DataInput!I928,NA())","v":"POE50"},{"$f":"IF($E929=DataInput!$B928,DataInput!J928,NA())","v":37.230113399381899},{"$f":"IF($E929=DataInput!$B928,DataInput!K928,NA())","v":0.55571271700015801},null,null,"QLD Blackwater 132",null,null,null,null,false,null,null,{"$error":"#N/A"},{"$error":"#N/A"},{"$error":"#N/A"},{"$error":"#N/A"},{"$error":"#N/A"},{"$error":"#N/A"},{"$error":"#N/A"},{"$error":"#N/A"},{"$error":"#N/A"},{"$error":"#N/A"}]
[null,{"$f":"IF(DataInput!B929=$B$8,IF($B$9=$B$10,TRUE,IF(DataInput!E929=$B$9,TRUE,FALSE)))","v":true},null,null,{"$f":"IF(B930=TRUE,DataInput!B929,NA())","v":"QLD"},{"$f":"IF($E930=DataInput!$B929,DataInput!C929,NA())","v":"QBWH"},{"$f":"IF($E930=DataInput!$B929,DataInput!D929,NA())","v":"Blackwater 132"},{"$f":"IF($E930=DataInput!$B929,DataInput!E929,NA())","v":"Ergon"},{"$f":"IF($E930=DataInput!$B929,DataInput!F929,NA())","v":"Winter"},{"$f":"IF($E930=DataInput!$B929,DataInput!G929,NA())","v":"Non-Coincident"},{"$f":"IF($E930=DataInput!$B929,DataInput!H929,NA())","v":2024},{"$f":"IF($E930=DataInput!$B929,DataInput!I929,NA())","v":"POE50"},{"$f":"IF($E930=DataInput!$B929,DataInput!J929,NA())","v":38.092097025879497},{"$f":"IF($E930=DataInput!$B929,DataInput!K929,NA())","v":0.55591077889775697},null,null,"QLD Blackwater 132",null,null,null,null,false,null,null,{"$error":"#N/A"},{"$error":"#N/A"},{"$error":"#N/A"},{"$error":"#N/A"},{"$error":"#N/A"},{"$error":"#N/A"},{"$error":"#N/A"},{"$error":"#N/A"},{"$error":"#N/A"},{"$error":"#N/A"}]
[null,{"$f":"IF(DataInput!B930=$B$8,IF($B$9=$B$10,TRUE,IF(DataInput!E930=$B$9,TRUE,FALSE)))","v":true},null,null,{"$f":"IF(B931=TRUE,DataInput!B930,NA())","v":"QLD"},{"$f":"IF($E931=DataInput!$B930,DataInput!C930,NA())","v":"QBWH"},{"$f":"IF($E931=DataInput!$B930,DataInput!D930,NA())","v":"Blackwater 132"},{"$f":"IF($E931=DataInput!$B930,DataInput!E930,NA())","v":"Ergon"},{"$f":"IF($E931=DataInput!$B930,DataInput!F930,NA())","v":"Winter"},{"$f":"IF($E931=DataInput!$B930,DataInput!G930,NA())","v":"Non-Coincident"},{"$f":"IF($E931=DataInput!$B930,DataInput!H930,NA())","v":2025},{"$f":"IF($E931=DataInput!$B930,DataInput!I930,NA())","v":"POE50"},{"$f":"IF($E931=DataInput!$B930,DataInput!J930,NA())","v":38.264817800948002},{"$f":"IF($E931=DataInput!$B930,DataInput!K930,NA())","v":0.55608837215486095},null,null,"QLD Blackwater 132",null,null,null,null,false,null,null,{"$error":"#N/A"},{"$error":"#N/A"},{"$error":"#N/A"},{"$error":"#N/A"},{"$error":"#N/A"},{"$error":"#N/A"},{"$error":"#N/A"},{"$error":"#N/A"},{"$error":"#N/A"},{"$error":"#N/A"}]
[null,{"$f":"IF(DataInput!B931=$B$8,IF($B$9=$B$10,TRUE,IF(DataInput!E931=$B$9,TRUE,FALSE)))","v":true},null,null,{"$f":"IF(B932=TRUE,DataInput!B931,NA())","v":"QLD"},{"$f":"IF($E932=DataInput!$B931,DataInput!C931,NA())","v":"QBWL"},{"$f":"IF($E932=DataInput!$B931,DataInput!D931,NA())","v":"Blackwater 66/11"},{"$f":"IF($E932=DataInput!$B931,DataInput!E931,NA())","v":"Ergon"},{"$f":"IF($E932=DataInput!$B931,DataInput!F931,NA())","v":"Summer"},{"$f":"IF($E932=DataInput!$B931,DataInput!G931,NA())","v":"Non-Coincident"},{"$f":"IF($E932=DataInput!$B931,DataInput!H931,NA())","v":2017},{"$f":"IF($E932=DataInput!$B931,DataInput!I931,NA())","v":"POE10"},{"$f":"IF($E932=DataInput!$B931,DataInput!J931,NA())","v":116.763524404926},{"$f":"IF($E932=DataInput!$B931,DataInput!K931,NA())","v":0.82464897171189999},null,null,"QLD Blackwater 66/11",null,null,null,null,false,null,null,{"$error":"#N/A"},{"$error":"#N/A"},{"$error":"#N/A"},{"$error":"#N/A"},{"$error":"#N/A"},{"$error":"#N/A"},{"$error":"#N/A"},{"$error":"#N/A"},{"$error":"#N/A"},{"$error":"#N/A"}]
[null,{"$f":"IF(DataInput!B932=$B$8,IF($B$9=$B$10,TRUE,IF(DataInput!E932=$B$9,TRUE,FALSE)))","v":true},null,null,{"$f":"IF(B933=TRUE,DataInput!B932,NA())","v":"QLD"},{"$f":"IF($E933=DataInput!$B932,DataInput!C932,NA())","v":"QBWL"},{"$f":"IF($E933=DataInput!$B932,DataInput!D932,NA())","v":"Blackwater 66/11"},{"$f":"IF($E933=DataInput!$B932,DataInput!E932,NA())","v":"Ergon"},{"$f":"IF($E933=DataInput!$B932,DataInput!F932,NA())","v":"Summer"},{"$f":"IF($E933=DataInput!$B932,DataInput!G932,NA())","v":"Non-Coincident"},{"$f":"IF($E933=DataInput!$B932,DataInput!H932,NA())","v":2018},{"$f":"IF($E933=DataInput!$B932,DataInput!I932,NA())","v":"POE10"},{"$f":"IF($E933=DataInput!$B932,DataInput!J932,NA())","v":116.65589413195499},{"$f":"IF($E933=DataInput!$B932,DataInput!K932,NA())","v":0.82996903610531902},null,null,"QLD Blackwater 66/11",null,null,null,null,false,null,null,{"$error":"#N/A"},{"$error":"#N/A"},{"$error":"#N/A"},{"$error":"#N/A"},{"$error":"#N/A"},{"$error":"#N/A"},{"$error":"#N/A"},{"$error":"#N/A"},{"$error":"#N/A"},{"$error":"#N/A"}]
[null,{"$f":"IF(DataInput!B933=$B$8,IF($B$9=$B$10,TRUE,IF(DataInput!E933=$B$9,TRUE,FALSE)))","v":true},null,null,{"$f":"IF(B934=TRUE,DataInput!B933,NA())","v":"QLD"},{"$f":"IF($E934=DataInput!$B933,DataInput!C933,NA())","v":"QBWL"},{"$f":"IF($E934=DataInput!$B933,DataInput!D933,NA())","v":"Blackwater 66/11"},{"$f":"IF($E934=DataInput!$B933,DataInput!E933,NA())","v":"Ergon"},{"$f":"IF($E934=DataInput!$B933,DataInput!F933,NA())","v":"Summer"},{"$f":"IF($E934=DataInput!$B933,DataInput!G933,NA())","v":"Non-Coincident"},{"$f":"IF($E934=DataInput!$B933,DataInput!H933,NA())","v":2019},{"$f":"IF($E934=DataInput!$B933,DataInput!I933,NA())","v":"POE10"},{"$f":"IF($E934=DataInput!$B933,DataInput!J933,NA())","v":116.93741062916099},{"$f":"IF($E934=DataInput!$B933,DataInput!K933,NA())","v":0.83079916076570004},null,null,"QLD Blackwater 66/11",null,null,null,null,false,null,null,{"$error":"#N/A"},{"$error":"#N/A"},{"$error":"#N/A"},{"$error":"#N/A"},{"$error":"#N/A"},{"$error":"#N/A"},{"$error":"#N/A"},{"$error":"#N/A"},{"$error":"#N/A"},{"$error":"#N/A"}]
[null,{"$f":"IF(DataInput!B934=$B$8,IF($B$9=$B$10,TRUE,IF(DataInput!E934=$B$9,TRUE,FALSE)))","v":true},null,null,{"$f":"IF(B935=TRUE,DataInput!B934,NA())","v":"QLD"},{"$f":"IF($E935=DataInput!$B934,DataInput!C934,NA())","v":"QBWL"},{"$f":"IF($E935=DataInput!$B934,DataInput!D934,NA())","v":"Blackwater 66/11"},{"$f":"IF($E935=DataInput!$B934,DataInput!E934,NA())","v":"Ergon"},{"$f":"IF($E935=DataInput!$B934,DataInput!F934,NA())","v":"Summer"},{"$f":"IF($E935=DataInput!$B934,DataInput!G934,NA())","v":"Non-Coincident"},{"$f":"IF($E935=DataInput!$B934,DataInput!H934,NA())","v":2020},{"$f":"IF($E935=DataInput!$B934,DataInput!I934,NA())","v":"POE10"},{"$f":"IF($E935=DataInput!$B934,DataInput!J934,NA())","v":118.233867835949},{"$f":"IF($E935=DataInput!$B934,DataInput!K934,NA())","v":0.83096952946707703},null,null,"QLD Blackwater 66/11",null,null,null,null,false,null,null,{"$error":"#N/A"},{"$error":"#N/A"},{"$error":"#N/A"},{"$error":"#N/A"},{"$error":"#N/A"},{"$error":"#N/A"},{"$error":"#N/A"},{"$error":"#N/A"},{"$error":"#N/A"},{"$error":"#N/A"}]
[null,{"$f":"IF(DataInput!B935=$B$8,IF($B$9=$B$10,TRUE,IF(DataInput!E935=$B$9,TRUE,FALSE)))","v":true},null,null,{"$f":"IF(B936=TRUE,DataInput!B935,NA())","v":"QLD"},{"$f":"IF($E936=DataInput!$B935,DataInput!C935,NA())","v":"QBWL"},{"$f":"IF($E936=DataInput!$B935,DataInput!D935,NA())","v":"Blackwater 66/11"},{"$f":"IF($E936=DataInput!$B935,DataInput!E935,NA())","v":"Ergon"},{"$f":"IF($E936=DataInput!$B935,DataInput!F935,NA())","v":"Summer"},{"$f":"IF($E936=DataInput!$B935,DataInput!G935,NA())","v":"Non-Coincident"},{"$f":"IF($E936=DataInput!$B935,DataInput!H935,NA())","v":2021},{"$f":"IF($E936=DataInput!$B935,DataInput!I935,NA())","v":"POE10"},{"$f":"IF($E936=DataInput!$B935,DataInput!J935,NA())","v":118.860769327139},{"$f":"IF($E936=DataInput!$B935,DataInput!K935,NA())","v":0.82633486147442503},null,null,"QLD Blackwater 66/11",null,null,null,null,false,null,null,{"$error":"#N/A"},{"$error":"#N/A"},{"$error":"#N/A"},{"$error":"#N/A"},{"$error":"#N/A"},{"$error":"#N/A"},{"$error":"#N/A"},{"$error":"#N/A"},{"$error":"#N/A"},{"$error":"#N/A"}]
[null,{"$f":"IF(DataInput!B936=$B$8,IF($B$9=$B$10,TRUE,IF(DataInput!E936=$B$9,TRUE,FALSE)))","v":true},null,null,{"$f":"IF(B937=TRUE,DataInput!B936,NA())","v":"QLD"},{"$f":"IF($E937=DataInput!$B936,DataInput!C936,NA())","v":"QBWL"},{"$f":"IF($E937=DataInput!$B936,DataInput!D936,NA())","v":"Blackwater 66/11"},{"$f":"IF($E937=DataInput!$B936,DataInput!E936,NA())","v":"Ergon"},{"$f":"IF($E937=DataInput!$B936,DataInput!F936,NA())","v":"Summer"},{"$f":"IF($E937=DataInput!$B936,DataInput!G936,NA())","v":"Non-Coincident"},{"$f":"IF($E937=DataInput!$B936,DataInput!H936,NA())","v":2022},{"$f":"IF($E937=DataInput!$B936,DataInput!I936,NA())","v":"POE10"},{"$f":"IF($E937=DataInput!$B936,DataInput!J936,NA())","v":119.572237316255},{"$f":"IF($E937=DataInput!$B936,DataInput!K936,NA())","v":0.82642696186044595},null,null,"QLD Blackwater 66/11",null,null,null,null,false,null,null,{"$error":"#N/A"},{"$error":"#N/A"},{"$error":"#N/A"},{"$error":"#N/A"},{"$error":"#N/A"},{"$error":"#N/A"},{"$error":"#N/A"},{"$error":"#N/A"},{"$error":"#N/A"},{"$error":"#N/A"}]
[null,{"$f":"IF(DataInput!B937=$B$8,IF($B$9=$B$10,TRUE,IF(DataInput!E937=$B$9,TRUE,FALSE)))","v":true},null,null,{"$f":"IF(B938=TRUE,DataInput!B937,NA())","v":"QLD"},{"$f":"IF($E938=DataInput!$B937,DataInput!C937,NA())","v":"QBWL"},{"$f":"IF($E938=DataInput!$B937,DataInput!D937,NA())","v":"Blackwater 66/11"},{"$f":"IF($E938=DataInput!$B937,DataInput!E937,NA())","v":"Ergon"},{"$f":"IF($E938=DataInput!$B937,DataInput!F937,NA())","v":"Summer"},{"$f":"IF($E938=DataInput!$B937,DataInput!G937,NA())","v":"Non-Coincident"},{"$f":"IF($E938=DataInput!$B937,DataInput!H937,NA())","v":2023},{"$f":"IF($E938=DataInput!$B937,DataInput!I937,NA())","v":"POE10"},{"$f":"IF($E938=DataInput!$B937,DataInput!J937,NA())","v":119.31200619761501},{"$f":"IF($E938=DataInput!$B937,DataInput!K937,NA())","v":0.82642570110735203},null,null,"QLD Blackwater 66/11",null,null,null,null,false,null,null,{"$error":"#N/A"},{"$error":"#N/A"},{"$error":"#N/A"},{"$error":"#N/A"},{"$error":"#N/A"},{"$error":"#N/A"},{"$error":"#N/A"},{"$error":"#N/A"},{"$error":"#N/A"},{"$error":"#N/A"}]
[null,{"$f":"IF(DataInput!B938=$B$8,IF($B$9=$B$10,TRUE,IF(DataInput!E938=$B$9,TRUE,FALSE)))","v":true},null,null,{"$f":"IF(B939=TRUE,DataInput!B938,NA())","v":"QLD"},{"$f":"IF($E939=DataInput!$B938,DataInput!C938,NA())","v":"QBWL"},{"$f":"IF($E939=DataInput!$B938,DataInput!D938,NA())","v":"Blackwater 66/11"},{"$f":"IF($E939=DataInput!$B938,DataInput!E938,NA())","v":"Ergon"},{"$f":"IF($E939=DataInput!$B938,DataInput!F938,NA())","v":"Summer"},{"$f":"IF($E939=DataInput!$B938,DataInput!G938,NA())","v":"Non-Coincident"},{"$f":"IF($E939=DataInput!$B938,DataInput!H938,NA())","v":2024},{"$f":"IF($E939=DataInput!$B938,DataInput!I938,NA())","v":"POE10"},{"$f":"IF($E939=DataInput!$B938,DataInput!J938,NA())","v":121.50470934093801},{"$f":"IF($E939=DataInput!$B938,DataInput!K938,NA())","v":0.82643092933923201},null,null,"QLD Blackwater 66/11",null,null,null,null,false,null,null,{"$error":"#N/A"},{"$error":"#N/A"},{"$error":"#N/A"},{"$error":"#N/A"},{"$error":"#N/A"},{"$error":"#N/A"},{"$error":"#N/A"},{"$error":"#N/A"},{"$error":"#N/A"},{"$error":"#N/A"}]
[null,{"$f":"IF(DataInput!B939=$B$8,IF($B$9=$B$10,TRUE,IF(DataInput!E939=$B$9,TRUE,FALSE)))","v":true},null,null,{"$f":"IF(B940=TRUE,DataInput!B939,NA())","v":"QLD"},{"$f":"IF($E940=DataInput!$B939,DataInput!C939,NA())","v":"QBWL"},{"$f":"IF($E940=DataInput!$B939,DataInput!D939,NA())","v":"Blackwater 66/11"},{"$f":"IF($E940=DataInput!$B939,DataInput!E939,NA())","v":"Ergon"},{"$f":"IF($E940=DataInput!$B939,DataInput!F939,NA())","v":"Summer"},{"$f":"IF($E940=DataInput!$B939,DataInput!G939,NA())","v":"Non-Coincident"},{"$f":"IF($E940=DataInput!$B939,DataInput!H939,NA())","v":2025},{"$f":"IF($E940=DataInput!$B939,DataInput!I939,NA())","v":"POE10"},{"$f":"IF($E940=DataInput!$B939,DataInput!J939,NA())","v":123.28890396169599},{"$f":"IF($E940=DataInput!$B939,DataInput!K939,NA())","v":0.82633686469798295},null,null,"QLD Blackwater 66/11",null,null,null,null,false,null,null,{"$error":"#N/A"},{"$error":"#N/A"},{"$error":"#N/A"},{"$error":"#N/A"},{"$error":"#N/A"},{"$error":"#N/A"},{"$error":"#N/A"},{"$error":"#N/A"},{"$error":"#N/A"},{"$error":"#N/A"}]
[null,{"$f":"IF(DataInput!B940=$B$8,IF($B$9=$B$10,TRUE,IF(DataInput!E940=$B$9,TRUE,FALSE)))","v":true},null,null,{"$f":"IF(B941=TRUE,DataInput!B940,NA())","v":"QLD"},{"$f":"IF($E941=DataInput!$B940,DataInput!C940,NA())","v":"QBWL"},{"$f":"IF($E941=DataInput!$B940,DataInput!D940,NA())","v":"Blackwater 66/11"},{"$f":"IF($E941=DataInput!$B940,DataInput!E940,NA())","v":"Ergon"},{"$f":"IF($E941=DataInput!$B940,DataInput!F940,NA())","v":"Summer"},{"$f":"IF($E941=DataInput!$B940,DataInput!G940,NA())","v":"Non-Coincident"},{"$f":"IF($E941=DataInput!$B940,DataInput!H940,NA())","v":2026},{"$f":"IF($E941=DataInput!$B940,DataInput!I940,NA())","v":"POE10"},{"$f":"IF($E941=DataInput!$B940,DataInput!J940,NA())","v":123.58612067977},{"$f":"IF($E941=DataInput!$B940,DataInput!K940,NA())","v":0.82633577536467995},null,null,"QLD Blackwater 66/11",null,null,null,null,false,null,null,{"$error":"#N/A"},{"$error":"#N/A"},{"$error":"#N/A"},{"$error":"#N/A"},{"$error":"#N/A"},{"$error":"#N/A"},{"$error":"#N/A"},{"$error":"#N/A"},{"$error":"#N/A"},{"$error":"#N/A"}]
[null,{"$f":"IF(DataInput!B941=$B$8,IF($B$9=$B$10,TRUE,IF(DataInput!E941=$B$9,TRUE,FALSE)))","v":true},null,null,{"$f":"IF(B942=TRUE,DataInput!B941,NA())","v":"QLD"},{"$f":"IF($E942=DataInput!$B941,DataInput!C941,NA())","v":"QBWL"},{"$f":"IF($E942=DataInput!$B941,DataInput!D941,NA())","v":"Blackwater 66/11"},{"$f":"IF($E942=DataInput!$B941,DataInput!E941,NA())","v":"Ergon"},{"$f":"IF($E942=DataInput!$B941,DataInput!F941,NA())","v":"Summer"},{"$f":"IF($E942=DataInput!$B941,DataInput!G941,NA())","v":"Non-Coincident"},{"$f":"IF($E942=DataInput!$B941,DataInput!H941,NA())","v":2017},{"$f":"IF($E942=DataInput!$B941,DataInput!I941,NA())","v":"POE50"},{"$f":"IF($E942=DataInput!$B941,DataInput!J941,NA())","v":105.902861175778},{"$f":"IF($E942=DataInput!$B941,DataInput!K941,NA())","v":0.83849301991266201},null,null,"QLD Blackwater 66/11",null,null,null,null,false,null,null,{"$error":"#N/A"},{"$error":"#N/A"},{"$error":"#N/A"},{"$error":"#N/A"},{"$error":"#N/A"},{"$error":"#N/A"},{"$error":"#N/A"},{"$error":"#N/A"},{"$error":"#N/A"},{"$error":"#N/A"}]
[null,{"$f":"IF(DataInput!B942=$B$8,IF($B$9=$B$10,TRUE,IF(DataInput!E942=$B$9,TRUE,FALSE)))","v":true},null,null,{"$f":"IF(B943=TRUE,DataInput!B942,NA())","v":"QLD"},{"$f":"IF($E943=DataInput!$B942,DataInput!C942,NA())","v":"QBWL"},{"$f":"IF($E943=DataInput!$B942,DataInput!D942,NA())","v":"Blackwater 66/11"},{"$f":"IF($E943=DataInput!$B942,DataInput!E942,NA())","v":"Ergon"},{"$f":"IF($E943=DataInput!$B942,DataInput!F942,NA())","v":"Summer"},{"$f":"IF($E943=DataInput!$B942,DataInput!G942,NA())","v":"Non-Coincident"},{"$f":"IF($E943=DataInput!$B942,DataInput!H942,NA())","v":2018},{"$f":"IF($E943=DataInput!$B942,DataInput!I942,NA())","v":"POE50"},{"$f":"IF($E943=DataInput!$B942,DataInput!J942,NA())","v":105.68352357219},{"$f":"IF($E943=DataInput!$B942,DataInput!K942,NA())","v":0.84148933039472995},null,null,"QLD Blackwater 66/11",null,null,null,null,false,null,null,{"$error":"#N/A"},{"$error":"#N/A"},{"$error":"#N/A"},{"$error":"#N/A"},{"$error":"#N/A"},{"$error":"#N/A"},{"$error":"#N/A"},{"$error":"#N/A"},{"$error":"#N/A"},{"$error":"#N/A"}]
[null,{"$f":"IF(DataInput!B943=$B$8,IF($B$9=$B$10,TRUE,IF(DataInput!E943=$B$9,TRUE,FALSE)))","v":true},null,null,{"$f":"IF(B944=TRUE,DataInput!B943,NA())","v":"QLD"},{"$f":"IF($E944=DataInput!$B943,DataInput!C943,NA())","v":"QBWL"},{"$f":"IF($E944=DataInput!$B943,DataInput!D943,NA())","v":"Blackwater 66/11"},{"$f":"IF($E944=DataInput!$B943,DataInput!E943,NA())","v":"Ergon"},{"$f":"IF($E944=DataInput!$B943,DataInput!F943,NA())","v":"Summer"},{"$f":"IF($E944=DataInput!$B943,DataInput!G943,NA())","v":"Non-Coincident"},{"$f":"IF($E944=DataInput!$B943,DataInput!H943,NA())","v":2019},{"$f":"IF($E944=DataInput!$B943,DataInput!I943,NA())","v":"POE50"},{"$f":"IF($E944=DataInput!$B943,DataInput!J943,NA())","v":105.229660431643},{"$f":"IF($E944=DataInput!$B943,DataInput!K943,NA())","v":0.83859220976257698},null,null,"QLD Blackwater 66/11",null,null,null,null,false,null,null,{"$error":"#N/A"},{"$error":"#N/A"},{"$error":"#N/A"},{"$error":"#N/A"},{"$error":"#N/A"},{"$error":"#N/A"},{"$error":"#N/A"},{"$error":"#N/A"},{"$error":"#N/A"},{"$error":"#N/A"}]
[null,{"$f":"IF(DataInput!B944=$B$8,IF($B$9=$B$10,TRUE,IF(DataInput!E944=$B$9,TRUE,FALSE)))","v":true},null,null,{"$f":"IF(B945=TRUE,DataInput!B944,NA())","v":"QLD"},{"$f":"IF($E945=DataInput!$B944,DataInput!C944,NA())","v":"QBWL"},{"$f":"IF($E945=DataInput!$B944,DataInput!D944,NA())","v":"Blackwater 66/11"},{"$f":"IF($E945=DataInput!$B944,DataInput!E944,NA())","v":"Ergon"},{"$f":"IF($E945=DataInput!$B944,DataInput!F944,NA())","v":"Summer"},{"$f":"IF($E945=DataInput!$B944,DataInput!G944,NA())","v":"Non-Coincident"},{"$f":"IF($E945=DataInput!$B944,DataInput!H944,NA())","v":2020},{"$f":"IF($E945=DataInput!$B944,DataInput!I944,NA())","v":"POE50"},{"$f":"IF($E945=DataInput!$B944,DataInput!J944,NA())","v":106.715675030413},{"$f":"IF($E945=DataInput!$B944,DataInput!K944,NA())","v":0.84391541767304401},null,null,"QLD Blackwater 66/11",null,null,null,null,false,null,null,{"$error":"#N/A"},{"$error":"#N/A"},{"$error":"#N/A"},{"$error":"#N/A"},{"$error":"#N/A"},{"$error":"#N/A"},{"$error":"#N/A"},{"$error":"#N/A"},{"$error":"#N/A"},{"$error":"#N/A"}]
[null,{"$f":"IF(DataInput!B945=$B$8,IF($B$9=$B$10,TRUE,IF(DataInput!E945=$B$9,TRUE,FALSE)))","v":true},null,null,{"$f":"IF(B946=TRUE,DataInput!B945,NA())","v":"QLD"},{"$f":"IF($E946=DataInput!$B945,DataInput!C945,NA())","v":"QBWL"},{"$f":"IF($E946=DataInput!$B945,DataInput!D945,NA())","v":"Blackwater 66/11"},{"$f":"IF($E946=DataInput!$B945,DataInput!E945,NA())","v":"Ergon"},{"$f":"IF($E946=DataInput!$B945,DataInput!F945,NA())","v":"Summer"},{"$f":"IF($E946=DataInput!$B945,DataInput!G945,NA())","v":"Non-Coincident"},{"$f":"IF($E946=DataInput!$B945,DataInput!H945,NA())","v":2021},{"$f":"IF($E946=DataInput!$B945,DataInput!I945,NA())","v":"POE50"},{"$f":"IF($E946=DataInput!$B945,DataInput!J945,NA())","v":106.425013686386},{"$f":"IF($E946=DataInput!$B945,DataInput!K945,NA())","v":0.84045829594946597},null,null,"QLD Blackwater 66/11",null,null,null,null,false,null,null,{"$error":"#N/A"},{"$error":"#N/A"},{"$error":"#N/A"},{"$error":"#N/A"},{"$error":"#N/A"},{"$error":"#N/A"},{"$error":"#N/A"},{"$error":"#N/A"},{"$error":"#N/A"},{"$error":"#N/A"}]
[null,{"$f":"IF(DataInput!B946=$B$8,IF($B$9=$B$10,TRUE,IF(DataInput!E946=$B$9,TRUE,FALSE)))","v":true},null,null,{"$f":"IF(B947=TRUE,DataInput!B946,NA())","v":"QLD"},{"$f":"IF($E947=DataInput!$B946,DataInput!C946,NA())","v":"QBWL"},{"$f":"IF($E947=DataInput!$B946,DataInput!D946,NA())","v":"Blackwater 66/11"},{"$f":"IF($E947=DataInput!$B946,DataInput!E946,NA())","v":"Ergon"},{"$f":"IF($E947=DataInput!$B946,DataInput!F946,NA())","v":"Summer"},{"$f":"IF($E947=DataInput!$B946,DataInput!G946,NA())","v":"Non-Coincident"},{"$f":"IF($E947=DataInput!$B946,DataInput!H946,NA())","v":2022},{"$f":"IF($E947=DataInput!$B946,DataInput!I946,NA())","v":"POE50"},{"$f":"IF($E947=DataInput!$B946,DataInput!J946,NA())","v":107.370715198563},{"$f":"IF($E947=DataInput!$B946,DataInput!K946,NA())","v":0.840585623090778},null,null,"QLD Blackwater 66/11",null,null,null,null,false,null,null,{"$error":"#N/A"},{"$error":"#N/A"},{"$error":"#N/A"},{"$error":"#N/A"},{"$error":"#N/A"},{"$error":"#N/A"},{"$error":"#N/A"},{"$error":"#N/A"},{"$error":"#N/A"},{"$error":"#N/A"}]
[null,{"$f":"IF(DataInput!B947=$B$8,IF($B$9=$B$10,TRUE,IF(DataInput!E947=$B$9,TRUE,FALSE)))","v":true},null,null,{"$f":"IF(B948=TRUE,DataInput!B947,NA())","v":"QLD"},{"$f":"IF($E948=DataInput!$B947,DataInput!C947,NA())","v":"QBWL"},{"$f":"IF($E948=DataInput!$B947,DataInput!D947,NA())","v":"Blackwater 66/11"},{"$f":"IF($E948=DataInput!$B947,DataInput!E947,NA())","v":"Ergon"},{"$f":"IF($E948=DataInput!$B947,DataInput!F947,NA())","v":"Summer"},{"$f":"IF($E948=DataInput!$B947,DataInput!G947,NA())","v":"Non-Coincident"},{"$f":"IF($E948=DataInput!$B947,DataInput!H947,NA())","v":2023},{"$f":"IF($E948=DataInput!$B947,DataInput!I947,NA())","v":"POE50"},{"$f":"IF($E948=DataInput!$B947,DataInput!J947,NA())","v":108.70329421907},{"$f":"IF($E948=DataInput!$B947,DataInput!K947,NA())","v":0.84060627628996598},null,null,"QLD Blackwater 66/11",null,null,null,null,false,null,null,{"$error":"#N/A"},{"$error":"#N/A"},{"$error":"#N/A"},{"$error":"#N/A"},{"$error":"#N/A"},{"$error":"#N/A"},{"$error":"#N/A"},{"$error":"#N/A"},{"$error":"#N/A"},{"$error":"#N/A"}]
[null,{"$f":"IF(DataInput!B948=$B$8,IF($B$9=$B$10,TRUE,IF(DataInput!E948=$B$9,TRUE,FALSE)))","v":true},null,null,{"$f":"IF(B949=TRUE,DataInput!B948,NA())","v":"QLD"},{"$f":"IF($E949=DataInput!$B948,DataInput!C948,NA())","v":"QBWL"},{"$f":"IF($E949=DataInput!$B948,DataInput!D948,NA())","v":"Blackwater 66/11"},{"$f":"IF($E949=DataInput!$B948,DataInput!E948,NA())","v":"Ergon"},{"$f":"IF($E949=DataInput!$B948,DataInput!F948,NA())","v":"Summer"},{"$f":"IF($E949=DataInput!$B948,DataInput!G948,NA())","v":"Non-Coincident"},{"$f":"IF($E949=DataInput!$B948,DataInput!H948,NA())","v":2024},{"$f":"IF($E949=DataInput!$B948,DataInput!I948,NA())","v":"POE50"},{"$f":"IF($E949=DataInput!$B948,DataInput!J948,NA())","v":110.16419723808499},{"$f":"IF($E949=DataInput!$B948,DataInput!K948,NA())","v":0.84063532571691602},null,null,"QLD Blackwater 66/11",null,null,null,null,false,null,null,{"$error":"#N/A"},{"$error":"#N/A"},{"$error":"#N/A"},{"$error":"#N/A"},{"$error":"#N/A"},{"$error":"#N/A"},{"$error":"#N/A"},{"$error":"#N/A"},{"$error":"#N/A"},{"$error":"#N/A"}]
[null,{"$f":"IF(DataInput!B949=$B$8,IF($B$9=$B$10,TRUE,IF(DataInput!E949=$B$9,TRUE,FALSE)))","v":true},null,null,{"$f":"IF(B950=TRUE,DataInput!B949,NA())","v":"QLD"},{"$f":"IF($E950=DataInput!$B949,DataInput!C949,NA())","v":"QBWL"},{"$f":"IF($E950=DataInput!$B949,DataInput!D949,NA())","v":"Blackwater 66/11"},{"$f":"IF($E950=DataInput!$B949,DataInput!E949,NA())","v":"Ergon"},{"$f":"IF($E950=DataInput!$B949,DataInput!F949,NA())","v":"Summer"},{"$f":"IF($E950=DataInput!$B949,DataInput!G949,NA())","v":"Non-Coincident"},{"$f":"IF($E950=DataInput!$B949,DataInput!H949,NA())","v":2025},{"$f":"IF($E950=DataInput!$B949,DataInput!I949,NA())","v":"POE50"},{"$f":"IF($E950=DataInput!$B949,DataInput!J949,NA())","v":110.996849646455},{"$f":"IF($E950=DataInput!$B949,DataInput!K949,NA())","v":0.840565779535283},null,null,"QLD Blackwater 66/11",null,null,null,null,false,null,null,{"$error":"#N/A"},{"$error":"#N/A"},{"$error":"#N/A"},{"$error":"#N/A"},{"$error":"#N/A"},{"$error":"#N/A"},{"$error":"#N/A"},{"$error":"#N/A"},{"$error":"#N/A"},{"$error":"#N/A"}]
[null,{"$f":"IF(DataInput!B950=$B$8,IF($B$9=$B$10,TRUE,IF(DataInput!E950=$B$9,TRUE,FALSE)))","v":true},null,null,{"$f":"IF(B951=TRUE,DataInput!B950,NA())","v":"QLD"},{"$f":"IF($E951=DataInput!$B950,DataInput!C950,NA())","v":"QBWL"},{"$f":"IF($E951=DataInput!$B950,DataInput!D950,NA())","v":"Blackwater 66/11"},{"$f":"IF($E951=DataInput!$B950,DataInput!E950,NA())","v":"Ergon"},{"$f":"IF($E951=DataInput!$B950,DataInput!F950,NA())","v":"Summer"},{"$f":"IF($E951=DataInput!$B950,DataInput!G950,NA())","v":"Non-Coincident"},{"$f":"IF($E951=DataInput!$B950,DataInput!H950,NA())","v":2026},{"$f":"IF($E951=DataInput!$B950,DataInput!I950,NA())","v":"POE50"},{"$f":"IF($E951=DataInput!$B950,DataInput!J950,NA())","v":111.40105297039899},{"$f":"IF($E951=DataInput!$B950,DataInput!K950,NA())","v":0.84059617660117902},null,null,"QLD Blackwater 66/11",null,null,null,null,false,null,null,{"$error":"#N/A"},{"$f":"IF($V951=TRUE,F951,NA())","v":{"$error":"#N/A"}},{"$f":"IF($V951=TRUE,G951,NA())","v":{"$error":"#N/A"}},{"$f":"IF($V951=TRUE,H951,NA())","v":{"$error":"#N/A"}},{"$f":"IF($V951=TRUE,I951,NA())","v":{"$error":"#N/A"}},{"$f":"IF($V951=TRUE,J951,NA())","v":{"$error":"#N/A"}},{"$f":"IF($V951=TRUE,K951,NA())","v":{"$error":"#N/A"}},{"$f":"IF($V951=TRUE,L951,NA())","v":{"$error":"#N/A"}},{"$f":"IF($V951=TRUE,M951,NA())","v":{"$error":"#N/A"}},{"$f":"IF($V951=TRUE,N951,NA())","v":{"$error":"#N/A"}}]
[null,{"$f":"IF(DataInput!B951=$B$8,IF($B$9=$B$10,TRUE,IF(DataInput!E951=$B$9,TRUE,FALSE)))","v":true},null,null,{"$f":"IF(B952=TRUE,DataInput!B951,NA())","v":"QLD"},{"$f":"IF($E952=DataInput!$B951,DataInput!C951,NA())","v":"QBWL"},{"$f":"IF($E952=DataInput!$B951,DataInput!D951,NA())","v":"Blackwater 66/11"},{"$f":"IF($E952=DataInput!$B951,DataInput!E951,NA())","v":"Ergon"},{"$f":"IF($E952=DataInput!$B951,DataInput!F951,NA())","v":"Winter"},{"$f":"IF($E952=DataInput!$B951,DataInput!G951,NA())","v":"Non-Coincident"},{"$f":"IF($E952=DataInput!$B951,DataInput!H951,NA())","v":2016},{"$f":"IF($E952=DataInput!$B951,DataInput!I951,NA())","v":"POE10"},{"$f":"IF($E952=DataInput!$B951,DataInput!J951,NA())","v":104.439271520888},{"$f":"IF($E952=DataInput!$B951,DataInput!K951,NA())","v":1},null,null,"QLD Blackwater 66/11",null,null,null,null,false,null,null,{"$error":"#N/A"},{"$error":"#N/A"},{"$error":"#N/A"},{"$error":"#N/A"},{"$error":"#N/A"},{"$error":"#N/A"},{"$error":"#N/A"},{"$error":"#N/A"},{"$error":"#N/A"},{"$error":"#N/A"}]
[null,{"$f":"IF(DataInput!B952=$B$8,IF($B$9=$B$10,TRUE,IF(DataInput!E952=$B$9,TRUE,FALSE)))","v":true},null,null,{"$f":"IF(B953=TRUE,DataInput!B952,NA())","v":"QLD"},{"$f":"IF($E953=DataInput!$B952,DataInput!C952,NA())","v":"QBWL"},{"$f":"IF($E953=DataInput!$B952,DataInput!D952,NA())","v":"Blackwater 66/11"},{"$f":"IF($E953=DataInput!$B952,DataInput!E952,NA())","v":"Ergon"},{"$f":"IF($E953=DataInput!$B952,DataInput!F952,NA())","v":"Winter"},{"$f":"IF($E953=DataInput!$B952,DataInput!G952,NA())","v":"Non-Coincident"},{"$f":"IF($E953=DataInput!$B952,DataInput!H952,NA())","v":2017},{"$f":"IF($E953=DataInput!$B952,DataInput!I952,NA())","v":"POE10"},{"$f":"IF($E953=DataInput!$B952,DataInput!J952,NA())","v":108.477496321537},{"$f":"IF($E953=DataInput!$B952,DataInput!K952,NA())","v":1},null,null,"QLD Blackwater 66/11",null,null,null,null,false,null,null,{"$error":"#N/A"},{"$error":"#N/A"},{"$error":"#N/A"},{"$error":"#N/A"},{"$error":"#N/A"},{"$error":"#N/A"},{"$error":"#N/A"},{"$error":"#N/A"},{"$error":"#N/A"},{"$error":"#N/A"}]
[null,{"$f":"IF(DataInput!B953=$B$8,IF($B$9=$B$10,TRUE,IF(DataInput!E953=$B$9,TRUE,FALSE)))","v":true},null,null,{"$f":"IF(B954=TRUE,DataInput!B953,NA())","v":"QLD"},{"$f":"IF($E954=DataInput!$B953,DataInput!C953,NA())","v":"QBWL"},{"$f":"IF($E954=DataInput!$B953,DataInput!D953,NA())","v":"Blackwater 66/11"},{"$f":"IF($E954=DataInput!$B953,DataInput!E953,NA())","v":"Ergon"},{"$f":"IF($E954=DataInput!$B953,DataInput!F953,NA())","v":"Winter"},{"$f":"IF($E954=DataInput!$B953,DataInput!G953,NA())","v":"Non-Coincident"},{"$f":"IF($E954=DataInput!$B953,DataInput!H953,NA())","v":2018},{"$f":"IF($E954=DataInput!$B953,DataInput!I953,NA())","v":"POE10"},{"$f":"IF($E954=DataInput!$B953,DataInput!J953,NA())","v":113.810274499933},{"$f":"IF($E954=DataInput!$B953,DataInput!K953,NA())","v":1},null,null,"QLD Blackwater 66/11",null,null,null,null,false,null,null,{"$error":"#N/A"},{"$error":"#N/A"},{"$error":"#N/A"},{"$error":"#N/A"},{"$error":"#N/A"},{"$error":"#N/A"},{"$error":"#N/A"},{"$error":"#N/A"},{"$error":"#N/A"},{"$error":"#N/A"}]
[null,{"$f":"IF(DataInput!B954=$B$8,IF($B$9=$B$10,TRUE,IF(DataInput!E954=$B$9,TRUE,FALSE)))","v":true},null,null,{"$f":"IF(B955=TRUE,DataInput!B954,NA())","v":"QLD"},{"$f":"IF($E955=DataInput!$B954,DataInput!C954,NA())","v":"QBWL"},{"$f":"IF($E955=DataInput!$B954,DataInput!D954,NA())","v":"Blackwater 66/11"},{"$f":"IF($E955=DataInput!$B954,DataInput!E954,NA())","v":"Ergon"},{"$f":"IF($E955=DataInput!$B954,DataInput!F954,NA())","v":"Winter"},{"$f":"IF($E955=DataInput!$B954,DataInput!G954,NA())","v":"Non-Coincident"},{"$f":"IF($E955=DataInput!$B954,DataInput!H954,NA())","v":2019},{"$f":"IF($E955=DataInput!$B954,DataInput!I954,NA())","v":"POE10"},{"$f":"IF($E955=DataInput!$B954,DataInput!J954,NA())","v":117.262801010598},{"$f":"IF($E955=DataInput!$B954,DataInput!K954,NA())","v":1},null,null,"QLD Blackwater 66/11",null,null,null,null,false,null,null,{"$error":"#N/A"},{"$error":"#N/A"},{"$error":"#N/A"},{"$error":"#N/A"},{"$error":"#N/A"},{"$error":"#N/A"},{"$error":"#N/A"},{"$error":"#N/A"},{"$error":"#N/A"},{"$error":"#N/A"}]
[null,{"$f":"IF(DataInput!B955=$B$8,IF($B$9=$B$10,TRUE,IF(DataInput!E955=$B$9,TRUE,FALSE)))","v":true},null,null,{"$f":"IF(B956=TRUE,DataInput!B955,NA())","v":"QLD"},{"$f":"IF($E956=DataInput!$B955,DataInput!C955,NA())","v":"QBWL"},{"$f":"IF($E956=DataInput!$B955,DataInput!D955,NA())","v":"Blackwater 66/11"},{"$f":"IF($E956=DataInput!$B955,DataInput!E955,NA())","v":"Ergon"},{"$f":"IF($E956=DataInput!$B955,DataInput!F955,NA())","v":"Winter"},{"$f":"IF($E956=DataInput!$B955,DataInput!G955,NA())","v":"Non-Coincident"},{"$f":"IF($E956=DataInput!$B955,DataInput!H955,NA())","v":2020},{"$f":"IF($E956=DataInput!$B955,DataInput!I955,NA())","v":"POE10"},{"$f":"IF($E956=DataInput!$B955,DataInput!J955,NA())","v":118.59524514541999},{"$f":"IF($E956=DataInput!$B955,DataInput!K955,NA())","v":1},null,null,"QLD Blackwater 66/11",null,null,null,null,false,null,null,{"$error":"#N/A"},{"$error":"#N/A"},{"$error":"#N/A"},{"$error":"#N/A"},{"$error":"#N/A"},{"$error":"#N/A"},{"$error":"#N/A"},{"$error":"#N/A"},{"$error":"#N/A"},{"$error":"#N/A"}]
[null,{"$f":"IF(DataInput!B956=$B$8,IF($B$9=$B$10,TRUE,IF(DataInput!E956=$B$9,TRUE,FALSE)))","v":true},null,null,{"$f":"IF(B957=TRUE,DataInput!B956,NA())","v":"QLD"},{"$f":"IF($E957=DataInput!$B956,DataInput!C956,NA())","v":"QBWL"},{"$f":"IF($E957=DataInput!$B956,DataInput!D956,NA())","v":"Blackwater 66/11"},{"$f":"IF($E957=DataInput!$B956,DataInput!E956,NA())","v":"Ergon"},{"$f":"IF($E957=DataInput!$B956,DataInput!F956,NA())","v":"Winter"},{"$f":"IF($E957=DataInput!$B956,DataInput!G956,NA())","v":"Non-Coincident"},{"$f":"IF($E957=DataInput!$B956,DataInput!H956,NA())","v":2021},{"$f":"IF($E957=DataInput!$B956,DataInput!I956,NA())","v":"POE10"},{"$f":"IF($E957=DataInput!$B956,DataInput!J956,NA())","v":118.35993874689299},{"$f":"IF($E957=DataInput!$B956,DataInput!K956,NA())","v":1},null,null,"QLD Blackwater 66/11",null,null,null,null,false,null,null,{"$error":"#N/A"},{"$error":"#N/A"},{"$error":"#N/A"},{"$error":"#N/A"},{"$error":"#N/A"},{"$error":"#N/A"},{"$error":"#N/A"},{"$error":"#N/A"},{"$error":"#N/A"},{"$error":"#N/A"}]
[null,{"$f":"IF(DataInput!B957=$B$8,IF($B$9=$B$10,TRUE,IF(DataInput!E957=$B$9,TRUE,FALSE)))","v":true},null,null,{"$f":"IF(B958=TRUE,DataInput!B957,NA())","v":"QLD"},{"$f":"IF($E958=DataInput!$B957,DataInput!C957,NA())","v":"QBWL"},{"$f":"IF($E958=DataInput!$B957,DataInput!D957,NA())","v":"Blackwater 66/11"},{"$f":"IF($E958=DataInput!$B957,DataInput!E957,NA())","v":"Ergon"},{"$f":"IF($E958=DataInput!$B957,DataInput!F957,NA())","v":"Winter"},{"$f":"IF($E958=DataInput!$B957,DataInput!G957,NA())","v":"Non-Coincident"},{"$f":"IF($E958=DataInput!$B957,DataInput!H957,NA())","v":2022},{"$f":"IF($E958=DataInput!$B957,DataInput!I957,NA())","v":"POE10"},{"$f":"IF($E958=DataInput!$B957,DataInput!J957,NA())","v":120.900452535547},{"$f":"IF($E958=DataInput!$B957,DataInput!K957,NA())","v":1},null,null,"QLD Blackwater 66/11",null,null,null,null,false,null,null,{"$error":"#N/A"},{"$error":"#N/A"},{"$error":"#N/A"},{"$error":"#N/A"},{"$error":"#N/A"},{"$error":"#N/A"},{"$error":"#N/A"},{"$error":"#N/A"},{"$error":"#N/A"},{"$error":"#N/A"}]
[null,{"$f":"IF(DataInput!B958=$B$8,IF($B$9=$B$10,TRUE,IF(DataInput!E958=$B$9,TRUE,FALSE)))","v":true},null,null,{"$f":"IF(B959=TRUE,DataInput!B958,NA())","v":"QLD"},{"$f":"IF($E959=DataInput!$B958,DataInput!C958,NA())","v":"QBWL"},{"$f":"IF($E959=DataInput!$B958,DataInput!D958,NA())","v":"Blackwater 66/11"},{"$f":"IF($E959=DataInput!$B958,DataInput!E958,NA())","v":"Ergon"},{"$f":"IF($E959=DataInput!$B958,DataInput!F958,NA())","v":"Winter"},{"$f":"IF($E959=DataInput!$B958,DataInput!G958,NA())","v":"Non-Coincident"},{"$f":"IF($E959=DataInput!$B958,DataInput!H958,NA())","v":2023},{"$f":"IF($E959=DataInput!$B958,DataInput!I958,NA())","v":"POE10"},{"$f":"IF($E959=DataInput!$B958,DataInput!J958,NA())","v":122.85356298086},{"$f":"IF($E959=DataInput!$B958,DataInput!K958,NA())","v":1},null,null,"QLD Blackwater 66/11",null,null,null,null,false,null,null,{"$error":"#N/A"},{"$error":"#N/A"},{"$error":"#N/A"},{"$error":"#N/A"},{"$error":"#N/A"},{"$error":"#N/A"},{"$error":"#N/A"},{"$error":"#N/A"},{"$error":"#N/A"},{"$error":"#N/A"}]
[null,{"$f":"IF(DataInput!B959=$B$8,IF($B$9=$B$10,TRUE,IF(DataInput!E959=$B$9,TRUE,FALSE)))","v":true},null,null,{"$f":"IF(B960=TRUE,DataInput!B959,NA())","v":"QLD"},{"$f":"IF($E960=DataInput!$B959,DataInput!C959,NA())","v":"QBWL"},{"$f":"IF($E960=DataInput!$B959,DataInput!D959,NA())","v":"Blackwater 66/11"},{"$f":"IF($E960=DataInput!$B959,DataInput!E959,NA())","v":"Ergon"},{"$f":"IF($E960=DataInput!$B959,DataInput!F959,NA())","v":"Winter"},{"$f":"IF($E960=DataInput!$B959,DataInput!G959,NA())","v":"Non-Coincident"},{"$f":"IF($E960=DataInput!$B959,DataInput!H959,NA())","v":2024},{"$f":"IF($E960=DataInput!$B959,DataInput!I959,NA())","v":"POE10"},{"$f":"IF($E960=DataInput!$B959,DataInput!J959,NA())","v":128.22125523284799},{"$f":"IF($E960=DataInput!$B959,DataInput!K959,NA())","v":1},null,null,"QLD Blackwater 66/11",null,null,null,null,false,null,null,{"$error":"#N/A"},{"$error":"#N/A"},{"$error":"#N/A"},{"$error":"#N/A"},{"$error":"#N/A"},{"$error":"#N/A"},{"$error":"#N/A"},{"$error":"#N/A"},{"$error":"#N/A"},{"$error":"#N/A"}]
[null,{"$f":"IF(DataInput!B960=$B$8,IF($B$9=$B$10,TRUE,IF(DataInput!E960=$B$9,TRUE,FALSE)))","v":true},null,null,{"$f":"IF(B961=TRUE,DataInput!B960,NA())","v":"QLD"},{"$f":"IF($E961=DataInput!$B960,DataInput!C960,NA())","v":"QBWL"},{"$f":"IF($E961=DataInput!$B960,DataInput!D960,NA())","v":"Blackwater 66/11"},{"$f":"IF($E961=DataInput!$B960,DataInput!E960,NA())","v":"Ergon"},{"$f":"IF($E961=DataInput!$B960,DataInput!F960,NA())","v":"Winter"},{"$f":"IF($E961=DataInput!$B960,DataInput!G960,NA())","v":"Non-Coincident"},{"$f":"IF($E961=DataInput!$B960,DataInput!H960,NA())","v":2025},{"$f":"IF($E961=DataInput!$B960,DataInput!I960,NA())","v":"POE10"},{"$f":"IF($E961=DataInput!$B960,DataInput!J960,NA())","v":130.228676871651},{"$f":"IF($E961=DataInput!$B960,DataInput!K960,NA())","v":1},null,null,"QLD Blackwater 66/11",null,null,null,null,false,null,null,{"$error":"#N/A"},{"$error":"#N/A"},{"$error":"#N/A"},{"$error":"#N/A"},{"$error":"#N/A"},{"$error":"#N/A"},{"$error":"#N/A"},{"$error":"#N/A"},{"$error":"#N/A"},{"$error":"#N/A"}]
[null,{"$f":"IF(DataInput!B961=$B$8,IF($B$9=$B$10,TRUE,IF(DataInput!E961=$B$9,TRUE,FALSE)))","v":true},null,null,{"$f":"IF(B962=TRUE,DataInput!B961,NA())","v":"QLD"},{"$f":"IF($E962=DataInput!$B961,DataInput!C961,NA())","v":"QBWL"},{"$f":"IF($E962=DataInput!$B961,DataInput!D961,NA())","v":"Blackwater 66/11"},{"$f":"IF($E962=DataInput!$B961,DataInput!E961,NA())","v":"Ergon"},{"$f":"IF($E962=DataInput!$B961,DataInput!F961,NA())","v":"Winter"},{"$f":"IF($E962=DataInput!$B961,DataInput!G961,NA())","v":"Non-Coincident"},{"$f":"IF($E962=DataInput!$B961,DataInput!H961,NA())","v":2016},{"$f":"IF($E962=DataInput!$B961,DataInput!I961,NA())","v":"POE50"},{"$f":"IF($E962=DataInput!$B961,DataInput!J961,NA())","v":99.4262454845326},{"$f":"IF($E962=DataInput!$B961,DataInput!K961,NA())","v":1},null,null,"QLD Blackwater 66/11",null,null,null,null,false,null,null,{"$error":"#N/A"},{"$error":"#N/A"},{"$error":"#N/A"},{"$error":"#N/A"},{"$error":"#N/A"},{"$error":"#N/A"},{"$error":"#N/A"},{"$error":"#N/A"},{"$error":"#N/A"},{"$error":"#N/A"}]
[null,{"$f":"IF(DataInput!B962=$B$8,IF($B$9=$B$10,TRUE,IF(DataInput!E962=$B$9,TRUE,FALSE)))","v":true},null,null,{"$f":"IF(B963=TRUE,DataInput!B962,NA())","v":"QLD"},{"$f":"IF($E963=DataInput!$B962,DataInput!C962,NA())","v":"QBWL"},{"$f":"IF($E963=DataInput!$B962,DataInput!D962,NA())","v":"Blackwater 66/11"},{"$f":"IF($E963=DataInput!$B962,DataInput!E962,NA())","v":"Ergon"},{"$f":"IF($E963=DataInput!$B962,DataInput!F962,NA())","v":"Winter"},{"$f":"IF($E963=DataInput!$B962,DataInput!G962,NA())","v":"Non-Coincident"},{"$f":"IF($E963=DataInput!$B962,DataInput!H962,NA())","v":2017},{"$f":"IF($E963=DataInput!$B962,DataInput!I962,NA())","v":"POE50"},{"$f":"IF($E963=DataInput!$B962,DataInput!J962,NA())","v":103.19314200039},{"$f":"IF($E963=DataInput!$B962,DataInput!K962,NA())","v":1},null,null,"QLD Blackwater 66/11",null,null,null,null,false,null,null,{"$error":"#N/A"},{"$error":"#N/A"},{"$error":"#N/A"},{"$error":"#N/A"},{"$error":"#N/A"},{"$error":"#N/A"},{"$error":"#N/A"},{"$error":"#N/A"},{"$error":"#N/A"},{"$error":"#N/A"}]
[null,{"$f":"IF(DataInput!B963=$B$8,IF($B$9=$B$10,TRUE,IF(DataInput!E963=$B$9,TRUE,FALSE)))","v":true},null,null,{"$f":"IF(B964=TRUE,DataInput!B963,NA())","v":"QLD"},{"$f":"IF($E964=DataInput!$B963,DataInput!C963,NA())","v":"QBWL"},{"$f":"IF($E964=DataInput!$B963,DataInput!D963,NA())","v":"Blackwater 66/11"},{"$f":"IF($E964=DataInput!$B963,DataInput!E963,NA())","v":"Ergon"},{"$f":"IF($E964=DataInput!$B963,DataInput!F963,NA())","v":"Winter"},{"$f":"IF($E964=DataInput!$B963,DataInput!G963,NA())","v":"Non-Coincident"},{"$f":"IF($E964=DataInput!$B963,DataInput!H963,NA())","v":2018},{"$f":"IF($E964=DataInput!$B963,DataInput!I963,NA())","v":"POE50"},{"$f":"IF($E964=DataInput!$B963,DataInput!J963,NA())","v":106.81358130172499},{"$f":"IF($E964=DataInput!$B963,DataInput!K963,NA())","v":1},null,null,"QLD Blackwater 66/11",null,null,null,null,false,null,null,{"$error":"#N/A"},{"$error":"#N/A"},{"$error":"#N/A"},{"$error":"#N/A"},{"$error":"#N/A"},{"$error":"#N/A"},{"$error":"#N/A"},{"$error":"#N/A"},{"$error":"#N/A"},{"$error":"#N/A"}]
[null,{"$f":"IF(DataInput!B964=$B$8,IF($B$9=$B$10,TRUE,IF(DataInput!E964=$B$9,TRUE,FALSE)))","v":true},null,null,{"$f":"IF(B965=TRUE,DataInput!B964,NA())","v":"QLD"},{"$f":"IF($E965=DataInput!$B964,DataInput!C964,NA())","v":"QBWL"},{"$f":"IF($E965=DataInput!$B964,DataInput!D964,NA())","v":"Blackwater 66/11"},{"$f":"IF($E965=DataInput!$B964,DataInput!E964,NA())","v":"Ergon"},{"$f":"IF($E965=DataInput!$B964,DataInput!F964,NA())","v":"Winter"},{"$f":"IF($E965=DataInput!$B964,DataInput!G964,NA())","v":"Non-Coincident"},{"$f":"IF($E965=DataInput!$B964,DataInput!H964,NA())","v":2019},{"$f":"IF($E965=DataInput!$B964,DataInput!I964,NA())","v":"POE50"},{"$f":"IF($E965=DataInput!$B964,DataInput!J964,NA())","v":109.254256129971},{"$f":"IF($E965=DataInput!$B964,DataInput!K964,NA())","v":1},null,null,"QLD Blackwater 66/11",null,null,null,null,false,null,null,{"$error":"#N/A"},{"$error":"#N/A"},{"$error":"#N/A"},{"$error":"#N/A"},{"$error":"#N/A"},{"$error":"#N/A"},{"$error":"#N/A"},{"$error":"#N/A"},{"$error":"#N/A"},{"$error":"#N/A"}]
[null,{"$f":"IF(DataInput!B965=$B$8,IF($B$9=$B$10,TRUE,IF(DataInput!E965=$B$9,TRUE,FALSE)))","v":true},null,null,{"$f":"IF(B966=TRUE,DataInput!B965,NA())","v":"QLD"},{"$f":"IF($E966=DataInput!$B965,DataInput!C965,NA())","v":"QBWL"},{"$f":"IF($E966=DataInput!$B965,DataInput!D965,NA())","v":"Blackwater 66/11"},{"$f":"IF($E966=DataInput!$B965,DataInput!E965,NA())","v":"Ergon"},{"$f":"IF($E966=DataInput!$B965,DataInput!F965,NA())","v":"Winter"},{"$f":"IF($E966=DataInput!$B965,DataInput!G965,NA())","v":"Non-Coincident"},{"$f":"IF($E966=DataInput!$B965,DataInput!H965,NA())","v":2020},{"$f":"IF($E966=DataInput!$B965,DataInput!I965,NA())","v":"POE50"},{"$f":"IF($E966=DataInput!$B965,DataInput!J965,NA())","v":110.41975010161801},{"$f":"IF($E966=DataInput!$B965,DataInput!K965,NA())","v":1},null,null,"QLD Blackwater 66/11",null,null,null,null,false,null,null,{"$error":"#N/A"},{"$error":"#N/A"},{"$error":"#N/A"},{"$error":"#N/A"},{"$error":"#N/A"},{"$error":"#N/A"},{"$error":"#N/A"},{"$error":"#N/A"},{"$error":"#N/A"},{"$error":"#N/A"}]
[null,{"$f":"IF(DataInput!B966=$B$8,IF($B$9=$B$10,TRUE,IF(DataInput!E966=$B$9,TRUE,FALSE)))","v":true},null,null,{"$f":"IF(B967=TRUE,DataInput!B966,NA())","v":"QLD"},{"$f":"IF($E967=DataInput!$B966,DataInput!C966,NA())","v":"QBWL"},{"$f":"IF($E967=DataInput!$B966,DataInput!D966,NA())","v":"Blackwater 66/11"},{"$f":"IF($E967=DataInput!$B966,DataInput!E966,NA())","v":"Ergon"},{"$f":"IF($E967=DataInput!$B966,DataInput!F966,NA())","v":"Winter"},{"$f":"IF($E967=DataInput!$B966,DataInput!G966,NA())","v":"Non-Coincident"},{"$f":"IF($E967=DataInput!$B966,DataInput!H966,NA())","v":2021},{"$f":"IF($E967=DataInput!$B966,DataInput!I966,NA())","v":"POE50"},{"$f":"IF($E967=DataInput!$B966,DataInput!J966,NA())","v":111.24357360184},{"$f":"IF($E967=DataInput!$B966,DataInput!K966,NA())","v":1},null,null,"QLD Blackwater 66/11",null,null,null,null,false,null,null,{"$error":"#N/A"},{"$error":"#N/A"},{"$error":"#N/A"},{"$error":"#N/A"},{"$error":"#N/A"},{"$error":"#N/A"},{"$error":"#N/A"},{"$error":"#N/A"},{"$error":"#N/A"},{"$error":"#N/A"}]
[null,{"$f":"IF(DataInput!B967=$B$8,IF($B$9=$B$10,TRUE,IF(DataInput!E967=$B$9,TRUE,FALSE)))","v":true},null,null,{"$f":"IF(B968=TRUE,DataInput!B967,NA())","v":"QLD"},{"$f":"IF($E968=DataInput!$B967,DataInput!C967,NA())","v":"QBWL"},{"$f":"IF($E968=DataInput!$B967,DataInput!D967,NA())","v":"Blackwater 66/11"},{"$f":"IF($E968=DataInput!$B967,DataInput!E967,NA())","v":"Ergon"},{"$f":"IF($E968=DataInput!$B967,DataInput!F967,NA())","v":"Winter"},{"$f":"IF($E968=DataInput!$B967,DataInput!G967,NA())","v":"Non-Coincident"},{"$f":"IF($E968=DataInput!$B967,DataInput!H967,NA())","v":2022},{"$f":"IF($E968=DataInput!$B967,DataInput!I967,NA())","v":"POE50"},{"$f":"IF($E968=DataInput!$B967,DataInput!J967,NA())","v":113.592757765972},{"$f":"IF($E968=DataInput!$B967,DataInput!K967,NA())","v":1},null,null,"QLD Blackwater 66/11",null,null,null,null,false,null,null,{"$error":"#N/A"},{"$error":"#N/A"},{"$error":"#N/A"},{"$error":"#N/A"},{"$error":"#N/A"},{"$error":"#N/A"},{"$error":"#N/A"},{"$error":"#N/A"},{"$error":"#N/A"},{"$error":"#N/A"}]
[null,{"$f":"IF(DataInput!B968=$B$8,IF($B$9=$B$10,TRUE,IF(DataInput!E968=$B$9,TRUE,FALSE)))","v":true},null,null,{"$f":"IF(B969=TRUE,DataInput!B968,NA())","v":"QLD"},{"$f":"IF($E969=DataInput!$B968,DataInput!C968,NA())","v":"QBWL"},{"$f":"IF($E969=DataInput!$B968,DataInput!D968,NA())","v":"Blackwater 66/11"},{"$f":"IF($E969=DataInput!$B968,DataInput!E968,NA())","v":"Ergon"},{"$f":"IF($E969=DataInput!$B968,DataInput!F968,NA())","v":"Winter"},{"$f":"IF($E969=DataInput!$B968,DataInput!G968,NA())","v":"Non-Coincident"},{"$f":"IF($E969=DataInput!$B968,DataInput!H968,NA())","v":2023},{"$f":"IF($E969=DataInput!$B968,DataInput!I968,NA())","v":"POE50"},{"$f":"IF($E969=DataInput!$B968,DataInput!J968,NA())","v":115.351209301886},{"$f":"IF($E969=DataInput!$B968,DataInput!K968,NA())","v":1},null,null,"QLD Blackwater 66/11",null,null,null,null,false,null,null,{"$error":"#N/A"},{"$error":"#N/A"},{"$error":"#N/A"},{"$error":"#N/A"},{"$error":"#N/A"},{"$error":"#N/A"},{"$error":"#N/A"},{"$error":"#N/A"},{"$error":"#N/A"},{"$error":"#N/A"}]
[null,{"$f":"IF(DataInput!B969=$B$8,IF($B$9=$B$10,TRUE,IF(DataInput!E969=$B$9,TRUE,FALSE)))","v":true},null,null,{"$f":"IF(B970=TRUE,DataInput!B969,NA())","v":"QLD"},{"$f":"IF($E970=DataInput!$B969,DataInput!C969,NA())","v":"QBWL"},{"$f":"IF($E970=DataInput!$B969,DataInput!D969,NA())","v":"Blackwater 66/11"},{"$f":"IF($E970=DataInput!$B969,DataInput!E969,NA())","v":"Ergon"},{"$f":"IF($E970=DataInput!$B969,DataInput!F969,NA())","v":"Winter"},{"$f":"IF($E970=DataInput!$B969,DataInput!G969,NA())","v":"Non-Coincident"},{"$f":"IF($E970=DataInput!$B969,DataInput!H969,NA())","v":2024},{"$f":"IF($E970=DataInput!$B969,DataInput!I969,NA())","v":"POE50"},{"$f":"IF($E970=DataInput!$B969,DataInput!J969,NA())","v":118.81998370884},{"$f":"IF($E970=DataInput!$B969,DataInput!K969,NA())","v":1},null,null,"QLD Blackwater 66/11",null,null,null,null,false,null,null,{"$error":"#N/A"},{"$error":"#N/A"},{"$error":"#N/A"},{"$error":"#N/A"},{"$error":"#N/A"},{"$error":"#N/A"},{"$error":"#N/A"},{"$error":"#N/A"},{"$error":"#N/A"},{"$error":"#N/A"}]
[null,{"$f":"IF(DataInput!B970=$B$8,IF($B$9=$B$10,TRUE,IF(DataInput!E970=$B$9,TRUE,FALSE)))","v":true},null,null,{"$f":"IF(B971=TRUE,DataInput!B970,NA())","v":"QLD"},{"$f":"IF($E971=DataInput!$B970,DataInput!C970,NA())","v":"QBWL"},{"$f":"IF($E971=DataInput!$B970,DataInput!D970,NA())","v":"Blackwater 66/11"},{"$f":"IF($E971=DataInput!$B970,DataInput!E970,NA())","v":"Ergon"},{"$f":"IF($E971=DataInput!$B970,DataInput!F970,NA())","v":"Winter"},{"$f":"IF($E971=DataInput!$B970,DataInput!G970,NA())","v":"Non-Coincident"},{"$f":"IF($E971=DataInput!$B970,DataInput!H970,NA())","v":2025},{"$f":"IF($E971=DataInput!$B970,DataInput!I970,NA())","v":"POE50"},{"$f":"IF($E971=DataInput!$B970,DataInput!J970,NA())","v":120.167151216801},{"$f":"IF($E971=DataInput!$B970,DataInput!K970,NA())","v":1},null,null,"QLD Blackwater 66/11",null,null,null,null,false,null,null,{"$error":"#N/A"},{"$error":"#N/A"},{"$error":"#N/A"},{"$error":"#N/A"},{"$error":"#N/A"},{"$error":"#N/A"},{"$error":"#N/A"},{"$error":"#N/A"},{"$error":"#N/A"},{"$error":"#N/A"}]
[null,{"$f":"IF(DataInput!B971=$B$8,IF($B$9=$B$10,TRUE,IF(DataInput!E971=$B$9,TRUE,FALSE)))","v":true},null,null,{"$f":"IF(B972=TRUE,DataInput!B971,NA())","v":"QLD"},{"$f":"IF($E972=DataInput!$B971,DataInput!C971,NA())","v":"QCAR"},{"$f":"IF($E972=DataInput!$B971,DataInput!D971,NA())","v":"Calliope River"},{"$f":"IF($E972=DataInput!$B971,DataInput!E971,NA())","v":"Ergon"},{"$f":"IF($E972=DataInput!$B971,DataInput!F971,NA())","v":"Summer"},{"$f":"IF($E972=DataInput!$B971,DataInput!G971,NA())","v":"Non-Coincident"},{"$f":"IF($E972=DataInput!$B971,DataInput!H971,NA())","v":2017},{"$f":"IF($E972=DataInput!$B971,DataInput!I971,NA())","v":"POE10"},{"$f":"IF($E972=DataInput!$B971,DataInput!J971,NA())","v":46.149545967879199},{"$f":"IF($E972=DataInput!$B971,DataInput!K971,NA())","v":0.434854637654426},null,null,{"$f":"IF(OR(ISERROR(E972),ISERROR(G972)),\"  \",E972&\" \"&G972)","v":"QLD Calliope River"},null,null,null,null,{"$f":"IF(ISERROR(G972),FALSE,IF($V$9=G972,TRUE,FALSE))","v":false},null,null,{"$f":"IF($V972=TRUE,E972,NA())","v":{"$error":"#N/A"}},{"$error":"#N/A"},{"$error":"#N/A"},{"$error":"#N/A"},{"$error":"#N/A"},{"$error":"#N/A"},{"$error":"#N/A"},{"$error":"#N/A"},{"$error":"#N/A"},{"$error":"#N/A"}]
[null,{"$f":"IF(DataInput!B972=$B$8,IF($B$9=$B$10,TRUE,IF(DataInput!E972=$B$9,TRUE,FALSE)))","v":true},null,null,{"$f":"IF(B973=TRUE,DataInput!B972,NA())","v":"QLD"},{"$f":"IF($E973=DataInput!$B972,DataInput!C972,NA())","v":"QCAR"},{"$f":"IF($E973=DataInput!$B972,DataInput!D972,NA())","v":"Calliope River"},{"$f":"IF($E973=DataInput!$B972,DataInput!E972,NA())","v":"Ergon"},{"$f":"IF($E973=DataInput!$B972,DataInput!F972,NA())","v":"Summer"},{"$f":"IF($E973=DataInput!$B972,DataInput!G972,NA())","v":"Non-Coincident"},{"$f":"IF($E973=DataInput!$B972,DataInput!H972,NA())","v":2018},{"$f":"IF($E973=DataInput!$B972,DataInput!I972,NA())","v":"POE10"},{"$f":"IF($E973=DataInput!$B972,DataInput!J972,NA())","v":53.114428539288603},{"$f":"IF($E973=DataInput!$B972,DataInput!K972,NA())","v":0.43766001879653299},null,null,"QLD Calliope River",null,null,null,null,false,null,null,{"$error":"#N/A"},{"$error":"#N/A"},{"$error":"#N/A"},{"$error":"#N/A"},{"$error":"#N/A"},{"$error":"#N/A"},{"$error":"#N/A"},{"$error":"#N/A"},{"$error":"#N/A"},{"$error":"#N/A"}]
[null,{"$f":"IF(DataInput!B973=$B$8,IF($B$9=$B$10,TRUE,IF(DataInput!E973=$B$9,TRUE,FALSE)))","v":true},null,null,{"$f":"IF(B974=TRUE,DataInput!B973,NA())","v":"QLD"},{"$f":"IF($E974=DataInput!$B973,DataInput!C973,NA())","v":"QCAR"},{"$f":"IF($E974=DataInput!$B973,DataInput!D973,NA())","v":"Calliope River"},{"$f":"IF($E974=DataInput!$B973,DataInput!E973,NA())","v":"Ergon"},{"$f":"IF($E974=DataInput!$B973,DataInput!F973,NA())","v":"Summer"},{"$f":"IF($E974=DataInput!$B973,DataInput!G973,NA())","v":"Non-Coincident"},{"$f":"IF($E974=DataInput!$B973,DataInput!H973,NA())","v":2019},{"$f":"IF($E974=DataInput!$B973,DataInput!I973,NA())","v":"POE10"},{"$f":"IF($E974=DataInput!$B973,DataInput!J973,NA())","v":53.351608514990602},{"$f":"IF($E974=DataInput!$B973,DataInput!K973,NA())","v":0.438097760879263},null,null,"QLD Calliope River",null,null,null,null,false,null,null,{"$error":"#N/A"},{"$error":"#N/A"},{"$error":"#N/A"},{"$error":"#N/A"},{"$error":"#N/A"},{"$error":"#N/A"},{"$error":"#N/A"},{"$error":"#N/A"},{"$error":"#N/A"},{"$error":"#N/A"}]
[null,{"$f":"IF(DataInput!B974=$B$8,IF($B$9=$B$10,TRUE,IF(DataInput!E974=$B$9,TRUE,FALSE)))","v":true},null,null,{"$f":"IF(B975=TRUE,DataInput!B974,NA())","v":"QLD"},{"$f":"IF($E975=DataInput!$B974,DataInput!C974,NA())","v":"QCAR"},{"$f":"IF($E975=DataInput!$B974,DataInput!D974,NA())","v":"Calliope River"},{"$f":"IF($E975=DataInput!$B974,DataInput!E974,NA())","v":"Ergon"},{"$f":"IF($E975=DataInput!$B974,DataInput!F974,NA())","v":"Summer"},{"$f":"IF($E975=DataInput!$B974,DataInput!G974,NA())","v":"Non-Coincident"},{"$f":"IF($E975=DataInput!$B974,DataInput!H974,NA())","v":2020},{"$f":"IF($E975=DataInput!$B974,DataInput!I974,NA())","v":"POE10"},{"$f":"IF($E975=DataInput!$B974,DataInput!J974,NA())","v":52.236233286007803},{"$f":"IF($E975=DataInput!$B974,DataInput!K974,NA())","v":0.43818759985614397},null,null,"QLD Calliope River",null,null,null,null,false,null,null,{"$error":"#N/A"},{"$error":"#N/A"},{"$error":"#N/A"},{"$error":"#N/A"},{"$error":"#N/A"},{"$error":"#N/A"},{"$error":"#N/A"},{"$error":"#N/A"},{"$error":"#N/A"},{"$error":"#N/A"}]
[null,{"$f":"IF(DataInput!B975=$B$8,IF($B$9=$B$10,TRUE,IF(DataInput!E975=$B$9,TRUE,FALSE)))","v":true},null,null,{"$f":"IF(B976=TRUE,DataInput!B975,NA())","v":"QLD"},{"$f":"IF($E976=DataInput!$B975,DataInput!C975,NA())","v":"QCAR"},{"$f":"IF($E976=DataInput!$B975,DataInput!D975,NA())","v":"Calliope River"},{"$f":"IF($E976=DataInput!$B975,DataInput!E975,NA())","v":"Ergon"},{"$f":"IF($E976=DataInput!$B975,DataInput!F975,NA())","v":"Summer"},{"$f":"IF($E976=DataInput!$B975,DataInput!G975,NA())","v":"Non-Coincident"},{"$f":"IF($E976=DataInput!$B975,DataInput!H975,NA())","v":2021},{"$f":"IF($E976=DataInput!$B975,DataInput!I975,NA())","v":"POE10"},{"$f":"IF($E976=DataInput!$B975,DataInput!J975,NA())","v":52.536128084092503},{"$f":"IF($E976=DataInput!$B975,DataInput!K975,NA())","v":0.43574364256070303},null,null,"QLD Calliope River",null,null,null,null,false,null,null,{"$error":"#N/A"},{"$error":"#N/A"},{"$error":"#N/A"},{"$error":"#N/A"},{"$error":"#N/A"},{"$error":"#N/A"},{"$error":"#N/A"},{"$error":"#N/A"},{"$error":"#N/A"},{"$error":"#N/A"}]
[null,{"$f":"IF(DataInput!B976=$B$8,IF($B$9=$B$10,TRUE,IF(DataInput!E976=$B$9,TRUE,FALSE)))","v":true},null,null,{"$f":"IF(B977=TRUE,DataInput!B976,NA())","v":"QLD"},{"$f":"IF($E977=DataInput!$B976,DataInput!C976,NA())","v":"QCAR"},{"$f":"IF($E977=DataInput!$B976,DataInput!D976,NA())","v":"Calliope River"},{"$f":"IF($E977=DataInput!$B976,DataInput!E976,NA())","v":"Ergon"},{"$f":"IF($E977=DataInput!$B976,DataInput!F976,NA())","v":"Summer"},{"$f":"IF($E977=DataInput!$B976,DataInput!G976,NA())","v":"Non-Coincident"},{"$f":"IF($E977=DataInput!$B976,DataInput!H976,NA())","v":2022},{"$f":"IF($E977=DataInput!$B976,DataInput!I976,NA())","v":"POE10"},{"$f":"IF($E977=DataInput!$B976,DataInput!J976,NA())","v":52.828878085558699},{"$f":"IF($E977=DataInput!$B976,DataInput!K976,NA())","v":0.43579220901911703},null,null,"QLD Calliope River",null,null,null,null,false,null,null,{"$error":"#N/A"},{"$error":"#N/A"},{"$error":"#N/A"},{"$error":"#N/A"},{"$error":"#N/A"},{"$error":"#N/A"},{"$error":"#N/A"},{"$error":"#N/A"},{"$error":"#N/A"},{"$error":"#N/A"}]
[null,{"$f":"IF(DataInput!B977=$B$8,IF($B$9=$B$10,TRUE,IF(DataInput!E977=$B$9,TRUE,FALSE)))","v":true},null,null,{"$f":"IF(B978=TRUE,DataInput!B977,NA())","v":"QLD"},{"$f":"IF($E978=DataInput!$B977,DataInput!C977,NA())","v":"QCAR"},{"$f":"IF($E978=DataInput!$B977,DataInput!D977,NA())","v":"Calliope River"},{"$f":"IF($E978=DataInput!$B977,DataInput!E977,NA())","v":"Ergon"},{"$f":"IF($E978=DataInput!$B977,DataInput!F977,NA())","v":"Summer"},{"$f":"IF($E978=DataInput!$B977,DataInput!G977,NA())","v":"Non-Coincident"},{"$f":"IF($E978=DataInput!$B977,DataInput!H977,NA())","v":2023},{"$f":"IF($E978=DataInput!$B977,DataInput!I977,NA())","v":"POE10"},{"$f":"IF($E978=DataInput!$B977,DataInput!J977,NA())","v":52.647433640447801},{"$f":"IF($E978=DataInput!$B977,DataInput!K977,NA())","v":0.43579154419766097},null,null,"QLD Calliope River",null,null,null,null,false,null,null,{"$error":"#N/A"},{"$error":"#N/A"},{"$error":"#N/A"},{"$error":"#N/A"},{"$error":"#N/A"},{"$error":"#N/A"},{"$error":"#N/A"},{"$error":"#N/A"},{"$error":"#N/A"},{"$error":"#N/A"}]
[null,{"$f":"IF(DataInput!B978=$B$8,IF($B$9=$B$10,TRUE,IF(DataInput!E978=$B$9,TRUE,FALSE)))","v":true},null,null,{"$f":"IF(B979=TRUE,DataInput!B978,NA())","v":"QLD"},{"$f":"IF($E979=DataInput!$B978,DataInput!C978,NA())","v":"QCAR"},{"$f":"IF($E979=DataInput!$B978,DataInput!D978,NA())","v":"Calliope River"},{"$f":"IF($E979=DataInput!$B978,DataInput!E978,NA())","v":"Ergon"},{"$f":"IF($E979=DataInput!$B978,DataInput!F978,NA())","v":"Summer"},{"$f":"IF($E979=DataInput!$B978,DataInput!G978,NA())","v":"Non-Coincident"},{"$f":"IF($E979=DataInput!$B978,DataInput!H978,NA())","v":2024},{"$f":"IF($E979=DataInput!$B978,DataInput!I978,NA())","v":"POE10"},{"$f":"IF($E979=DataInput!$B978,DataInput!J978,NA())","v":53.502367271698802},{"$f":"IF($E979=DataInput!$B978,DataInput!K978,NA())","v":0.43579430115360002},null,null,"QLD Calliope River",null,null,null,null,false,null,null,{"$error":"#N/A"},{"$error":"#N/A"},{"$error":"#N/A"},{"$error":"#N/A"},{"$error":"#N/A"},{"$error":"#N/A"},{"$error":"#N/A"},{"$error":"#N/A"},{"$error":"#N/A"},{"$error":"#N/A"}]
[null,{"$f":"IF(DataInput!B979=$B$8,IF($B$9=$B$10,TRUE,IF(DataInput!E979=$B$9,TRUE,FALSE)))","v":true},null,null,{"$f":"IF(B980=TRUE,DataInput!B979,NA())","v":"QLD"},{"$f":"IF($E980=DataInput!$B979,DataInput!C979,NA())","v":"QCAR"},{"$f":"IF($E980=DataInput!$B979,DataInput!D979,NA())","v":"Calliope River"},{"$f":"IF($E980=DataInput!$B979,DataInput!E979,NA())","v":"Ergon"},{"$f":"IF($E980=DataInput!$B979,DataInput!F979,NA())","v":"Summer"},{"$f":"IF($E980=DataInput!$B979,DataInput!G979,NA())","v":"Non-Coincident"},{"$f":"IF($E980=DataInput!$B979,DataInput!H979,NA())","v":2025},{"$f":"IF($E980=DataInput!$B979,DataInput!I979,NA())","v":"POE10"},{"$f":"IF($E980=DataInput!$B979,DataInput!J979,NA())","v":54.129502154479198},{"$f":"IF($E980=DataInput!$B979,DataInput!K979,NA())","v":0.43574469890235201},null,null,"QLD Calliope River",null,null,null,null,false,null,null,{"$error":"#N/A"},{"$error":"#N/A"},{"$error":"#N/A"},{"$error":"#N/A"},{"$error":"#N/A"},{"$error":"#N/A"},{"$error":"#N/A"},{"$error":"#N/A"},{"$error":"#N/A"},{"$error":"#N/A"}]
[null,{"$f":"IF(DataInput!B980=$B$8,IF($B$9=$B$10,TRUE,IF(DataInput!E980=$B$9,TRUE,FALSE)))","v":true},null,null,{"$f":"IF(B981=TRUE,DataInput!B980,NA())","v":"QLD"},{"$f":"IF($E981=DataInput!$B980,DataInput!C980,NA())","v":"QCAR"},{"$f":"IF($E981=DataInput!$B980,DataInput!D980,NA())","v":"Calliope River"},{"$f":"IF($E981=DataInput!$B980,DataInput!E980,NA())","v":"Ergon"},{"$f":"IF($E981=DataInput!$B980,DataInput!F980,NA())","v":"Summer"},{"$f":"IF($E981=DataInput!$B980,DataInput!G980,NA())","v":"Non-Coincident"},{"$f":"IF($E981=DataInput!$B980,DataInput!H980,NA())","v":2026},{"$f":"IF($E981=DataInput!$B980,DataInput!I980,NA())","v":"POE10"},{"$f":"IF($E981=DataInput!$B980,DataInput!J980,NA())","v":54.058605724020502},{"$f":"IF($E981=DataInput!$B980,DataInput!K980,NA())","v":0.43574412447413402},null,null,"QLD Calliope River",null,null,null,null,false,null,null,{"$error":"#N/A"},{"$error":"#N/A"},{"$error":"#N/A"},{"$error":"#N/A"},{"$error":"#N/A"},{"$error":"#N/A"},{"$error":"#N/A"},{"$error":"#N/A"},{"$error":"#N/A"},{"$error":"#N/A"}]
[null,{"$f":"IF(DataInput!B981=$B$8,IF($B$9=$B$10,TRUE,IF(DataInput!E981=$B$9,TRUE,FALSE)))","v":true},null,null,{"$f":"IF(B982=TRUE,DataInput!B981,NA())","v":"QLD"},{"$f":"IF($E982=DataInput!$B981,DataInput!C981,NA())","v":"QCAR"},{"$f":"IF($E982=DataInput!$B981,DataInput!D981,NA())","v":"Calliope River"},{"$f":"IF($E982=DataInput!$B981,DataInput!E981,NA())","v":"Ergon"},{"$f":"IF($E982=DataInput!$B981,DataInput!F981,NA())","v":"Summer"},{"$f":"IF($E982=DataInput!$B981,DataInput!G981,NA())","v":"Non-Coincident"},{"$f":"IF($E982=DataInput!$B981,DataInput!H981,NA())","v":2017},{"$f":"IF($E982=DataInput!$B981,DataInput!I981,NA())","v":"POE50"},{"$f":"IF($E982=DataInput!$B981,DataInput!J981,NA())","v":43.011260033353899},{"$f":"IF($E982=DataInput!$B981,DataInput!K981,NA())","v":0.44215489360638099},null,null,"QLD Calliope River",null,null,null,null,false,null,null,{"$error":"#N/A"},{"$error":"#N/A"},{"$error":"#N/A"},{"$error":"#N/A"},{"$error":"#N/A"},{"$error":"#N/A"},{"$error":"#N/A"},{"$error":"#N/A"},{"$error":"#N/A"},{"$error":"#N/A"}]
[null,{"$f":"IF(DataInput!B982=$B$8,IF($B$9=$B$10,TRUE,IF(DataInput!E982=$B$9,TRUE,FALSE)))","v":true},null,null,{"$f":"IF(B983=TRUE,DataInput!B982,NA())","v":"QLD"},{"$f":"IF($E983=DataInput!$B982,DataInput!C982,NA())","v":"QCAR"},{"$f":"IF($E983=DataInput!$B982,DataInput!D982,NA())","v":"Calliope River"},{"$f":"IF($E983=DataInput!$B982,DataInput!E982,NA())","v":"Ergon"},{"$f":"IF($E983=DataInput!$B982,DataInput!F982,NA())","v":"Summer"},{"$f":"IF($E983=DataInput!$B982,DataInput!G982,NA())","v":"Non-Coincident"},{"$f":"IF($E983=DataInput!$B982,DataInput!H982,NA())","v":2018},{"$f":"IF($E983=DataInput!$B982,DataInput!I982,NA())","v":"POE50"},{"$f":"IF($E983=DataInput!$B982,DataInput!J982,NA())","v":49.920486795295602},{"$f":"IF($E983=DataInput!$B982,DataInput!K982,NA())","v":0.4437349107454},null,null,"QLD Calliope River",null,null,null,null,false,null,null,{"$error":"#N/A"},{"$error":"#N/A"},{"$error":"#N/A"},{"$error":"#N/A"},{"$error":"#N/A"},{"$error":"#N/A"},{"$error":"#N/A"},{"$error":"#N/A"},{"$error":"#N/A"},{"$error":"#N/A"}]
[null,{"$f":"IF(DataInput!B983=$B$8,IF($B$9=$B$10,TRUE,IF(DataInput!E983=$B$9,TRUE,FALSE)))","v":true},null,null,{"$f":"IF(B984=TRUE,DataInput!B983,NA())","v":"QLD"},{"$f":"IF($E984=DataInput!$B983,DataInput!C983,NA())","v":"QCAR"},{"$f":"IF($E984=DataInput!$B983,DataInput!D983,NA())","v":"Calliope River"},{"$f":"IF($E984=DataInput!$B983,DataInput!E983,NA())","v":"Ergon"},{"$f":"IF($E984=DataInput!$B983,DataInput!F983,NA())","v":"Summer"},{"$f":"IF($E984=DataInput!$B983,DataInput!G983,NA())","v":"Non-Coincident"},{"$f":"IF($E984=DataInput!$B983,DataInput!H983,NA())","v":2019},{"$f":"IF($E984=DataInput!$B983,DataInput!I983,NA())","v":"POE50"},{"$f":"IF($E984=DataInput!$B983,DataInput!J983,NA())","v":49.817800935510803},{"$f":"IF($E984=DataInput!$B983,DataInput!K983,NA())","v":0.44220719848727302},null,null,"QLD Calliope River",null,null,null,null,false,null,null,{"$error":"#N/A"},{"$error":"#N/A"},{"$error":"#N/A"},{"$error":"#N/A"},{"$error":"#N/A"},{"$error":"#N/A"},{"$error":"#N/A"},{"$error":"#N/A"},{"$error":"#N/A"},{"$error":"#N/A"}]
[null,{"$f":"IF(DataInput!B984=$B$8,IF($B$9=$B$10,TRUE,IF(DataInput!E984=$B$9,TRUE,FALSE)))","v":true},null,null,{"$f":"IF(B985=TRUE,DataInput!B984,NA())","v":"QLD"},{"$f":"IF($E985=DataInput!$B984,DataInput!C984,NA())","v":"QCAR"},{"$f":"IF($E985=DataInput!$B984,DataInput!D984,NA())","v":"Calliope River"},{"$f":"IF($E985=DataInput!$B984,DataInput!E984,NA())","v":"Ergon"},{"$f":"IF($E985=DataInput!$B984,DataInput!F984,NA())","v":"Summer"},{"$f":"IF($E985=DataInput!$B984,DataInput!G984,NA())","v":"Non-Coincident"},{"$f":"IF($E985=DataInput!$B984,DataInput!H984,NA())","v":2020},{"$f":"IF($E985=DataInput!$B984,DataInput!I984,NA())","v":"POE50"},{"$f":"IF($E985=DataInput!$B984,DataInput!J984,NA())","v":48.827007279022297},{"$f":"IF($E985=DataInput!$B984,DataInput!K984,NA())","v":0.44501423727161799},null,null,"QLD Calliope River",null,null,null,null,false,null,null,{"$error":"#N/A"},{"$error":"#N/A"},{"$error":"#N/A"},{"$error":"#N/A"},{"$error":"#N/A"},{"$error":"#N/A"},{"$error":"#N/A"},{"$error":"#N/A"},{"$error":"#N/A"},{"$error":"#N/A"}]
[null,{"$f":"IF(DataInput!B985=$B$8,IF($B$9=$B$10,TRUE,IF(DataInput!E985=$B$9,TRUE,FALSE)))","v":true},null,null,{"$f":"IF(B986=TRUE,DataInput!B985,NA())","v":"QLD"},{"$f":"IF($E986=DataInput!$B985,DataInput!C985,NA())","v":"QCAR"},{"$f":"IF($E986=DataInput!$B985,DataInput!D985,NA())","v":"Calliope River"},{"$f":"IF($E986=DataInput!$B985,DataInput!E985,NA())","v":"Ergon"},{"$f":"IF($E986=DataInput!$B985,DataInput!F985,NA())","v":"Summer"},{"$f":"IF($E986=DataInput!$B985,DataInput!G985,NA())","v":"Non-Coincident"},{"$f":"IF($E986=DataInput!$B985,DataInput!H985,NA())","v":2021},{"$f":"IF($E986=DataInput!$B985,DataInput!I985,NA())","v":"POE50"},{"$f":"IF($E986=DataInput!$B985,DataInput!J985,NA())","v":48.722888865139602},{"$f":"IF($E986=DataInput!$B985,DataInput!K985,NA())","v":0.44319122473415901},null,null,"QLD Calliope River",null,null,null,null,false,null,null,{"$error":"#N/A"},{"$error":"#N/A"},{"$error":"#N/A"},{"$error":"#N/A"},{"$error":"#N/A"},{"$error":"#N/A"},{"$error":"#N/A"},{"$error":"#N/A"},{"$error":"#N/A"},{"$error":"#N/A"}]
[null,{"$f":"IF(DataInput!B986=$B$8,IF($B$9=$B$10,TRUE,IF(DataInput!E986=$B$9,TRUE,FALSE)))","v":true},null,null,{"$f":"IF(B987=TRUE,DataInput!B986,NA())","v":"QLD"},{"$f":"IF($E987=DataInput!$B986,DataInput!C986,NA())","v":"QCAR"},{"$f":"IF($E987=DataInput!$B986,DataInput!D986,NA())","v":"Calliope River"},{"$f":"IF($E987=DataInput!$B986,DataInput!E986,NA())","v":"Ergon"},{"$f":"IF($E987=DataInput!$B986,DataInput!F986,NA())","v":"Summer"},{"$f":"IF($E987=DataInput!$B986,DataInput!G986,NA())","v":"Non-Coincident"},{"$f":"IF($E987=DataInput!$B986,DataInput!H986,NA())","v":2022},{"$f":"IF($E987=DataInput!$B986,DataInput!I986,NA())","v":"POE50"},{"$f":"IF($E987=DataInput!$B986,DataInput!J986,NA())","v":49.141730783139899},{"$f":"IF($E987=DataInput!$B986,DataInput!K986,NA())","v":0.443258366996864},null,null,"QLD Calliope River",null,null,null,null,false,null,null,{"$error":"#N/A"},{"$error":"#N/A"},{"$error":"#N/A"},{"$error":"#N/A"},{"$error":"#N/A"},{"$error":"#N/A"},{"$error":"#N/A"},{"$error":"#N/A"},{"$error":"#N/A"},{"$error":"#N/A"}]
[null,{"$f":"IF(DataInput!B987=$B$8,IF($B$9=$B$10,TRUE,IF(DataInput!E987=$B$9,TRUE,FALSE)))","v":true},null,null,{"$f":"IF(B988=TRUE,DataInput!B987,NA())","v":"QLD"},{"$f":"IF($E988=DataInput!$B987,DataInput!C987,NA())","v":"QCAR"},{"$f":"IF($E988=DataInput!$B987,DataInput!D987,NA())","v":"Calliope River"},{"$f":"IF($E988=DataInput!$B987,DataInput!E987,NA())","v":"Ergon"},{"$f":"IF($E988=DataInput!$B987,DataInput!F987,NA())","v":"Summer"},{"$f":"IF($E988=DataInput!$B987,DataInput!G987,NA())","v":"Non-Coincident"},{"$f":"IF($E988=DataInput!$B987,DataInput!H987,NA())","v":2023},{"$f":"IF($E988=DataInput!$B987,DataInput!I987,NA())","v":"POE50"},{"$f":"IF($E988=DataInput!$B987,DataInput!J987,NA())","v":49.693219046117498},{"$f":"IF($E988=DataInput!$B987,DataInput!K987,NA())","v":0.44326925786044102},null,null,"QLD Calliope River",null,null,null,null,false,null,null,{"$error":"#N/A"},{"$error":"#N/A"},{"$error":"#N/A"},{"$error":"#N/A"},{"$error":"#N/A"},{"$error":"#N/A"},{"$error":"#N/A"},{"$error":"#N/A"},{"$error":"#N/A"},{"$error":"#N/A"}]
[null,{"$f":"IF(DataInput!B988=$B$8,IF($B$9=$B$10,TRUE,IF(DataInput!E988=$B$9,TRUE,FALSE)))","v":true},null,null,{"$f":"IF(B989=TRUE,DataInput!B988,NA())","v":"QLD"},{"$f":"IF($E989=DataInput!$B988,DataInput!C988,NA())","v":"QCAR"},{"$f":"IF($E989=DataInput!$B988,DataInput!D988,NA())","v":"Calliope River"},{"$f":"IF($E989=DataInput!$B988,DataInput!E988,NA())","v":"Ergon"},{"$f":"IF($E989=DataInput!$B988,DataInput!F988,NA())","v":"Summer"},{"$f":"IF($E989=DataInput!$B988,DataInput!G988,NA())","v":"Non-Coincident"},{"$f":"IF($E989=DataInput!$B988,DataInput!H988,NA())","v":2024},{"$f":"IF($E989=DataInput!$B988,DataInput!I988,NA())","v":"POE50"},{"$f":"IF($E989=DataInput!$B988,DataInput!J988,NA())","v":50.257666314363497},{"$f":"IF($E989=DataInput!$B988,DataInput!K988,NA())","v":0.44328457623039502},null,null,"QLD Calliope River",null,null,null,null,false,null,null,{"$error":"#N/A"},{"$error":"#N/A"},{"$error":"#N/A"},{"$error":"#N/A"},{"$error":"#N/A"},{"$error":"#N/A"},{"$error":"#N/A"},{"$error":"#N/A"},{"$error":"#N/A"},{"$error":"#N/A"}]
[null,{"$f":"IF(DataInput!B989=$B$8,IF($B$9=$B$10,TRUE,IF(DataInput!E989=$B$9,TRUE,FALSE)))","v":true},null,null,{"$f":"IF(B990=TRUE,DataInput!B989,NA())","v":"QLD"},{"$f":"IF($E990=DataInput!$B989,DataInput!C989,NA())","v":"QCAR"},{"$f":"IF($E990=DataInput!$B989,DataInput!D989,NA())","v":"Calliope River"},{"$f":"IF($E990=DataInput!$B989,DataInput!E989,NA())","v":"Ergon"},{"$f":"IF($E990=DataInput!$B989,DataInput!F989,NA())","v":"Summer"},{"$f":"IF($E990=DataInput!$B989,DataInput!G989,NA())","v":"Non-Coincident"},{"$f":"IF($E990=DataInput!$B989,DataInput!H989,NA())","v":2025},{"$f":"IF($E990=DataInput!$B989,DataInput!I989,NA())","v":"POE50"},{"$f":"IF($E990=DataInput!$B989,DataInput!J989,NA())","v":50.489997258478901},{"$f":"IF($E990=DataInput!$B989,DataInput!K989,NA())","v":0.44324790307532902},null,null,"QLD Calliope River",null,null,null,null,false,null,null,{"$error":"#N/A"},{"$error":"#N/A"},{"$error":"#N/A"},{"$error":"#N/A"},{"$error":"#N/A"},{"$error":"#N/A"},{"$error":"#N/A"},{"$error":"#N/A"},{"$error":"#N/A"},{"$error":"#N/A"}]
[null,{"$f":"IF(DataInput!B990=$B$8,IF($B$9=$B$10,TRUE,IF(DataInput!E990=$B$9,TRUE,FALSE)))","v":true},null,null,{"$f":"IF(B991=TRUE,DataInput!B990,NA())","v":"QLD"},{"$f":"IF($E991=DataInput!$B990,DataInput!C990,NA())","v":"QCAR"},{"$f":"IF($E991=DataInput!$B990,DataInput!D990,NA())","v":"Calliope River"},{"$f":"IF($E991=DataInput!$B990,DataInput!E990,NA())","v":"Ergon"},{"$f":"IF($E991=DataInput!$B990,DataInput!F990,NA())","v":"Summer"},{"$f":"IF($E991=DataInput!$B990,DataInput!G990,NA())","v":"Non-Coincident"},{"$f":"IF($E991=DataInput!$B990,DataInput!H990,NA())","v":2026},{"$f":"IF($E991=DataInput!$B990,DataInput!I990,NA())","v":"POE50"},{"$f":"IF($E991=DataInput!$B990,DataInput!J990,NA())","v":50.483986178692398},{"$f":"IF($E991=DataInput!$B990,DataInput!K990,NA())","v":0.44326393208346399},null,null,"QLD Calliope River",null,null,null,null,false,null,null,{"$error":"#N/A"},{"$error":"#N/A"},{"$error":"#N/A"},{"$error":"#N/A"},{"$error":"#N/A"},{"$error":"#N/A"},{"$error":"#N/A"},{"$error":"#N/A"},{"$error":"#N/A"},{"$error":"#N/A"}]
[null,{"$f":"IF(DataInput!B991=$B$8,IF($B$9=$B$10,TRUE,IF(DataInput!E991=$B$9,TRUE,FALSE)))","v":true},null,null,{"$f":"IF(B992=TRUE,DataInput!B991,NA())","v":"QLD"},{"$f":"IF($E992=DataInput!$B991,DataInput!C991,NA())","v":"QCAR"},{"$f":"IF($E992=DataInput!$B991,DataInput!D991,NA())","v":"Calliope River"},{"$f":"IF($E992=DataInput!$B991,DataInput!E991,NA())","v":"Ergon"},{"$f":"IF($E992=DataInput!$B991,DataInput!F991,NA())","v":"Winter"},{"$f":"IF($E992=DataInput!$B991,DataInput!G991,NA())","v":"Non-Coincident"},{"$f":"IF($E992=DataInput!$B991,DataInput!H991,NA())","v":2016},{"$f":"IF($E992=DataInput!$B991,DataInput!I991,NA())","v":"POE10"},{"$f":"IF($E992=DataInput!$B991,DataInput!J991,NA())","v":37.699671168312399},{"$f":"IF($E992=DataInput!$B991,DataInput!K991,NA())","v":0.70289159237530396},null,null,"QLD Calliope River",null,null,null,null,false,null,null,{"$error":"#N/A"},{"$error":"#N/A"},{"$error":"#N/A"},{"$error":"#N/A"},{"$error":"#N/A"},{"$error":"#N/A"},{"$error":"#N/A"},{"$error":"#N/A"},{"$error":"#N/A"},{"$error":"#N/A"}]
[null,{"$f":"IF(DataInput!B992=$B$8,IF($B$9=$B$10,TRUE,IF(DataInput!E992=$B$9,TRUE,FALSE)))","v":true},null,null,{"$f":"IF(B993=TRUE,DataInput!B992,NA())","v":"QLD"},{"$f":"IF($E993=DataInput!$B992,DataInput!C992,NA())","v":"QCAR"},{"$f":"IF($E993=DataInput!$B992,DataInput!D992,NA())","v":"Calliope River"},{"$f":"IF($E993=DataInput!$B992,DataInput!E992,NA())","v":"Ergon"},{"$f":"IF($E993=DataInput!$B992,DataInput!F992,NA())","v":"Winter"},{"$f":"IF($E993=DataInput!$B992,DataInput!G992,NA())","v":"Non-Coincident"},{"$f":"IF($E993=DataInput!$B992,DataInput!H992,NA())","v":2017},{"$f":"IF($E993=DataInput!$B992,DataInput!I992,NA())","v":"POE10"},{"$f":"IF($E993=DataInput!$B992,DataInput!J992,NA())","v":38.060007203760698},{"$f":"IF($E993=DataInput!$B992,DataInput!K992,NA())","v":0.72363571983419595},null,null,"QLD Calliope River",null,null,null,null,false,null,null,{"$error":"#N/A"},{"$error":"#N/A"},{"$error":"#N/A"},{"$error":"#N/A"},{"$error":"#N/A"},{"$error":"#N/A"},{"$error":"#N/A"},{"$error":"#N/A"},{"$error":"#N/A"},{"$error":"#N/A"}]
[null,{"$f":"IF(DataInput!B993=$B$8,IF($B$9=$B$10,TRUE,IF(DataInput!E993=$B$9,TRUE,FALSE)))","v":true},null,null,{"$f":"IF(B994=TRUE,DataInput!B993,NA())","v":"QLD"},{"$f":"IF($E994=DataInput!$B993,DataInput!C993,NA())","v":"QCAR"},{"$f":"IF($E994=DataInput!$B993,DataInput!D993,NA())","v":"Calliope River"},{"$f":"IF($E994=DataInput!$B993,DataInput!E993,NA())","v":"Ergon"},{"$f":"IF($E994=DataInput!$B993,DataInput!F993,NA())","v":"Winter"},{"$f":"IF($E994=DataInput!$B993,DataInput!G993,NA())","v":"Non-Coincident"},{"$f":"IF($E994=DataInput!$B993,DataInput!H993,NA())","v":2018},{"$f":"IF($E994=DataInput!$B993,DataInput!I993,NA())","v":"POE10"},{"$f":"IF($E994=DataInput!$B993,DataInput!J993,NA())","v":46.550126732883598},{"$f":"IF($E994=DataInput!$B993,DataInput!K993,NA())","v":0.73426398699926199},null,null,"QLD Calliope River",null,null,null,null,false,null,null,{"$error":"#N/A"},{"$error":"#N/A"},{"$error":"#N/A"},{"$error":"#N/A"},{"$error":"#N/A"},{"$error":"#N/A"},{"$error":"#N/A"},{"$error":"#N/A"},{"$error":"#N/A"},{"$error":"#N/A"}]
[null,{"$f":"IF(DataInput!B994=$B$8,IF($B$9=$B$10,TRUE,IF(DataInput!E994=$B$9,TRUE,FALSE)))","v":true},null,null,{"$f":"IF(B995=TRUE,DataInput!B994,NA())","v":"QLD"},{"$f":"IF($E995=DataInput!$B994,DataInput!C994,NA())","v":"QCAR"},{"$f":"IF($E995=DataInput!$B994,DataInput!D994,NA())","v":"Calliope River"},{"$f":"IF($E995=DataInput!$B994,DataInput!E994,NA())","v":"Ergon"},{"$f":"IF($E995=DataInput!$B994,DataInput!F994,NA())","v":"Winter"},{"$f":"IF($E995=DataInput!$B994,DataInput!G994,NA())","v":"Non-Coincident"},{"$f":"IF($E995=DataInput!$B994,DataInput!H994,NA())","v":2019},{"$f":"IF($E995=DataInput!$B994,DataInput!I994,NA())","v":"POE10"},{"$f":"IF($E995=DataInput!$B994,DataInput!J994,NA())","v":48.646238152092501},{"$f":"IF($E995=DataInput!$B994,DataInput!K994,NA())","v":0.72441951287724404},null,null,"QLD Calliope River",null,null,null,null,false,null,null,{"$error":"#N/A"},{"$error":"#N/A"},{"$error":"#N/A"},{"$error":"#N/A"},{"$error":"#N/A"},{"$error":"#N/A"},{"$error":"#N/A"},{"$error":"#N/A"},{"$error":"#N/A"},{"$error":"#N/A"}]
[null,{"$f":"IF(DataInput!B995=$B$8,IF($B$9=$B$10,TRUE,IF(DataInput!E995=$B$9,TRUE,FALSE)))","v":true},null,null,{"$f":"IF(B996=TRUE,DataInput!B995,NA())","v":"QLD"},{"$f":"IF($E996=DataInput!$B995,DataInput!C995,NA())","v":"QCAR"},{"$f":"IF($E996=DataInput!$B995,DataInput!D995,NA())","v":"Calliope River"},{"$f":"IF($E996=DataInput!$B995,DataInput!E995,NA())","v":"Ergon"},{"$f":"IF($E996=DataInput!$B995,DataInput!F995,NA())","v":"Winter"},{"$f":"IF($E996=DataInput!$B995,DataInput!G995,NA())","v":"Non-Coincident"},{"$f":"IF($E996=DataInput!$B995,DataInput!H995,NA())","v":2020},{"$f":"IF($E996=DataInput!$B995,DataInput!I995,NA())","v":"POE10"},{"$f":"IF($E996=DataInput!$B995,DataInput!J995,NA())","v":48.604979372570298},{"$f":"IF($E996=DataInput!$B995,DataInput!K995,NA())","v":0.70507195308862802},null,null,"QLD Calliope River",null,null,null,null,false,null,null,{"$error":"#N/A"},{"$error":"#N/A"},{"$error":"#N/A"},{"$error":"#N/A"},{"$error":"#N/A"},{"$error":"#N/A"},{"$error":"#N/A"},{"$error":"#N/A"},{"$error":"#N/A"},{"$error":"#N/A"}]
[null,{"$f":"IF(DataInput!B996=$B$8,IF($B$9=$B$10,TRUE,IF(DataInput!E996=$B$9,TRUE,FALSE)))","v":true},null,null,{"$f":"IF(B997=TRUE,DataInput!B996,NA())","v":"QLD"},{"$f":"IF($E997=DataInput!$B996,DataInput!C996,NA())","v":"QCAR"},{"$f":"IF($E997=DataInput!$B996,DataInput!D996,NA())","v":"Calliope River"},{"$f":"IF($E997=DataInput!$B996,DataInput!E996,NA())","v":"Ergon"},{"$f":"IF($E997=DataInput!$B996,DataInput!F996,NA())","v":"Winter"},{"$f":"IF($E997=DataInput!$B996,DataInput!G996,NA())","v":"Non-Coincident"},{"$f":"IF($E997=DataInput!$B996,DataInput!H996,NA())","v":2021},{"$f":"IF($E997=DataInput!$B996,DataInput!I996,NA())","v":"POE10"},{"$f":"IF($E997=DataInput!$B996,DataInput!J996,NA())","v":48.518289210070002},{"$f":"IF($E997=DataInput!$B996,DataInput!K996,NA())","v":0.70539775313962705},null,null,"QLD Calliope River",null,null,null,null,false,null,null,{"$error":"#N/A"},{"$error":"#N/A"},{"$error":"#N/A"},{"$error":"#N/A"},{"$error":"#N/A"},{"$error":"#N/A"},{"$error":"#N/A"},{"$error":"#N/A"},{"$error":"#N/A"},{"$error":"#N/A"}]
[null,{"$f":"IF(DataInput!B997=$B$8,IF($B$9=$B$10,TRUE,IF(DataInput!E997=$B$9,TRUE,FALSE)))","v":true},null,null,{"$f":"IF(B998=TRUE,DataInput!B997,NA())","v":"QLD"},{"$f":"IF($E998=DataInput!$B997,DataInput!C997,NA())","v":"QCAR"},{"$f":"IF($E998=DataInput!$B997,DataInput!D997,NA())","v":"Calliope River"},{"$f":"IF($E998=DataInput!$B997,DataInput!E997,NA())","v":"Ergon"},{"$f":"IF($E998=DataInput!$B997,DataInput!F997,NA())","v":"Winter"},{"$f":"IF($E998=DataInput!$B997,DataInput!G997,NA())","v":"Non-Coincident"},{"$f":"IF($E998=DataInput!$B997,DataInput!H997,NA())","v":2022},{"$f":"IF($E998=DataInput!$B997,DataInput!I997,NA())","v":"POE10"},{"$f":"IF($E998=DataInput!$B997,DataInput!J997,NA())","v":49.5712919802275},{"$f":"IF($E998=DataInput!$B997,DataInput!K997,NA())","v":0.70570077177480905},null,null,"QLD Calliope River",null,null,null,null,false,null,null,{"$error":"#N/A"},{"$error":"#N/A"},{"$error":"#N/A"},{"$error":"#N/A"},{"$error":"#N/A"},{"$error":"#N/A"},{"$error":"#N/A"},{"$error":"#N/A"},{"$error":"#N/A"},{"$error":"#N/A"}]
[null,{"$f":"IF(DataInput!B998=$B$8,IF($B$9=$B$10,TRUE,IF(DataInput!E998=$B$9,TRUE,FALSE)))","v":true},null,null,{"$f":"IF(B999=TRUE,DataInput!B998,NA())","v":"QLD"},{"$f":"IF($E999=DataInput!$B998,DataInput!C998,NA())","v":"QCAR"},{"$f":"IF($E999=DataInput!$B998,DataInput!D998,NA())","v":"Calliope River"},{"$f":"IF($E999=DataInput!$B998,DataInput!E998,NA())","v":"Ergon"},{"$f":"IF($E999=DataInput!$B998,DataInput!F998,NA())","v":"Winter"},{"$f":"IF($E999=DataInput!$B998,DataInput!G998,NA())","v":"Non-Coincident"},{"$f":"IF($E999=DataInput!$B998,DataInput!H998,NA())","v":2023},{"$f":"IF($E999=DataInput!$B998,DataInput!I998,NA())","v":"POE10"},{"$f":"IF($E999=DataInput!$B998,DataInput!J998,NA())","v":50.389997116797801},{"$f":"IF($E999=DataInput!$B998,DataInput!K998,NA())","v":0.70591856398271902},null,null,"QLD Calliope River",null,null,null,null,false,null,null,{"$error":"#N/A"},{"$error":"#N/A"},{"$error":"#N/A"},{"$error":"#N/A"},{"$error":"#N/A"},{"$error":"#N/A"},{"$error":"#N/A"},{"$error":"#N/A"},{"$error":"#N/A"},{"$error":"#N/A"}]
[null,{"$f":"IF(DataInput!B999=$B$8,IF($B$9=$B$10,TRUE,IF(DataInput!E999=$B$9,TRUE,FALSE)))","v":true},null,null,{"$f":"IF(B1000=TRUE,DataInput!B999,NA())","v":"QLD"},{"$f":"IF($E1000=DataInput!$B999,DataInput!C999,NA())","v":"QCAR"},{"$f":"IF($E1000=DataInput!$B999,DataInput!D999,NA())","v":"Calliope River"},{"$f":"IF($E1000=DataInput!$B999,DataInput!E999,NA())","v":"Ergon"},{"$f":"IF($E1000=DataInput!$B999,DataInput!F999,NA())","v":"Winter"},{"$f":"IF($E1000=DataInput!$B999,DataInput!G999,NA())","v":"Non-Coincident"},{"$f":"IF($E1000=DataInput!$B999,DataInput!H999,NA())","v":2024},{"$f":"IF($E1000=DataInput!$B999,DataInput!I999,NA())","v":"POE10"},{"$f":"IF($E1000=DataInput!$B999,DataInput!J999,NA())","v":52.606249538547999},{"$f":"IF($E1000=DataInput!$B999,DataInput!K999,NA())","v":0.70619124825465096},null,null,"QLD Calliope River",null,null,null,null,false,null,null,{"$error":"#N/A"},{"$error":"#N/A"},{"$error":"#N/A"},{"$error":"#N/A"},{"$error":"#N/A"},{"$error":"#N/A"},{"$error":"#N/A"},{"$error":"#N/A"},{"$error":"#N/A"},{"$error":"#N/A"}]
[null,{"$f":"IF(DataInput!B1025=$B$8,IF($B$9=$B$10,TRUE,IF(DataInput!E1025=$B$9,TRUE,FALSE)))","v":true},null,null,{"$f":"IF(B1026=TRUE,DataInput!B1025,NA())","v":"QLD"},{"$f":"IF($E1026=DataInput!$B1025,DataInput!C1025,NA())","v":"QCBL"},{"$f":"IF($E1026=DataInput!$B1025,DataInput!D1025,NA())","v":"Columboola"},{"$f":"IF($E1026=DataInput!$B1025,DataInput!E1025,NA())","v":"Ergon"},{"$f":"IF($E1026=DataInput!$B1025,DataInput!F1025,NA())","v":"Summer"},{"$f":"IF($E1026=DataInput!$B1025,DataInput!G1025,NA())","v":"Non-Coincident"},{"$f":"IF($E1026=DataInput!$B1025,DataInput!H1025,NA())","v":2021},{"$f":"IF($E1026=DataInput!$B1025,DataInput!I1025,NA())","v":"POE50"},{"$f":"IF($E1026=DataInput!$B1025,DataInput!J1025,NA())","v":70.676554226504507},{"$f":"IF($E1026=DataInput!$B1025,DataInput!K1025,NA())","v":0.47463341926130498},null,null,"QLD Columboola",null,null,null,null,false,null,null,{"$error":"#N/A"},{"$error":"#N/A"},{"$error":"#N/A"},{"$error":"#N/A"},{"$error":"#N/A"},{"$error":"#N/A"},{"$error":"#N/A"},{"$error":"#N/A"},{"$error":"#N/A"},{"$error":"#N/A"}]
[null,{"$f":"IF(DataInput!B1037=$B$8,IF($B$9=$B$10,TRUE,IF(DataInput!E1037=$B$9,TRUE,FALSE)))","v":true},null,null,{"$f":"IF(B1038=TRUE,DataInput!B1037,NA())","v":"QLD"},{"$f":"IF($E1038=DataInput!$B1037,DataInput!C1037,NA())","v":"QCBL"},{"$f":"IF($E1038=DataInput!$B1037,DataInput!D1037,NA())","v":"Columboola"},{"$f":"IF($E1038=DataInput!$B1037,DataInput!E1037,NA())","v":"Ergon"},{"$f":"IF($E1038=DataInput!$B1037,DataInput!F1037,NA())","v":"Winter"},{"$f":"IF($E1038=DataInput!$B1037,DataInput!G1037,NA())","v":"Non-Coincident"},{"$f":"IF($E1038=DataInput!$B1037,DataInput!H1037,NA())","v":2022},{"$f":"IF($E1038=DataInput!$B1037,DataInput!I1037,NA())","v":"POE10"},{"$f":"IF($E1038=DataInput!$B1037,DataInput!J1037,NA())","v":78.964317619491794},{"$f":"IF($E1038=DataInput!$B1037,DataInput!K1037,NA())","v":0.43318540869218503},null,null,"QLD Columboola",null,null,null,null,false,null,null,{"$error":"#N/A"},{"$error":"#N/A"},{"$error":"#N/A"},{"$error":"#N/A"},{"$error":"#N/A"},{"$error":"#N/A"},{"$error":"#N/A"},{"$error":"#N/A"},{"$error":"#N/A"},{"$error":"#N/A"}]
[null,{"$f":"IF(DataInput!B1068=$B$8,IF($B$9=$B$10,TRUE,IF(DataInput!E1068=$B$9,TRUE,FALSE)))","v":true},null,null,{"$f":"IF(B1069=TRUE,DataInput!B1068,NA())","v":"QLD"},{"$f":"IF($E1069=DataInput!$B1068,DataInput!C1068,NA())","v":"QCBL_LNG"},{"$f":"IF($E1069=DataInput!$B1068,DataInput!D1068,NA())","v":"Columboola_Lng"},{"$f":"IF($E1069=DataInput!$B1068,DataInput!E1068,NA())","v":"Powerlink"},{"$f":"IF($E1069=DataInput!$B1068,DataInput!F1068,NA())","v":"Summer"},{"$f":"IF($E1069=DataInput!$B1068,DataInput!G1068,NA())","v":"Non-Coincident"},{"$f":"IF($E1069=DataInput!$B1068,DataInput!H1068,NA())","v":2024},{"$f":"IF($E1069=DataInput!$B1068,DataInput!I1068,NA())","v":"POE50"},{"$f":"IF($E1069=DataInput!$B1068,DataInput!J1068,NA())","v":"NA"},{"$f":"IF($E1069=DataInput!$B1068,DataInput!K1068,NA())","v":"NA"},null,null,"QLD Columboola_Lng",null,null,null,null,false,null,null,{"$error":"#N/A"},{"$error":"#N/A"},{"$error":"#N/A"},{"$error":"#N/A"},{"$error":"#N/A"},{"$error":"#N/A"},{"$error":"#N/A"},{"$error":"#N/A"},{"$error":"#N/A"},{"$error":"#N/A"}]
[null,{"$f":"IF(DataInput!B1086=$B$8,IF($B$9=$B$10,TRUE,IF(DataInput!E1086=$B$9,TRUE,FALSE)))","v":true},null,null,{"$f":"IF(B1087=TRUE,DataInput!B1086,NA())","v":"QLD"},{"$f":"IF($E1087=DataInput!$B1086,DataInput!C1086,NA())","v":"QCBL_LNG"},{"$f":"IF($E1087=DataInput!$B1086,DataInput!D1086,NA())","v":"Columboola_Lng"},{"$f":"IF($E1087=DataInput!$B1086,DataInput!E1086,NA())","v":"Powerlink"},{"$f":"IF($E1087=DataInput!$B1086,DataInput!F1086,NA())","v":"Winter"},{"$f":"IF($E1087=DataInput!$B1086,DataInput!G1086,NA())","v":"Non-Coincident"},{"$f":"IF($E1087=DataInput!$B1086,DataInput!H1086,NA())","v":2021},{"$f":"IF($E1087=DataInput!$B1086,DataInput!I1086,NA())","v":"POE50"},{"$f":"IF($E1087=DataInput!$B1086,DataInput!J1086,NA())","v":"NA"},{"$f":"IF($E1087=DataInput!$B1086,DataInput!K1086,NA())","v":"NA"},null,null,"QLD Columboola_Lng",null,null,null,null,false,null,null,{"$error":"#N/A"},{"$error":"#N/A"},{"$error":"#N/A"},{"$error":"#N/A"},{"$error":"#N/A"},{"$error":"#N/A"},{"$error":"#N/A"},{"$error":"#N/A"},{"$error":"#N/A"},{"$error":"#N/A"}]
[null,{"$f":"IF(DataInput!B1124=$B$8,IF($B$9=$B$10,TRUE,IF(DataInput!E1124=$B$9,TRUE,FALSE)))","v":true},null,null,{"$f":"IF(B1125=TRUE,DataInput!B1124,NA())","v":"QLD"},{"$f":"IF($E1125=DataInput!$B1124,DataInput!C1124,NA())","v":"QCBW"},{"$f":"IF($E1125=DataInput!$B1124,DataInput!D1124,NA())","v":"Ashgrove West 110"},{"$f":"IF($E1125=DataInput!$B1124,DataInput!E1124,NA())","v":"Energex"},{"$f":"IF($E1125=DataInput!$B1124,DataInput!F1124,NA())","v":"Winter"},{"$f":"IF($E1125=DataInput!$B1124,DataInput!G1124,NA())","v":"Non-Coincident"},{"$f":"IF($E1125=DataInput!$B1124,DataInput!H1124,NA())","v":2019},{"$f":"IF($E1125=DataInput!$B1124,DataInput!I1124,NA())","v":"POE50"},{"$f":"IF($E1125=DataInput!$B1124,DataInput!J1124,NA())","v":156.925974642368},{"$f":"IF($E1125=DataInput!$B1124,DataInput!K1124,NA())","v":0.55312375313794904},null,null,"QLD Ashgrove West 110",null,null,null,null,false,null,null,{"$error":"#N/A"},{"$error":"#N/A"},{"$error":"#N/A"},{"$error":"#N/A"},{"$error":"#N/A"},{"$error":"#N/A"},{"$error":"#N/A"},{"$error":"#N/A"},{"$error":"#N/A"},{"$error":"#N/A"}]
[null,{"$f":"IF(DataInput!B1147=$B$8,IF($B$9=$B$10,TRUE,IF(DataInput!E1147=$B$9,TRUE,FALSE)))","v":true},null,null,{"$f":"IF(B1148=TRUE,DataInput!B1147,NA())","v":"QLD"},{"$f":"IF($E1148=DataInput!$B1147,DataInput!C1147,NA())","v":"QCDW"},{"$f":"IF($E1148=DataInput!$B1147,DataInput!D1147,NA())","v":"Cardwell"},{"$f":"IF($E1148=DataInput!$B1147,DataInput!E1147,NA())","v":"Ergon"},{"$f":"IF($E1148=DataInput!$B1147,DataInput!F1147,NA())","v":"Summer"},{"$f":"IF($E1148=DataInput!$B1147,DataInput!G1147,NA())","v":"Non-Coincident"},{"$f":"IF($E1148=DataInput!$B1147,DataInput!H1147,NA())","v":2023},{"$f":"IF($E1148=DataInput!$B1147,DataInput!I1147,NA())","v":"POE50"},{"$f":"IF($E1148=DataInput!$B1147,DataInput!J1147,NA())","v":5.80623000273701},{"$f":"IF($E1148=DataInput!$B1147,DataInput!K1147,NA())","v":0.79806731253229701},null,null,"QLD Cardwell",null,null,null,null,false,null,null,{"$error":"#N/A"},{"$error":"#N/A"},{"$error":"#N/A"},{"$error":"#N/A"},{"$error":"#N/A"},{"$error":"#N/A"},{"$error":"#N/A"},{"$error":"#N/A"},{"$error":"#N/A"},{"$error":"#N/A"}]
[null,{"$f":"IF(DataInput!B1194=$B$8,IF($B$9=$B$10,TRUE,IF(DataInput!E1194=$B$9,TRUE,FALSE)))","v":true},null,null,{"$f":"IF(B1195=TRUE,DataInput!B1194,NA())","v":"QLD"},{"$f":"IF($E1195=DataInput!$B1194,DataInput!C1194,NA())","v":"QCHA"},{"$f":"IF($E1195=DataInput!$B1194,DataInput!D1194,NA())","v":"Chinchilla"},{"$f":"IF($E1195=DataInput!$B1194,DataInput!E1194,NA())","v":"Ergon"},{"$f":"IF($E1195=DataInput!$B1194,DataInput!F1194,NA())","v":"Winter"},{"$f":"IF($E1195=DataInput!$B1194,DataInput!G1194,NA())","v":"Non-Coincident"},{"$f":"IF($E1195=DataInput!$B1194,DataInput!H1194,NA())","v":2019},{"$f":"IF($E1195=DataInput!$B1194,DataInput!I1194,NA())","v":"POE10"},{"$f":"IF($E1195=DataInput!$B1194,DataInput!J1194,NA())","v":23.3844845225752},{"$f":"IF($E1195=DataInput!$B1194,DataInput!K1194,NA())","v":1},null,null,"QLD Chinchilla",null,null,null,null,false,null,null,{"$error":"#N/A"},{"$error":"#N/A"},{"$error":"#N/A"},{"$error":"#N/A"},{"$error":"#N/A"},{"$error":"#N/A"},{"$error":"#N/A"},{"$error":"#N/A"},{"$error":"#N/A"},{"$error":"#N/A"}]
[null,{"$f":"IF(DataInput!B1225=$B$8,IF($B$9=$B$10,TRUE,IF(DataInput!E1225=$B$9,TRUE,FALSE)))","v":true},null,null,{"$f":"IF(B1226=TRUE,DataInput!B1225,NA())","v":"QLD"},{"$f":"IF($E1226=DataInput!$B1225,DataInput!C1225,NA())","v":"QCLR"},{"$f":"IF($E1226=DataInput!$B1225,DataInput!D1225,NA())","v":"Clare"},{"$f":"IF($E1226=DataInput!$B1225,DataInput!E1225,NA())","v":"Ergon"},{"$f":"IF($E1226=DataInput!$B1225,DataInput!F1225,NA())","v":"Summer"},{"$f":"IF($E1226=DataInput!$B1225,DataInput!G1225,NA())","v":"Non-Coincident"},{"$f":"IF($E1226=DataInput!$B1225,DataInput!H1225,NA())","v":2021},{"$f":"IF($E1226=DataInput!$B1225,DataInput!I1225,NA())","v":"POE50"},{"$f":"IF($E1226=DataInput!$B1225,DataInput!J1225,NA())","v":74.026013617842906},{"$f":"IF($E1226=DataInput!$B1225,DataInput!K1225,NA())","v":0.92669619002056103},null,null,"QLD Clare",null,null,null,null,false,null,null,{"$error":"#N/A"},{"$error":"#N/A"},{"$error":"#N/A"},{"$error":"#N/A"},{"$error":"#N/A"},{"$error":"#N/A"},{"$error":"#N/A"},{"$error":"#N/A"},{"$error":"#N/A"},{"$error":"#N/A"}]
[null,{"$f":"IF(DataInput!B1251=$B$8,IF($B$9=$B$10,TRUE,IF(DataInput!E1251=$B$9,TRUE,FALSE)))","v":true},null,null,{"$f":"IF(B1252=TRUE,DataInput!B1251,NA())","v":"QLD"},{"$f":"IF($E1252=DataInput!$B1251,DataInput!C1251,NA())","v":"QCMD"},{"$f":"IF($E1252=DataInput!$B1251,DataInput!D1251,NA())","v":"Callemondah (Rail)"},{"$f":"IF($E1252=DataInput!$B1251,DataInput!E1251,NA())","v":"Powerlink"},{"$f":"IF($E1252=DataInput!$B1251,DataInput!F1251,NA())","v":"Summer"},{"$f":"IF($E1252=DataInput!$B1251,DataInput!G1251,NA())","v":"Non-Coincident"},{"$f":"IF($E1252=DataInput!$B1251,DataInput!H1251,NA())","v":2017},{"$f":"IF($E1252=DataInput!$B1251,DataInput!I1251,NA())","v":"POE10"},{"$f":"IF($E1252=DataInput!$B1251,DataInput!J1251,NA())","v":"NA"},{"$f":"IF($E1252=DataInput!$B1251,DataInput!K1251,NA())","v":"NA"},null,null,"QLD Callemondah (Rail)",null,null,null,null,false,null,null,{"$error":"#N/A"},{"$error":"#N/A"},{"$error":"#N/A"},{"$error":"#N/A"},{"$error":"#N/A"},{"$error":"#N/A"},{"$error":"#N/A"},{"$error":"#N/A"},{"$error":"#N/A"},{"$error":"#N/A"}]
[null,{"$f":"IF(DataInput!B1273=$B$8,IF($B$9=$B$10,TRUE,IF(DataInput!E1273=$B$9,TRUE,FALSE)))","v":true},null,null,{"$f":"IF(B1274=TRUE,DataInput!B1273,NA())","v":"QLD"},{"$f":"IF($E1274=DataInput!$B1273,DataInput!C1273,NA())","v":"QCMD"},{"$f":"IF($E1274=DataInput!$B1273,DataInput!D1273,NA())","v":"Callemondah (Rail)"},{"$f":"IF($E1274=DataInput!$B1273,DataInput!E1273,NA())","v":"Powerlink"},{"$f":"IF($E1274=DataInput!$B1273,DataInput!F1273,NA())","v":"Winter"},{"$f":"IF($E1274=DataInput!$B1273,DataInput!G1273,NA())","v":"Non-Coincident"},{"$f":"IF($E1274=DataInput!$B1273,DataInput!H1273,NA())","v":2018},{"$f":"IF($E1274=DataInput!$B1273,DataInput!I1273,NA())","v":"POE10"},{"$f":"IF($E1274=DataInput!$B1273,DataInput!J1273,NA())","v":"NA"},{"$f":"IF($E1274=DataInput!$B1273,DataInput!K1273,NA())","v":"NA"},null,null,"QLD Callemondah (Rail)",null,null,null,null,false,null,null,{"$error":"#N/A"},{"$error":"#N/A"},{"$error":"#N/A"},{"$error":"#N/A"},{"$error":"#N/A"},{"$error":"#N/A"},{"$error":"#N/A"},{"$error":"#N/A"},{"$error":"#N/A"},{"$error":"#N/A"}]
[null,{"$f":"IF(DataInput!B1304=$B$8,IF($B$9=$B$10,TRUE,IF(DataInput!E1304=$B$9,TRUE,FALSE)))","v":true},null,null,{"$f":"IF(B1305=TRUE,DataInput!B1304,NA())","v":"QLD"},{"$f":"IF($E1305=DataInput!$B1304,DataInput!C1304,NA())","v":"QCND"},{"$f":"IF($E1305=DataInput!$B1304,DataInput!D1304,NA())","v":"Columboola Bellvue"},{"$f":"IF($E1305=DataInput!$B1304,DataInput!E1304,NA())","v":"Powerlink"},{"$f":"IF($E1305=DataInput!$B1304,DataInput!F1304,NA())","v":"Summer"},{"$f":"IF($E1305=DataInput!$B1304,DataInput!G1304,NA())","v":"Non-Coincident"},{"$f":"IF($E1305=DataInput!$B1304,DataInput!H1304,NA())","v":2020},{"$f":"IF($E1305=DataInput!$B1304,DataInput!I1304,NA())","v":"POE50"},{"$f":"IF($E1305=DataInput!$B1304,DataInput!J1304,NA())","v":"NA"},{"$f":"IF($E1305=DataInput!$B1304,DataInput!K1304,NA())","v":"NA"},null,null,"QLD Columboola Bellvue",null,null,null,null,false,null,null,{"$error":"#N/A"},{"$error":"#N/A"},{"$error":"#N/A"},{"$error":"#N/A"},{"$error":"#N/A"},{"$error":"#N/A"},{"$error":"#N/A"},{"$error":"#N/A"},{"$error":"#N/A"},{"$error":"#N/A"}]
[null,{"$f":"IF(DataInput!B1322=$B$8,IF($B$9=$B$10,TRUE,IF(DataInput!E1322=$B$9,TRUE,FALSE)))","v":true},null,null,{"$f":"IF(B1323=TRUE,DataInput!B1322,NA())","v":"QLD"},{"$f":"IF($E1323=DataInput!$B1322,DataInput!C1322,NA())","v":"QCND"},{"$f":"IF($E1323=DataInput!$B1322,DataInput!D1322,NA())","v":"Columboola Bellvue"},{"$f":"IF($E1323=DataInput!$B1322,DataInput!E1322,NA())","v":"Powerlink"},{"$f":"IF($E1323=DataInput!$B1322,DataInput!F1322,NA())","v":"Winter"},{"$f":"IF($E1323=DataInput!$B1322,DataInput!G1322,NA())","v":"Non-Coincident"},{"$f":"IF($E1323=DataInput!$B1322,DataInput!H1322,NA())","v":2017},{"$f":"IF($E1323=DataInput!$B1322,DataInput!I1322,NA())","v":"POE50"},{"$f":"IF($E1323=DataInput!$B1322,DataInput!J1322,NA())","v":"NA"},{"$f":"IF($E1323=DataInput!$B1322,DataInput!K1322,NA())","v":"NA"},null,null,"QLD Columboola Bellvue",null,null,null,null,false,null,null,{"$error":"#N/A"},{"$error":"#N/A"},{"$error":"#N/A"},{"$error":"#N/A"},{"$error":"#N/A"},{"$error":"#N/A"},{"$error":"#N/A"},{"$error":"#N/A"},{"$error":"#N/A"},{"$error":"#N/A"}]
[null,{"$f":"IF(DataInput!B1346=$B$8,IF($B$9=$B$10,TRUE,IF(DataInput!E1346=$B$9,TRUE,FALSE)))","v":true},null,null,{"$f":"IF(B1347=TRUE,DataInput!B1346,NA())","v":"QLD"},{"$f":"IF($E1347=DataInput!$B1346,DataInput!C1346,NA())","v":"QCNS"},{"$f":"IF($E1347=DataInput!$B1346,DataInput!D1346,NA())","v":"Cairns City"},{"$f":"IF($E1347=DataInput!$B1346,DataInput!E1346,NA())","v":"Ergon"},{"$f":"IF($E1347=DataInput!$B1346,DataInput!F1346,NA())","v":"Summer"},{"$f":"IF($E1347=DataInput!$B1346,DataInput!G1346,NA())","v":"Non-Coincident"},{"$f":"IF($E1347=DataInput!$B1346,DataInput!H1346,NA())","v":2022},{"$f":"IF($E1347=DataInput!$B1346,DataInput!I1346,NA())","v":"POE50"},{"$f":"IF($E1347=DataInput!$B1346,DataInput!J1346,NA())","v":54.403054920672901},{"$f":"IF($E1347=DataInput!$B1346,DataInput!K1346,NA())","v":0.91868396442882505},null,null,"QLD Cairns City",null,null,null,null,false,null,null,{"$error":"#N/A"},{"$error":"#N/A"},{"$error":"#N/A"},{"$error":"#N/A"},{"$error":"#N/A"},{"$error":"#N/A"},{"$error":"#N/A"},{"$error":"#N/A"},{"$error":"#N/A"},{"$error":"#N/A"}]
[null,{"$f":"IF(DataInput!B1383=$B$8,IF($B$9=$B$10,TRUE,IF(DataInput!E1383=$B$9,TRUE,FALSE)))","v":true},null,null,{"$f":"IF(B1384=TRUE,DataInput!B1383,NA())","v":"QLD"},{"$f":"IF($E1384=DataInput!$B1383,DataInput!C1383,NA())","v":"QCOL"},{"$f":"IF($E1384=DataInput!$B1383,DataInput!D1383,NA())","v":"Collinsville Load"},{"$f":"IF($E1384=DataInput!$B1383,DataInput!E1383,NA())","v":"Ergon"},{"$f":"IF($E1384=DataInput!$B1383,DataInput!F1383,NA())","v":"Summer"},{"$f":"IF($E1384=DataInput!$B1383,DataInput!G1383,NA())","v":"Non-Coincident"},{"$f":"IF($E1384=DataInput!$B1383,DataInput!H1383,NA())","v":2019},{"$f":"IF($E1384=DataInput!$B1383,DataInput!I1383,NA())","v":"POE50"},{"$f":"IF($E1384=DataInput!$B1383,DataInput!J1383,NA())","v":23.704018730011502},{"$f":"IF($E1384=DataInput!$B1383,DataInput!K1383,NA())","v":0.78386458720710905},null,null,"QLD Collinsville Load",null,null,null,null,false,null,null,{"$error":"#N/A"},{"$error":"#N/A"},{"$error":"#N/A"},{"$error":"#N/A"},{"$error":"#N/A"},{"$error":"#N/A"},{"$error":"#N/A"},{"$error":"#N/A"},{"$error":"#N/A"},{"$error":"#N/A"}]
[null,{"$f":"IF(DataInput!B1430=$B$8,IF($B$9=$B$10,TRUE,IF(DataInput!E1430=$B$9,TRUE,FALSE)))","v":true},null,null,{"$f":"IF(B1431=TRUE,DataInput!B1430,NA())","v":"QLD"},{"$f":"IF($E1431=DataInput!$B1430,DataInput!C1430,NA())","v":"QCOP"},{"$f":"IF($E1431=DataInput!$B1430,DataInput!D1430,NA())","v":"Coppabella (Rail)"},{"$f":"IF($E1431=DataInput!$B1430,DataInput!E1430,NA())","v":"Powerlink"},{"$f":"IF($E1431=DataInput!$B1430,DataInput!F1430,NA())","v":"Summer"},{"$f":"IF($E1431=DataInput!$B1430,DataInput!G1430,NA())","v":"Non-Coincident"},{"$f":"IF($E1431=DataInput!$B1430,DataInput!H1430,NA())","v":2026},{"$f":"IF($E1431=DataInput!$B1430,DataInput!I1430,NA())","v":"POE50"},{"$f":"IF($E1431=DataInput!$B1430,DataInput!J1430,NA())","v":"NA"},{"$f":"IF($E1431=DataInput!$B1430,DataInput!K1430,NA())","v":"NA"},null,null,"QLD Coppabella (Rail)",null,null,null,null,false,null,null,{"$error":"#N/A"},{"$error":"#N/A"},{"$error":"#N/A"},{"$error":"#N/A"},{"$error":"#N/A"},{"$error":"#N/A"},{"$error":"#N/A"},{"$error":"#N/A"},{"$error":"#N/A"},{"$error":"#N/A"}]
[null,{"$f":"IF(DataInput!B1432=$B$8,IF($B$9=$B$10,TRUE,IF(DataInput!E1432=$B$9,TRUE,FALSE)))","v":true},null,null,{"$f":"IF(B1433=TRUE,DataInput!B1432,NA())","v":"QLD"},{"$f":"IF($E1433=DataInput!$B1432,DataInput!C1432,NA())","v":"QCOP"},{"$f":"IF($E1433=DataInput!$B1432,DataInput!D1432,NA())","v":"Coppabella (Rail)"},{"$f":"IF($E1433=DataInput!$B1432,DataInput!E1432,NA())","v":"Powerlink"},{"$f":"IF($E1433=DataInput!$B1432,DataInput!F1432,NA())","v":"Winter"},{"$f":"IF($E1433=DataInput!$B1432,DataInput!G1432,NA())","v":"Non-Coincident"},{"$f":"IF($E1433=DataInput!$B1432,DataInput!H1432,NA())","v":2017},{"$f":"IF($E1433=DataInput!$B1432,DataInput!I1432,NA())","v":"POE10"},{"$f":"IF($E1433=DataInput!$B1432,DataInput!J1432,NA())","v":"NA"},{"$f":"IF($E1433=DataInput!$B1432,DataInput!K1432,NA())","v":"NA"},null,null,"QLD Coppabella (Rail)",null,null,null,null,false,null,null,{"$error":"#N/A"},{"$error":"#N/A"},{"$error":"#N/A"},{"$error":"#N/A"},{"$error":"#N/A"},{"$error":"#N/A"},{"$error":"#N/A"},{"$error":"#N/A"},{"$error":"#N/A"},{"$error":"#N/A"}]
[null,{"$f":"IF(DataInput!B1473=$B$8,IF($B$9=$B$10,TRUE,IF(DataInput!E1473=$B$9,TRUE,FALSE)))","v":true},null,null,{"$f":"IF(B1474=TRUE,DataInput!B1473,NA())","v":"QLD"},{"$f":"IF($E1474=DataInput!$B1473,DataInput!C1473,NA())","v":"QCRN"},{"$f":"IF($E1474=DataInput!$B1473,DataInput!D1473,NA())","v":"Cairns"},{"$f":"IF($E1474=DataInput!$B1473,DataInput!E1473,NA())","v":"Ergon"},{"$f":"IF($E1474=DataInput!$B1473,DataInput!F1473,NA())","v":"Winter"},{"$f":"IF($E1474=DataInput!$B1473,DataInput!G1473,NA())","v":"Non-Coincident"},{"$f":"IF($E1474=DataInput!$B1473,DataInput!H1473,NA())","v":2018},{"$f":"IF($E1474=DataInput!$B1473,DataInput!I1473,NA())","v":"POE10"},{"$f":"IF($E1474=DataInput!$B1473,DataInput!J1473,NA())","v":41.8909174117641},{"$f":"IF($E1474=DataInput!$B1473,DataInput!K1473,NA())","v":0.82948153690722004},null,null,"QLD Cairns",null,null,null,null,false,null,null,{"$error":"#N/A"},{"$error":"#N/A"},{"$error":"#N/A"},{"$error":"#N/A"},{"$error":"#N/A"},{"$error":"#N/A"},{"$error":"#N/A"},{"$error":"#N/A"},{"$error":"#N/A"},{"$error":"#N/A"}]
[null,{"$f":"IF(DataInput!B1509=$B$8,IF($B$9=$B$10,TRUE,IF(DataInput!E1509=$B$9,TRUE,FALSE)))","v":true},null,null,{"$f":"IF(B1510=TRUE,DataInput!B1509,NA())","v":"QLD"},{"$f":"IF($E1510=DataInput!$B1509,DataInput!C1509,NA())","v":"QDNG"},{"$f":"IF($E1510=DataInput!$B1509,DataInput!D1509,NA())","v":"Dingo (Rail)"},{"$f":"IF($E1510=DataInput!$B1509,DataInput!E1509,NA())","v":"Powerlink"},{"$f":"IF($E1510=DataInput!$B1509,DataInput!F1509,NA())","v":"Summer"},{"$f":"IF($E1510=DataInput!$B1509,DataInput!G1509,NA())","v":"Non-Coincident"},{"$f":"IF($E1510=DataInput!$B1509,DataInput!H1509,NA())","v":2025},{"$f":"IF($E1510=DataInput!$B1509,DataInput!I1509,NA())","v":"POE50"},{"$f":"IF($E1510=DataInput!$B1509,DataInput!J1509,NA())","v":"NA"},{"$f":"IF($E1510=DataInput!$B1509,DataInput!K1509,NA())","v":"NA"},null,null,"QLD Dingo (Rail)",null,null,null,null,false,null,null,{"$error":"#N/A"},{"$error":"#N/A"},{"$error":"#N/A"},{"$error":"#N/A"},{"$error":"#N/A"},{"$error":"#N/A"},{"$error":"#N/A"},{"$error":"#N/A"},{"$error":"#N/A"},{"$error":"#N/A"}]
[null,{"$f":"IF(DataInput!B1540=$B$8,IF($B$9=$B$10,TRUE,IF(DataInput!E1540=$B$9,TRUE,FALSE)))","v":true},null,null,{"$f":"IF(B1541=TRUE,DataInput!B1540,NA())","v":"QLD"},{"$f":"IF($E1541=DataInput!$B1540,DataInput!C1540,NA())","v":"QDRG"},{"$f":"IF($E1541=DataInput!$B1540,DataInput!D1540,NA())","v":"Duaringa"},{"$f":"IF($E1541=DataInput!$B1540,DataInput!E1540,NA())","v":"Powerlink"},{"$f":"IF($E1541=DataInput!$B1540,DataInput!F1540,NA())","v":"Summer"},{"$f":"IF($E1541=DataInput!$B1540,DataInput!G1540,NA())","v":"Non-Coincident"},{"$f":"IF($E1541=DataInput!$B1540,DataInput!H1540,NA())","v":2026},{"$f":"IF($E1541=DataInput!$B1540,DataInput!I1540,NA())","v":"POE10"},{"$f":"IF($E1541=DataInput!$B1540,DataInput!J1540,NA())","v":"NA"},{"$f":"IF($E1541=DataInput!$B1540,DataInput!K1540,NA())","v":"NA"},null,null,"QLD Duaringa",null,null,null,null,false,null,null,{"$error":"#N/A"},{"$error":"#N/A"},{"$error":"#N/A"},{"$error":"#N/A"},{"$error":"#N/A"},{"$error":"#N/A"},{"$error":"#N/A"},{"$error":"#N/A"},{"$error":"#N/A"},{"$error":"#N/A"}]
[null,{"$f":"IF(DataInput!B1558=$B$8,IF($B$9=$B$10,TRUE,IF(DataInput!E1558=$B$9,TRUE,FALSE)))","v":true},null,null,{"$f":"IF(B1559=TRUE,DataInput!B1558,NA())","v":"QLD"},{"$f":"IF($E1559=DataInput!$B1558,DataInput!C1558,NA())","v":"QDRG"},{"$f":"IF($E1559=DataInput!$B1558,DataInput!D1558,NA())","v":"Duaringa"},{"$f":"IF($E1559=DataInput!$B1558,DataInput!E1558,NA())","v":"Powerlink"},{"$f":"IF($E1559=DataInput!$B1558,DataInput!F1558,NA())","v":"Winter"},{"$f":"IF($E1559=DataInput!$B1558,DataInput!G1558,NA())","v":"Non-Coincident"},{"$f":"IF($E1559=DataInput!$B1558,DataInput!H1558,NA())","v":2023},{"$f":"IF($E1559=DataInput!$B1558,DataInput!I1558,NA())","v":"POE10"},{"$f":"IF($E1559=DataInput!$B1558,DataInput!J1558,NA())","v":"NA"},{"$f":"IF($E1559=DataInput!$B1558,DataInput!K1558,NA())","v":"NA"},null,null,"QLD Duaringa",null,null,null,null,false,null,null,{"$error":"#N/A"},{"$error":"#N/A"},{"$error":"#N/A"},{"$error":"#N/A"},{"$error":"#N/A"},{"$error":"#N/A"},{"$error":"#N/A"},{"$error":"#N/A"},{"$error":"#N/A"},{"$error":"#N/A"}]
[null,{"$f":"IF(DataInput!B1596=$B$8,IF($B$9=$B$10,TRUE,IF(DataInput!E1596=$B$9,TRUE,FALSE)))","v":true},null,null,{"$f":"IF(B1597=TRUE,DataInput!B1596,NA())","v":"QLD"},{"$f":"IF($E1597=DataInput!$B1596,DataInput!C1596,NA())","v":"QDYS"},{"$f":"IF($E1597=DataInput!$B1596,DataInput!D1596,NA())","v":"Dysart"},{"$f":"IF($E1597=DataInput!$B1596,DataInput!E1596,NA())","v":"Ergon"},{"$f":"IF($E1597=DataInput!$B1596,DataInput!F1596,NA())","v":"Winter"},{"$f":"IF($E1597=DataInput!$B1596,DataInput!G1596,NA())","v":"Non-Coincident"},{"$f":"IF($E1597=DataInput!$B1596,DataInput!H1596,NA())","v":2021},{"$f":"IF($E1597=DataInput!$B1596,DataInput!I1596,NA())","v":"POE10"},{"$f":"IF($E1597=DataInput!$B1596,DataInput!J1596,NA())","v":47.8870366191898},{"$f":"IF($E1597=DataInput!$B1596,DataInput!K1596,NA())","v":0.85575736561899696},null,null,"QLD Dysart",null,null,null,null,false,null,null,{"$error":"#N/A"},{"$error":"#N/A"},{"$error":"#N/A"},{"$error":"#N/A"},{"$error":"#N/A"},{"$error":"#N/A"},{"$error":"#N/A"},{"$error":"#N/A"},{"$error":"#N/A"},{"$error":"#N/A"}]
[null,{"$f":"IF(DataInput!B1606=$B$8,IF($B$9=$B$10,TRUE,IF(DataInput!E1606=$B$9,TRUE,FALSE)))","v":true},null,null,{"$f":"IF(B1607=TRUE,DataInput!B1606,NA())","v":"QLD"},{"$f":"IF($E1607=DataInput!$B1606,DataInput!C1606,NA())","v":"QDYS"},{"$f":"IF($E1607=DataInput!$B1606,DataInput!D1606,NA())","v":"Dysart"},{"$f":"IF($E1607=DataInput!$B1606,DataInput!E1606,NA())","v":"Ergon"},{"$f":"IF($E1607=DataInput!$B1606,DataInput!F1606,NA())","v":"Winter"},{"$f":"IF($E1607=DataInput!$B1606,DataInput!G1606,NA())","v":"Non-Coincident"},{"$f":"IF($E1607=DataInput!$B1606,DataInput!H1606,NA())","v":2021},{"$f":"IF($E1607=DataInput!$B1606,DataInput!I1606,NA())","v":"POE50"},{"$f":"IF($E1607=DataInput!$B1606,DataInput!J1606,NA())","v":46.113110690325598},{"$f":"IF($E1607=DataInput!$B1606,DataInput!K1606,NA())","v":0.87471100604484298},null,null,"QLD Dysart",null,null,null,null,false,null,null,{"$error":"#N/A"},{"$error":"#N/A"},{"$error":"#N/A"},{"$error":"#N/A"},{"$error":"#N/A"},{"$error":"#N/A"},{"$error":"#N/A"},{"$error":"#N/A"},{"$error":"#N/A"},{"$error":"#N/A"}]
[null,{"$f":"IF(DataInput!B1637=$B$8,IF($B$9=$B$10,TRUE,IF(DataInput!E1637=$B$9,TRUE,FALSE)))","v":true},null,null,{"$f":"IF(B1638=TRUE,DataInput!B1637,NA())","v":"QLD"},{"$f":"IF($E1638=DataInput!$B1637,DataInput!C1637,NA())","v":"QEGD"},{"$f":"IF($E1638=DataInput!$B1637,DataInput!D1637,NA())","v":"Eagle Downs Mine"},{"$f":"IF($E1638=DataInput!$B1637,DataInput!E1637,NA())","v":"Powerlink"},{"$f":"IF($E1638=DataInput!$B1637,DataInput!F1637,NA())","v":"Winter"},{"$f":"IF($E1638=DataInput!$B1637,DataInput!G1637,NA())","v":"Non-Coincident"},{"$f":"IF($E1638=DataInput!$B1637,DataInput!H1637,NA())","v":2022},{"$f":"IF($E1638=DataInput!$B1637,DataInput!I1637,NA())","v":"POE10"},{"$f":"IF($E1638=DataInput!$B1637,DataInput!J1637,NA())","v":"NA"},{"$f":"IF($E1638=DataInput!$B1637,DataInput!K1637,NA())","v":"NA"},null,null,"QLD Eagle Downs Mine",null,null,null,null,false,null,null,{"$error":"#N/A"},{"$error":"#N/A"},{"$error":"#N/A"},{"$error":"#N/A"},{"$error":"#N/A"},{"$error":"#N/A"},{"$error":"#N/A"},{"$error":"#N/A"},{"$error":"#N/A"},{"$error":"#N/A"}]
[null,{"$f":"IF(DataInput!B1668=$B$8,IF($B$9=$B$10,TRUE,IF(DataInput!E1668=$B$9,TRUE,FALSE)))","v":true},null,null,{"$f":"IF(B1669=TRUE,DataInput!B1668,NA())","v":"QLD"},{"$f":"IF($E1669=DataInput!$B1668,DataInput!C1668,NA())","v":"QELA"},{"$f":"IF($E1669=DataInput!$B1668,DataInput!D1668,NA())","v":"El Arish"},{"$f":"IF($E1669=DataInput!$B1668,DataInput!E1668,NA())","v":"Ergon"},{"$f":"IF($E1669=DataInput!$B1668,DataInput!F1668,NA())","v":"Summer"},{"$f":"IF($E1669=DataInput!$B1668,DataInput!G1668,NA())","v":"Non-Coincident"},{"$f":"IF($E1669=DataInput!$B1668,DataInput!H1668,NA())","v":2024},{"$f":"IF($E1669=DataInput!$B1668,DataInput!I1668,NA())","v":"POE50"},{"$f":"IF($E1669=DataInput!$B1668,DataInput!J1668,NA())","v":4.6476614122669604},{"$f":"IF($E1669=DataInput!$B1668,DataInput!K1668,NA())","v":0.531248454583373},null,null,"QLD El Arish",null,null,null,null,false,null,null,{"$error":"#N/A"},{"$error":"#N/A"},{"$error":"#N/A"},{"$error":"#N/A"},{"$error":"#N/A"},{"$error":"#N/A"},{"$error":"#N/A"},{"$error":"#N/A"},{"$error":"#N/A"},{"$error":"#N/A"}]
[null,{"$f":"IF(DataInput!B1695=$B$8,IF($B$9=$B$10,TRUE,IF(DataInput!E1695=$B$9,TRUE,FALSE)))","v":true},null,null,{"$f":"IF(B1696=TRUE,DataInput!B1695,NA())","v":"QLD"},{"$f":"IF($E1696=DataInput!$B1695,DataInput!C1695,NA())","v":"QEMS"},{"$f":"IF($E1696=DataInput!$B1695,DataInput!D1695,NA())","v":"Kemmis"},{"$f":"IF($E1696=DataInput!$B1695,DataInput!E1695,NA())","v":"Ergon"},{"$f":"IF($E1696=DataInput!$B1695,DataInput!F1695,NA())","v":"Summer"},{"$f":"IF($E1696=DataInput!$B1695,DataInput!G1695,NA())","v":"Non-Coincident"},{"$f":"IF($E1696=DataInput!$B1695,DataInput!H1695,NA())","v":2021},{"$f":"IF($E1696=DataInput!$B1695,DataInput!I1695,NA())","v":"POE10"},{"$f":"IF($E1696=DataInput!$B1695,DataInput!J1695,NA())","v":"NA"},{"$f":"IF($E1696=DataInput!$B1695,DataInput!K1695,NA())","v":"NA"},null,null,"QLD Kemmis",null,null,null,null,false,null,null,{"$error":"#N/A"},{"$error":"#N/A"},{"$error":"#N/A"},{"$error":"#N/A"},{"$error":"#N/A"},{"$error":"#N/A"},{"$error":"#N/A"},{"$error":"#N/A"},{"$error":"#N/A"},{"$error":"#N/A"}]
[null,{"$f":"IF(DataInput!B1745=$B$8,IF($B$9=$B$10,TRUE,IF(DataInput!E1745=$B$9,TRUE,FALSE)))","v":true},null,null,{"$f":"IF(B1746=TRUE,DataInput!B1745,NA())","v":"QLD"},{"$f":"IF($E1746=DataInput!$B1745,DataInput!C1745,NA())","v":"QEMT"},{"$f":"IF($E1746=DataInput!$B1745,DataInput!D1745,NA())","v":"Edmonton"},{"$f":"IF($E1746=DataInput!$B1745,DataInput!E1745,NA())","v":"Ergon"},{"$f":"IF($E1746=DataInput!$B1745,DataInput!F1745,NA())","v":"Summer"},{"$f":"IF($E1746=DataInput!$B1745,DataInput!G1745,NA())","v":"Non-Coincident"},{"$f":"IF($E1746=DataInput!$B1745,DataInput!H1745,NA())","v":2021},{"$f":"IF($E1746=DataInput!$B1745,DataInput!I1745,NA())","v":"POE50"},{"$f":"IF($E1746=DataInput!$B1745,DataInput!J1745,NA())","v":44.807235669613497},{"$f":"IF($E1746=DataInput!$B1745,DataInput!K1745,NA())","v":0.71983318902888704},null,null,"QLD Edmonton",null,null,null,null,false,null,null,{"$error":"#N/A"},{"$error":"#N/A"},{"$error":"#N/A"},{"$error":"#N/A"},{"$error":"#N/A"},{"$error":"#N/A"},{"$error":"#N/A"},{"$error":"#N/A"},{"$error":"#N/A"},{"$error":"#N/A"}]
[null,{"$f":"IF(DataInput!B1747=$B$8,IF($B$9=$B$10,TRUE,IF(DataInput!E1747=$B$9,TRUE,FALSE)))","v":true},null,null,{"$f":"IF(B1748=TRUE,DataInput!B1747,NA())","v":"QLD"},{"$f":"IF($E1748=DataInput!$B1747,DataInput!C1747,NA())","v":"QEMT"},{"$f":"IF($E1748=DataInput!$B1747,DataInput!D1747,NA())","v":"Edmonton"},{"$f":"IF($E1748=DataInput!$B1747,DataInput!E1747,NA())","v":"Ergon"},{"$f":"IF($E1748=DataInput!$B1747,DataInput!F1747,NA())","v":"Summer"},{"$f":"IF($E1748=DataInput!$B1747,DataInput!G1747,NA())","v":"Non-Coincident"},{"$f":"IF($E1748=DataInput!$B1747,DataInput!H1747,NA())","v":2023},{"$f":"IF($E1748=DataInput!$B1747,DataInput!I1747,NA())","v":"POE50"},{"$f":"IF($E1748=DataInput!$B1747,DataInput!J1747,NA())","v":46.360341155337998},{"$f":"IF($E1748=DataInput!$B1747,DataInput!K1747,NA())","v":0.71995993078505605},null,null,"QLD Edmonton",null,null,null,null,false,null,null,{"$error":"#N/A"},{"$error":"#N/A"},{"$error":"#N/A"},{"$error":"#N/A"},{"$error":"#N/A"},{"$error":"#N/A"},{"$error":"#N/A"},{"$error":"#N/A"},{"$error":"#N/A"},{"$error":"#N/A"}]
[null,{"$f":"IF(DataInput!B1794=$B$8,IF($B$9=$B$10,TRUE,IF(DataInput!E1794=$B$9,TRUE,FALSE)))","v":true},null,null,{"$f":"IF(B1795=TRUE,DataInput!B1794,NA())","v":"QLD"},{"$f":"IF($E1795=DataInput!$B1794,DataInput!C1794,NA())","v":"QGDA"},{"$f":"IF($E1795=DataInput!$B1794,DataInput!D1794,NA())","v":"Goodna"},{"$f":"IF($E1795=DataInput!$B1794,DataInput!E1794,NA())","v":"Energex"},{"$f":"IF($E1795=DataInput!$B1794,DataInput!F1794,NA())","v":"Winter"},{"$f":"IF($E1795=DataInput!$B1794,DataInput!G1794,NA())","v":"Non-Coincident"},{"$f":"IF($E1795=DataInput!$B1794,DataInput!H1794,NA())","v":2019},{"$f":"IF($E1795=DataInput!$B1794,DataInput!I1794,NA())","v":"POE10"},{"$f":"IF($E1795=DataInput!$B1794,DataInput!J1794,NA())","v":115.63016663896801},{"$f":"IF($E1795=DataInput!$B1794,DataInput!K1794,NA())","v":1},null,null,"QLD Goodna",null,null,null,null,false,null,null,{"$error":"#N/A"},{"$error":"#N/A"},{"$error":"#N/A"},{"$error":"#N/A"},{"$error":"#N/A"},{"$error":"#N/A"},{"$error":"#N/A"},{"$error":"#N/A"},{"$error":"#N/A"},{"$error":"#N/A"}]
[null,{"$f":"IF(DataInput!B1818=$B$8,IF($B$9=$B$10,TRUE,IF(DataInput!E1818=$B$9,TRUE,FALSE)))","v":true},null,null,{"$f":"IF(B1819=TRUE,DataInput!B1818,NA())","v":"QLD"},{"$f":"IF($E1819=DataInput!$B1818,DataInput!C1818,NA())","v":"QGNG"},{"$f":"IF($E1819=DataInput!$B1818,DataInput!D1818,NA())","v":"Gin Gin"},{"$f":"IF($E1819=DataInput!$B1818,DataInput!E1818,NA())","v":"Ergon"},{"$f":"IF($E1819=DataInput!$B1818,DataInput!F1818,NA())","v":"Summer"},{"$f":"IF($E1819=DataInput!$B1818,DataInput!G1818,NA())","v":"Non-Coincident"},{"$f":"IF($E1819=DataInput!$B1818,DataInput!H1818,NA())","v":2024},{"$f":"IF($E1819=DataInput!$B1818,DataInput!I1818,NA())","v":"POE10"},{"$f":"IF($E1819=DataInput!$B1818,DataInput!J1818,NA())","v":135.938391726482},{"$f":"IF($E1819=DataInput!$B1818,DataInput!K1818,NA())","v":0.91916826430957799},null,null,"QLD Gin Gin",null,null,null,null,false,null,null,{"$error":"#N/A"},{"$error":"#N/A"},{"$error":"#N/A"},{"$error":"#N/A"},{"$error":"#N/A"},{"$error":"#N/A"},{"$error":"#N/A"},{"$error":"#N/A"},{"$error":"#N/A"},{"$error":"#N/A"}]
[null,{"$f":"IF(DataInput!B1842=$B$8,IF($B$9=$B$10,TRUE,IF(DataInput!E1842=$B$9,TRUE,FALSE)))","v":true},null,null,{"$f":"IF(B1843=TRUE,DataInput!B1842,NA())","v":"QLD"},{"$f":"IF($E1843=DataInput!$B1842,DataInput!C1842,NA())","v":"QGNG"},{"$f":"IF($E1843=DataInput!$B1842,DataInput!D1842,NA())","v":"Gin Gin"},{"$f":"IF($E1843=DataInput!$B1842,DataInput!E1842,NA())","v":"Ergon"},{"$f":"IF($E1843=DataInput!$B1842,DataInput!F1842,NA())","v":"Winter"},{"$f":"IF($E1843=DataInput!$B1842,DataInput!G1842,NA())","v":"Non-Coincident"},{"$f":"IF($E1843=DataInput!$B1842,DataInput!H1842,NA())","v":2017},{"$f":"IF($E1843=DataInput!$B1842,DataInput!I1842,NA())","v":"POE50"},{"$f":"IF($E1843=DataInput!$B1842,DataInput!J1842,NA())","v":132.22648923410301},{"$f":"IF($E1843=DataInput!$B1842,DataInput!K1842,NA())","v":1},null,null,"QLD Gin Gin",null,null,null,null,false,null,null,{"$error":"#N/A"},{"$error":"#N/A"},{"$error":"#N/A"},{"$error":"#N/A"},{"$error":"#N/A"},{"$error":"#N/A"},{"$error":"#N/A"},{"$error":"#N/A"},{"$error":"#N/A"},{"$error":"#N/A"}]
[null,{"$f":"IF(DataInput!B1873=$B$8,IF($B$9=$B$10,TRUE,IF(DataInput!E1873=$B$9,TRUE,FALSE)))","v":true},null,null,{"$f":"IF(B1874=TRUE,DataInput!B1873,NA())","v":"QLD"},{"$f":"IF($E1874=DataInput!$B1873,DataInput!C1873,NA())","v":"QGRE"},{"$f":"IF($E1874=DataInput!$B1873,DataInput!D1873,NA())","v":"Gregory (Rail)"},{"$f":"IF($E1874=DataInput!$B1873,DataInput!E1873,NA())","v":"Powerlink"},{"$f":"IF($E1874=DataInput!$B1873,DataInput!F1873,NA())","v":"Winter"},{"$f":"IF($E1874=DataInput!$B1873,DataInput!G1873,NA())","v":"Non-Coincident"},{"$f":"IF($E1874=DataInput!$B1873,DataInput!H1873,NA())","v":2018},{"$f":"IF($E1874=DataInput!$B1873,DataInput!I1873,NA())","v":"POE10"},{"$f":"IF($E1874=DataInput!$B1873,DataInput!J1873,NA())","v":"NA"},{"$f":"IF($E1874=DataInput!$B1873,DataInput!K1873,NA())","v":"NA"},null,null,"QLD Gregory (Rail)",null,null,null,null,false,null,null,{"$error":"#N/A"},{"$error":"#N/A"},{"$error":"#N/A"},{"$error":"#N/A"},{"$error":"#N/A"},{"$error":"#N/A"},{"$error":"#N/A"},{"$error":"#N/A"},{"$error":"#N/A"},{"$error":"#N/A"}]
[null,{"$f":"IF(DataInput!B1904=$B$8,IF($B$9=$B$10,TRUE,IF(DataInput!E1904=$B$9,TRUE,FALSE)))","v":true},null,null,{"$f":"IF(B1905=TRUE,DataInput!B1904,NA())","v":"QLD"},{"$f":"IF($E1905=DataInput!$B1904,DataInput!C1904,NA())","v":"QGRN"},{"$f":"IF($E1905=DataInput!$B1904,DataInput!D1904,NA())","v":"Grantleigh (Rail)"},{"$f":"IF($E1905=DataInput!$B1904,DataInput!E1904,NA())","v":"Powerlink"},{"$f":"IF($E1905=DataInput!$B1904,DataInput!F1904,NA())","v":"Summer"},{"$f":"IF($E1905=DataInput!$B1904,DataInput!G1904,NA())","v":"Non-Coincident"},{"$f":"IF($E1905=DataInput!$B1904,DataInput!H1904,NA())","v":2020},{"$f":"IF($E1905=DataInput!$B1904,DataInput!I1904,NA())","v":"POE50"},{"$f":"IF($E1905=DataInput!$B1904,DataInput!J1904,NA())","v":"NA"},{"$f":"IF($E1905=DataInput!$B1904,DataInput!K1904,NA())","v":"NA"},null,null,"QLD Grantleigh (Rail)",null,null,null,null,false,null,null,{"$error":"#N/A"},{"$error":"#N/A"},{"$error":"#N/A"},{"$error":"#N/A"},{"$error":"#N/A"},{"$error":"#N/A"},{"$error":"#N/A"},{"$error":"#N/A"},{"$error":"#N/A"},{"$error":"#N/A"}]
[null,{"$f":"IF(DataInput!B1945=$B$8,IF($B$9=$B$10,TRUE,IF(DataInput!E1945=$B$9,TRUE,FALSE)))","v":true},null,null,{"$f":"IF(B1946=TRUE,DataInput!B1945,NA())","v":"QLD"},{"$f":"IF($E1946=DataInput!$B1945,DataInput!C1945,NA())","v":"QGST"},{"$f":"IF($E1946=DataInput!$B1945,DataInput!D1945,NA())","v":"Gladstone South"},{"$f":"IF($E1946=DataInput!$B1945,DataInput!E1945,NA())","v":"Ergon"},{"$f":"IF($E1946=DataInput!$B1945,DataInput!F1945,NA())","v":"Summer"},{"$f":"IF($E1946=DataInput!$B1945,DataInput!G1945,NA())","v":"Non-Coincident"},{"$f":"IF($E1946=DataInput!$B1945,DataInput!H1945,NA())","v":2021},{"$f":"IF($E1946=DataInput!$B1945,DataInput!I1945,NA())","v":"POE50"},{"$f":"IF($E1946=DataInput!$B1945,DataInput!J1945,NA())","v":58.542475400012897},{"$f":"IF($E1946=DataInput!$B1945,DataInput!K1945,NA())","v":0.84598137245910299},null,null,"QLD Gladstone South",null,null,null,null,false,null,null,{"$error":"#N/A"},{"$error":"#N/A"},{"$error":"#N/A"},{"$error":"#N/A"},{"$error":"#N/A"},{"$error":"#N/A"},{"$error":"#N/A"},{"$error":"#N/A"},{"$error":"#N/A"},{"$error":"#N/A"}]
[null,{"$f":"IF(DataInput!B1952=$B$8,IF($B$9=$B$10,TRUE,IF(DataInput!E1952=$B$9,TRUE,FALSE)))","v":true},null,null,{"$f":"IF(B1953=TRUE,DataInput!B1952,NA())","v":"QLD"},{"$f":"IF($E1953=DataInput!$B1952,DataInput!C1952,NA())","v":"QGST"},{"$f":"IF($E1953=DataInput!$B1952,DataInput!D1952,NA())","v":"Gladstone South"},{"$f":"IF($E1953=DataInput!$B1952,DataInput!E1952,NA())","v":"Ergon"},{"$f":"IF($E1953=DataInput!$B1952,DataInput!F1952,NA())","v":"Winter"},{"$f":"IF($E1953=DataInput!$B1952,DataInput!G1952,NA())","v":"Non-Coincident"},{"$f":"IF($E1953=DataInput!$B1952,DataInput!H1952,NA())","v":2017},{"$f":"IF($E1953=DataInput!$B1952,DataInput!I1952,NA())","v":"POE10"},{"$f":"IF($E1953=DataInput!$B1952,DataInput!J1952,NA())","v":54.217060071391799},{"$f":"IF($E1953=DataInput!$B1952,DataInput!K1952,NA())","v":0.87649469271046299},null,null,"QLD Gladstone South",null,null,null,null,false,null,null,{"$error":"#N/A"},{"$error":"#N/A"},{"$error":"#N/A"},{"$error":"#N/A"},{"$error":"#N/A"},{"$error":"#N/A"},{"$error":"#N/A"},{"$error":"#N/A"},{"$error":"#N/A"},{"$error":"#N/A"}]
[null,{"$f":"IF(DataInput!B1983=$B$8,IF($B$9=$B$10,TRUE,IF(DataInput!E1983=$B$9,TRUE,FALSE)))","v":true},null,null,{"$f":"IF(B1984=TRUE,DataInput!B1983,NA())","v":"QLD"},{"$f":"IF($E1984=DataInput!$B1983,DataInput!C1983,NA())","v":"QGYR"},{"$f":"IF($E1984=DataInput!$B1983,DataInput!D1983,NA())","v":"Goonyella Riverside Mine"},{"$f":"IF($E1984=DataInput!$B1983,DataInput!E1983,NA())","v":"Powerlink"},{"$f":"IF($E1984=DataInput!$B1983,DataInput!F1983,NA())","v":"Summer"},{"$f":"IF($E1984=DataInput!$B1983,DataInput!G1983,NA())","v":"Non-Coincident"},{"$f":"IF($E1984=DataInput!$B1983,DataInput!H1983,NA())","v":2019},{"$f":"IF($E1984=DataInput!$B1983,DataInput!I1983,NA())","v":"POE50"},{"$f":"IF($E1984=DataInput!$B1983,DataInput!J1983,NA())","v":"NA"},{"$f":"IF($E1984=DataInput!$B1983,DataInput!K1983,NA())","v":"NA"},null,null,"QLD Goonyella Riverside Mine",null,null,null,null,false,null,null,{"$error":"#N/A"},{"$error":"#N/A"},{"$error":"#N/A"},{"$error":"#N/A"},{"$error":"#N/A"},{"$error":"#N/A"},{"$error":"#N/A"},{"$error":"#N/A"},{"$error":"#N/A"},{"$error":"#N/A"}]
[null,{"$f":"IF(DataInput!B2030=$B$8,IF($B$9=$B$10,TRUE,IF(DataInput!E2030=$B$9,TRUE,FALSE)))","v":true},null,null,{"$f":"IF(B2031=TRUE,DataInput!B2030,NA())","v":"QLD"},{"$f":"IF($E2031=DataInput!$B2030,DataInput!C2030,NA())","v":"QINF"},{"$f":"IF($E2031=DataInput!$B2030,DataInput!D2030,NA())","v":"Innisfail"},{"$f":"IF($E2031=DataInput!$B2030,DataInput!E2030,NA())","v":"Ergon"},{"$f":"IF($E2031=DataInput!$B2030,DataInput!F2030,NA())","v":"Summer"},{"$f":"IF($E2031=DataInput!$B2030,DataInput!G2030,NA())","v":"Non-Coincident"},{"$f":"IF($E2031=DataInput!$B2030,DataInput!H2030,NA())","v":2026},{"$f":"IF($E2031=DataInput!$B2030,DataInput!I2030,NA())","v":"POE50"},{"$f":"IF($E2031=DataInput!$B2030,DataInput!J2030,NA())","v":29.0134304502694},{"$f":"IF($E2031=DataInput!$B2030,DataInput!K2030,NA())","v":0.87087355054036797},null,null,"QLD Innisfail",null,null,null,null,false,null,null,{"$error":"#N/A"},{"$error":"#N/A"},{"$error":"#N/A"},{"$error":"#N/A"},{"$error":"#N/A"},{"$error":"#N/A"},{"$error":"#N/A"},{"$error":"#N/A"},{"$error":"#N/A"},{"$error":"#N/A"}]
[null,{"$f":"IF(DataInput!B2040=$B$8,IF($B$9=$B$10,TRUE,IF(DataInput!E2040=$B$9,TRUE,FALSE)))","v":true},null,null,{"$f":"IF(B2041=TRUE,DataInput!B2040,NA())","v":"QLD"},{"$f":"IF($E2041=DataInput!$B2040,DataInput!C2040,NA())","v":"QINF"},{"$f":"IF($E2041=DataInput!$B2040,DataInput!D2040,NA())","v":"Innisfail"},{"$f":"IF($E2041=DataInput!$B2040,DataInput!E2040,NA())","v":"Ergon"},{"$f":"IF($E2041=DataInput!$B2040,DataInput!F2040,NA())","v":"Winter"},{"$f":"IF($E2041=DataInput!$B2040,DataInput!G2040,NA())","v":"Non-Coincident"},{"$f":"IF($E2041=DataInput!$B2040,DataInput!H2040,NA())","v":2025},{"$f":"IF($E2041=DataInput!$B2040,DataInput!I2040,NA())","v":"POE10"},{"$f":"IF($E2041=DataInput!$B2040,DataInput!J2040,NA())","v":22.171418838821999},{"$f":"IF($E2041=DataInput!$B2040,DataInput!K2040,NA())","v":0.88614075725251495},null,null,"QLD Innisfail",null,null,null,null,false,null,null,{"$error":"#N/A"},{"$error":"#N/A"},{"$error":"#N/A"},{"$error":"#N/A"},{"$error":"#N/A"},{"$error":"#N/A"},{"$error":"#N/A"},{"$error":"#N/A"},{"$error":"#N/A"},{"$error":"#N/A"}]
[null,{"$f":"IF(DataInput!B2078=$B$8,IF($B$9=$B$10,TRUE,IF(DataInput!E2078=$B$9,TRUE,FALSE)))","v":true},null,null,{"$f":"IF(B2079=TRUE,DataInput!B2078,NA())","v":"QLD"},{"$f":"IF($E2079=DataInput!$B2078,DataInput!C2078,NA())","v":"QING"},{"$f":"IF($E2079=DataInput!$B2078,DataInput!D2078,NA())","v":"Ingham"},{"$f":"IF($E2079=DataInput!$B2078,DataInput!E2078,NA())","v":"Ergon"},{"$f":"IF($E2079=DataInput!$B2078,DataInput!F2078,NA())","v":"Winter"},{"$f":"IF($E2079=DataInput!$B2078,DataInput!G2078,NA())","v":"Non-Coincident"},{"$f":"IF($E2079=DataInput!$B2078,DataInput!H2078,NA())","v":2023},{"$f":"IF($E2079=DataInput!$B2078,DataInput!I2078,NA())","v":"POE10"},{"$f":"IF($E2079=DataInput!$B2078,DataInput!J2078,NA())","v":17.194922203200498},{"$f":"IF($E2079=DataInput!$B2078,DataInput!K2078,NA())","v":0.67264368554988896},null,null,"QLD Ingham",null,null,null,null,false,null,null,{"$error":"#N/A"},{"$error":"#N/A"},{"$error":"#N/A"},{"$error":"#N/A"},{"$error":"#N/A"},{"$error":"#N/A"},{"$error":"#N/A"},{"$error":"#N/A"},{"$error":"#N/A"},{"$error":"#N/A"}]
[null,{"$f":"IF(DataInput!B2109=$B$8,IF($B$9=$B$10,TRUE,IF(DataInput!E2109=$B$9,TRUE,FALSE)))","v":true},null,null,{"$f":"IF(B2110=TRUE,DataInput!B2109,NA())","v":"QLD"},{"$f":"IF($E2110=DataInput!$B2109,DataInput!C2109,NA())","v":"QINV"},{"$f":"IF($E2110=DataInput!$B2109,DataInput!D2109,NA())","v":"Invicta Load"},{"$f":"IF($E2110=DataInput!$B2109,DataInput!E2109,NA())","v":"Powerlink"},{"$f":"IF($E2110=DataInput!$B2109,DataInput!F2109,NA())","v":"Summer"},{"$f":"IF($E2110=DataInput!$B2109,DataInput!G2109,NA())","v":"Non-Coincident"},{"$f":"IF($E2110=DataInput!$B2109,DataInput!H2109,NA())","v":2025},{"$f":"IF($E2110=DataInput!$B2109,DataInput!I2109,NA())","v":"POE50"},{"$f":"IF($E2110=DataInput!$B2109,DataInput!J2109,NA())","v":"NA"},{"$f":"IF($E2110=DataInput!$B2109,DataInput!K2109,NA())","v":"NA"},null,null,"QLD Invicta Load",null,null,null,null,false,null,null,{"$error":"#N/A"},{"$error":"#N/A"},{"$error":"#N/A"},{"$error":"#N/A"},{"$error":"#N/A"},{"$error":"#N/A"},{"$error":"#N/A"},{"$error":"#N/A"},{"$error":"#N/A"},{"$error":"#N/A"}]
[null,{"$f":"IF(DataInput!B2140=$B$8,IF($B$9=$B$10,TRUE,IF(DataInput!E2140=$B$9,TRUE,FALSE)))","v":true},null,null,{"$f":"IF(B2141=TRUE,DataInput!B2140,NA())","v":"QLD"},{"$f":"IF($E2141=DataInput!$B2140,DataInput!C2140,NA())","v":"QKAM"},{"$f":"IF($E2141=DataInput!$B2140,DataInput!D2140,NA())","v":"Kamerunga"},{"$f":"IF($E2141=DataInput!$B2140,DataInput!E2140,NA())","v":"Ergon"},{"$f":"IF($E2141=DataInput!$B2140,DataInput!F2140,NA())","v":"Summer"},{"$f":"IF($E2141=DataInput!$B2140,DataInput!G2140,NA())","v":"Non-Coincident"},{"$f":"IF($E2141=DataInput!$B2140,DataInput!H2140,NA())","v":2026},{"$f":"IF($E2141=DataInput!$B2140,DataInput!I2140,NA())","v":"POE10"},{"$f":"IF($E2141=DataInput!$B2140,DataInput!J2140,NA())","v":86.678078719798705},{"$f":"IF($E2141=DataInput!$B2140,DataInput!K2140,NA())","v":0.74801180587878202},null,null,"QLD Kamerunga",null,null,null,null,false,null,null,{"$error":"#N/A"},{"$error":"#N/A"},{"$error":"#N/A"},{"$error":"#N/A"},{"$error":"#N/A"},{"$error":"#N/A"},{"$error":"#N/A"},{"$error":"#N/A"},{"$error":"#N/A"},{"$error":"#N/A"}]
[null,{"$f":"IF(DataInput!B2167=$B$8,IF($B$9=$B$10,TRUE,IF(DataInput!E2167=$B$9,TRUE,FALSE)))","v":true},null,null,{"$f":"IF(B2168=TRUE,DataInput!B2167,NA())","v":"QLD"},{"$f":"IF($E2168=DataInput!$B2167,DataInput!C2167,NA())","v":"QKAM"},{"$f":"IF($E2168=DataInput!$B2167,DataInput!D2167,NA())","v":"Kamerunga"},{"$f":"IF($E2168=DataInput!$B2167,DataInput!E2167,NA())","v":"Ergon"},{"$f":"IF($E2168=DataInput!$B2167,DataInput!F2167,NA())","v":"Winter"},{"$f":"IF($E2168=DataInput!$B2167,DataInput!G2167,NA())","v":"Non-Coincident"},{"$f":"IF($E2168=DataInput!$B2167,DataInput!H2167,NA())","v":2022},{"$f":"IF($E2168=DataInput!$B2167,DataInput!I2167,NA())","v":"POE50"},{"$f":"IF($E2168=DataInput!$B2167,DataInput!J2167,NA())","v":56.923452003619701},{"$f":"IF($E2168=DataInput!$B2167,DataInput!K2167,NA())","v":0.98480849616626398},null,null,"QLD Kamerunga",null,null,null,null,false,null,null,{"$error":"#N/A"},{"$error":"#N/A"},{"$error":"#N/A"},{"$error":"#N/A"},{"$error":"#N/A"},{"$error":"#N/A"},{"$error":"#N/A"},{"$error":"#N/A"},{"$error":"#N/A"},{"$error":"#N/A"}]
[null,{"$f":"IF(DataInput!B2188=$B$8,IF($B$9=$B$10,TRUE,IF(DataInput!E2188=$B$9,TRUE,FALSE)))","v":true},null,null,{"$f":"IF(B2189=TRUE,DataInput!B2188,NA())","v":"QLD"},{"$f":"IF($E2189=DataInput!$B2188,DataInput!C2188,NA())","v":"QKCK"},{"$f":"IF($E2189=DataInput!$B2188,DataInput!D2188,NA())","v":"King Creek"},{"$f":"IF($E2189=DataInput!$B2188,DataInput!E2188,NA())","v":"Ergon"},{"$f":"IF($E2189=DataInput!$B2188,DataInput!F2188,NA())","v":"Summer"},{"$f":"IF($E2189=DataInput!$B2188,DataInput!G2188,NA())","v":"Non-Coincident"},{"$f":"IF($E2189=DataInput!$B2188,DataInput!H2188,NA())","v":2024},{"$f":"IF($E2189=DataInput!$B2188,DataInput!I2188,NA())","v":"POE50"},{"$f":"IF($E2189=DataInput!$B2188,DataInput!J2188,NA())","v":"NA"},{"$f":"IF($E2189=DataInput!$B2188,DataInput!K2188,NA())","v":"NA"},null,null,"QLD King Creek",null,null,null,null,false,null,null,{"$error":"#N/A"},{"$error":"#N/A"},{"$error":"#N/A"},{"$error":"#N/A"},{"$error":"#N/A"},{"$error":"#N/A"},{"$error":"#N/A"},{"$error":"#N/A"},{"$error":"#N/A"},{"$error":"#N/A"}]
[null,{"$f":"IF(DataInput!B2235=$B$8,IF($B$9=$B$10,TRUE,IF(DataInput!E2235=$B$9,TRUE,FALSE)))","v":true},null,null,{"$f":"IF(B2236=TRUE,DataInput!B2235,NA())","v":"QLD"},{"$f":"IF($E2236=DataInput!$B2235,DataInput!C2235,NA())","v":"QLCM"},{"$f":"IF($E2236=DataInput!$B2235,DataInput!D2235,NA())","v":"Lilyvale (Barcaldine)"},{"$f":"IF($E2236=DataInput!$B2235,DataInput!E2235,NA())","v":"Ergon"},{"$f":"IF($E2236=DataInput!$B2235,DataInput!F2235,NA())","v":"Winter"},{"$f":"IF($E2236=DataInput!$B2235,DataInput!G2235,NA())","v":"Non-Coincident"},{"$f":"IF($E2236=DataInput!$B2235,DataInput!H2235,NA())","v":2020},{"$f":"IF($E2236=DataInput!$B2235,DataInput!I2235,NA())","v":"POE10"},{"$f":"IF($E2236=DataInput!$B2235,DataInput!J2235,NA())","v":35.745786081689999},{"$f":"IF($E2236=DataInput!$B2235,DataInput!K2235,NA())","v":0.95439663969709498},null,null,"QLD Lilyvale (Barcaldine)",null,null,null,null,false,null,null,{"$error":"#N/A"},{"$error":"#N/A"},{"$error":"#N/A"},{"$error":"#N/A"},{"$error":"#N/A"},{"$error":"#N/A"},{"$error":"#N/A"},{"$error":"#N/A"},{"$error":"#N/A"},{"$error":"#N/A"}]
[null,{"$f":"IF(DataInput!B2237=$B$8,IF($B$9=$B$10,TRUE,IF(DataInput!E2237=$B$9,TRUE,FALSE)))","v":true},null,null,{"$f":"IF(B2238=TRUE,DataInput!B2237,NA())","v":"QLD"},{"$f":"IF($E2238=DataInput!$B2237,DataInput!C2237,NA())","v":"QLCM"},{"$f":"IF($E2238=DataInput!$B2237,DataInput!D2237,NA())","v":"Lilyvale (Barcaldine)"},{"$f":"IF($E2238=DataInput!$B2237,DataInput!E2237,NA())","v":"Ergon"},{"$f":"IF($E2238=DataInput!$B2237,DataInput!F2237,NA())","v":"Winter"},{"$f":"IF($E2238=DataInput!$B2237,DataInput!G2237,NA())","v":"Non-Coincident"},{"$f":"IF($E2238=DataInput!$B2237,DataInput!H2237,NA())","v":2022},{"$f":"IF($E2238=DataInput!$B2237,DataInput!I2237,NA())","v":"POE10"},{"$f":"IF($E2238=DataInput!$B2237,DataInput!J2237,NA())","v":36.456445857853801},{"$f":"IF($E2238=DataInput!$B2237,DataInput!K2237,NA())","v":0.95524781869867303},null,null,"QLD Lilyvale (Barcaldine)",null,null,null,null,false,null,null,{"$error":"#N/A"},{"$error":"#N/A"},{"$error":"#N/A"},{"$error":"#N/A"},{"$error":"#N/A"},{"$error":"#N/A"},{"$error":"#N/A"},{"$error":"#N/A"},{"$error":"#N/A"},{"$error":"#N/A"}]
[null,{"$f":"IF(DataInput!B2290=$B$8,IF($B$9=$B$10,TRUE,IF(DataInput!E2290=$B$9,TRUE,FALSE)))","v":true},null,null,{"$f":"IF(B2291=TRUE,DataInput!B2290,NA())","v":"QLD"},{"$f":"IF($E2291=DataInput!$B2290,DataInput!C2290,NA())","v":"QLGH"},{"$f":"IF($E2291=DataInput!$B2290,DataInput!D2290,NA())","v":"Loganlea 110"},{"$f":"IF($E2291=DataInput!$B2290,DataInput!E2290,NA())","v":"Energex"},{"$f":"IF($E2291=DataInput!$B2290,DataInput!F2290,NA())","v":"Winter"},{"$f":"IF($E2291=DataInput!$B2290,DataInput!G2290,NA())","v":"Non-Coincident"},{"$f":"IF($E2291=DataInput!$B2290,DataInput!H2290,NA())","v":2025},{"$f":"IF($E2291=DataInput!$B2290,DataInput!I2290,NA())","v":"POE50"},{"$f":"IF($E2291=DataInput!$B2290,DataInput!J2290,NA())","v":270.49056205883898},{"$f":"IF($E2291=DataInput!$B2290,DataInput!K2290,NA())","v":1},null,null,"QLD Loganlea 110",null,null,null,null,false,null,null,{"$error":"#N/A"},{"$error":"#N/A"},{"$error":"#N/A"},{"$error":"#N/A"},{"$error":"#N/A"},{"$error":"#N/A"},{"$error":"#N/A"},{"$error":"#N/A"},{"$error":"#N/A"},{"$error":"#N/A"}]
[null,{"$f":"IF(DataInput!B2314=$B$8,IF($B$9=$B$10,TRUE,IF(DataInput!E2314=$B$9,TRUE,FALSE)))","v":true},null,null,{"$f":"IF(B2315=TRUE,DataInput!B2314,NA())","v":"QLD"},{"$f":"IF($E2315=DataInput!$B2314,DataInput!C2314,NA())","v":"QLGL"},{"$f":"IF($E2315=DataInput!$B2314,DataInput!D2314,NA())","v":"Loganlea 33"},{"$f":"IF($E2315=DataInput!$B2314,DataInput!E2314,NA())","v":"Energex"},{"$f":"IF($E2315=DataInput!$B2314,DataInput!F2314,NA())","v":"Winter"},{"$f":"IF($E2315=DataInput!$B2314,DataInput!G2314,NA())","v":"Non-Coincident"},{"$f":"IF($E2315=DataInput!$B2314,DataInput!H2314,NA())","v":2019},{"$f":"IF($E2315=DataInput!$B2314,DataInput!I2314,NA())","v":"POE10"},{"$f":"IF($E2315=DataInput!$B2314,DataInput!J2314,NA())","v":90.549419217479098},{"$f":"IF($E2315=DataInput!$B2314,DataInput!K2314,NA())","v":1},null,null,"QLD Loganlea 33",null,null,null,null,false,null,null,{"$error":"#N/A"},{"$error":"#N/A"},{"$error":"#N/A"},{"$error":"#N/A"},{"$error":"#N/A"},{"$error":"#N/A"},{"$error":"#N/A"},{"$error":"#N/A"},{"$error":"#N/A"},{"$error":"#N/A"}]
[null,{"$f":"IF(DataInput!B2345=$B$8,IF($B$9=$B$10,TRUE,IF(DataInput!E2345=$B$9,TRUE,FALSE)))","v":true},null,null,{"$f":"IF(B2346=TRUE,DataInput!B2345,NA())","v":"QLD"},{"$f":"IF($E2346=DataInput!$B2345,DataInput!C2345,NA())","v":"QLIL"},{"$f":"IF($E2346=DataInput!$B2345,DataInput!D2345,NA())","v":"Lilyvale"},{"$f":"IF($E2346=DataInput!$B2345,DataInput!E2345,NA())","v":"Ergon"},{"$f":"IF($E2346=DataInput!$B2345,DataInput!F2345,NA())","v":"Summer"},{"$f":"IF($E2346=DataInput!$B2345,DataInput!G2345,NA())","v":"Non-Coincident"},{"$f":"IF($E2346=DataInput!$B2345,DataInput!H2345,NA())","v":2021},{"$f":"IF($E2346=DataInput!$B2345,DataInput!I2345,NA())","v":"POE50"},{"$f":"IF($E2346=DataInput!$B2345,DataInput!J2345,NA())","v":153.92228729841301},{"$f":"IF($E2346=DataInput!$B2345,DataInput!K2345,NA())","v":0.86969794746057905},null,null,"QLD Lilyvale",null,null,null,null,false,null,null,{"$error":"#N/A"},{"$error":"#N/A"},{"$error":"#N/A"},{"$error":"#N/A"},{"$error":"#N/A"},{"$error":"#N/A"},{"$error":"#N/A"},{"$error":"#N/A"},{"$error":"#N/A"},{"$error":"#N/A"}]
[null,{"$f":"IF(DataInput!B2376=$B$8,IF($B$9=$B$10,TRUE,IF(DataInput!E2376=$B$9,TRUE,FALSE)))","v":true},null,null,{"$f":"IF(B2377=TRUE,DataInput!B2376,NA())","v":"QLD"},{"$f":"IF($E2377=DataInput!$B2376,DataInput!C2376,NA())","v":"QMAR"},{"$f":"IF($E2377=DataInput!$B2376,DataInput!D2376,NA())","v":"Molendinar"},{"$f":"IF($E2377=DataInput!$B2376,DataInput!E2376,NA())","v":"Energex"},{"$f":"IF($E2377=DataInput!$B2376,DataInput!F2376,NA())","v":"Summer"},{"$f":"IF($E2377=DataInput!$B2376,DataInput!G2376,NA())","v":"Non-Coincident"},{"$f":"IF($E2377=DataInput!$B2376,DataInput!H2376,NA())","v":2022},{"$f":"IF($E2377=DataInput!$B2376,DataInput!I2376,NA())","v":"POE10"},{"$f":"IF($E2377=DataInput!$B2376,DataInput!J2376,NA())","v":447.87078647098701},{"$f":"IF($E2377=DataInput!$B2376,DataInput!K2376,NA())","v":1},null,null,"QLD Molendinar",null,null,null,null,false,null,null,{"$error":"#N/A"},{"$error":"#N/A"},{"$error":"#N/A"},{"$error":"#N/A"},{"$error":"#N/A"},{"$error":"#N/A"},{"$error":"#N/A"},{"$error":"#N/A"},{"$error":"#N/A"},{"$error":"#N/A"}]
[null,{"$f":"IF(DataInput!B2389=$B$8,IF($B$9=$B$10,TRUE,IF(DataInput!E2389=$B$9,TRUE,FALSE)))","v":true},null,null,{"$f":"IF(B2390=TRUE,DataInput!B2389,NA())","v":"QLD"},{"$f":"IF($E2390=DataInput!$B2389,DataInput!C2389,NA())","v":"QMAR"},{"$f":"IF($E2390=DataInput!$B2389,DataInput!D2389,NA())","v":"Molendinar"},{"$f":"IF($E2390=DataInput!$B2389,DataInput!E2389,NA())","v":"Energex"},{"$f":"IF($E2390=DataInput!$B2389,DataInput!F2389,NA())","v":"Summer"},{"$f":"IF($E2390=DataInput!$B2389,DataInput!G2389,NA())","v":"Non-Coincident"},{"$f":"IF($E2390=DataInput!$B2389,DataInput!H2389,NA())","v":2025},{"$f":"IF($E2390=DataInput!$B2389,DataInput!I2389,NA())","v":"POE50"},{"$f":"IF($E2390=DataInput!$B2389,DataInput!J2389,NA())","v":429.23165893741702},{"$f":"IF($E2390=DataInput!$B2389,DataInput!K2389,NA())","v":1},null,null,"QLD Molendinar",null,null,null,null,false,null,null,{"$error":"#N/A"},{"$error":"#N/A"},{"$error":"#N/A"},{"$error":"#N/A"},{"$error":"#N/A"},{"$error":"#N/A"},{"$error":"#N/A"},{"$error":"#N/A"},{"$error":"#N/A"},{"$error":"#N/A"}]
[null,{"$f":"IF(DataInput!B2424=$B$8,IF($B$9=$B$10,TRUE,IF(DataInput!E2424=$B$9,TRUE,FALSE)))","v":true},null,null,{"$f":"IF(B2425=TRUE,DataInput!B2424,NA())","v":"QLD"},{"$f":"IF($E2425=DataInput!$B2424,DataInput!C2424,NA())","v":"QMBS"},{"$f":"IF($E2425=DataInput!$B2424,DataInput!D2424,NA())","v":"Moranbah South (Rail)"},{"$f":"IF($E2425=DataInput!$B2424,DataInput!E2424,NA())","v":"Powerlink"},{"$f":"IF($E2425=DataInput!$B2424,DataInput!F2424,NA())","v":"Summer"},{"$f":"IF($E2425=DataInput!$B2424,DataInput!G2424,NA())","v":"Non-Coincident"},{"$f":"IF($E2425=DataInput!$B2424,DataInput!H2424,NA())","v":2020},{"$f":"IF($E2425=DataInput!$B2424,DataInput!I2424,NA())","v":"POE50"},{"$f":"IF($E2425=DataInput!$B2424,DataInput!J2424,NA())","v":"NA"},{"$f":"IF($E2425=DataInput!$B2424,DataInput!K2424,NA())","v":"NA"},null,null,"QLD Moranbah South (Rail)",null,null,null,null,false,null,null,{"$error":"#N/A"},{"$error":"#N/A"},{"$error":"#N/A"},{"$error":"#N/A"},{"$error":"#N/A"},{"$error":"#N/A"},{"$error":"#N/A"},{"$error":"#N/A"},{"$error":"#N/A"},{"$error":"#N/A"}]
[null,{"$f":"IF(DataInput!B2442=$B$8,IF($B$9=$B$10,TRUE,IF(DataInput!E2442=$B$9,TRUE,FALSE)))","v":true},null,null,{"$f":"IF(B2443=TRUE,DataInput!B2442,NA())","v":"QLD"},{"$f":"IF($E2443=DataInput!$B2442,DataInput!C2442,NA())","v":"QMBS"},{"$f":"IF($E2443=DataInput!$B2442,DataInput!D2442,NA())","v":"Moranbah South (Rail)"},{"$f":"IF($E2443=DataInput!$B2442,DataInput!E2442,NA())","v":"Powerlink"},{"$f":"IF($E2443=DataInput!$B2442,DataInput!F2442,NA())","v":"Winter"},{"$f":"IF($E2443=DataInput!$B2442,DataInput!G2442,NA())","v":"Non-Coincident"},{"$f":"IF($E2443=DataInput!$B2442,DataInput!H2442,NA())","v":2017},{"$f":"IF($E2443=DataInput!$B2442,DataInput!I2442,NA())","v":"POE50"},{"$f":"IF($E2443=DataInput!$B2442,DataInput!J2442,NA())","v":"NA"},{"$f":"IF($E2443=DataInput!$B2442,DataInput!K2442,NA())","v":"NA"},null,null,"QLD Moranbah South (Rail)",null,null,null,null,false,null,null,{"$error":"#N/A"},{"$error":"#N/A"},{"$error":"#N/A"},{"$error":"#N/A"},{"$error":"#N/A"},{"$error":"#N/A"},{"$error":"#N/A"},{"$error":"#N/A"},{"$error":"#N/A"},{"$error":"#N/A"}]
[null,{"$f":"IF(DataInput!B2473=$B$8,IF($B$9=$B$10,TRUE,IF(DataInput!E2473=$B$9,TRUE,FALSE)))","v":true},null,null,{"$f":"IF(B2474=TRUE,DataInput!B2473,NA())","v":"QLD"},{"$f":"IF($E2474=DataInput!$B2473,DataInput!C2473,NA())","v":"QMGB"},{"$f":"IF($E2474=DataInput!$B2473,DataInput!D2473,NA())","v":"Mudgeeraba 110"},{"$f":"IF($E2474=DataInput!$B2473,DataInput!E2473,NA())","v":"Energex"},{"$f":"IF($E2474=DataInput!$B2473,DataInput!F2473,NA())","v":"Winter"},{"$f":"IF($E2474=DataInput!$B2473,DataInput!G2473,NA())","v":"Non-Coincident"},{"$f":"IF($E2474=DataInput!$B2473,DataInput!H2473,NA())","v":2018},{"$f":"IF($E2474=DataInput!$B2473,DataInput!I2473,NA())","v":"POE10"},{"$f":"IF($E2474=DataInput!$B2473,DataInput!J2473,NA())","v":279.41145152692599},{"$f":"IF($E2474=DataInput!$B2473,DataInput!K2473,NA())","v":1},null,null,"QLD Mudgeeraba 110",null,null,null,null,false,null,null,{"$error":"#N/A"},{"$error":"#N/A"},{"$error":"#N/A"},{"$error":"#N/A"},{"$error":"#N/A"},{"$error":"#N/A"},{"$error":"#N/A"},{"$error":"#N/A"},{"$error":"#N/A"},{"$error":"#N/A"}]
[null,{"$f":"IF(DataInput!B2512=$B$8,IF($B$9=$B$10,TRUE,IF(DataInput!E2512=$B$9,TRUE,FALSE)))","v":true},null,null,{"$f":"IF(B2513=TRUE,DataInput!B2512,NA())","v":"QLD"},{"$f":"IF($E2513=DataInput!$B2512,DataInput!C2512,NA())","v":"QMGL"},{"$f":"IF($E2513=DataInput!$B2512,DataInput!D2512,NA())","v":"Mudgeeraba 33"},{"$f":"IF($E2513=DataInput!$B2512,DataInput!E2512,NA())","v":"Energex"},{"$f":"IF($E2513=DataInput!$B2512,DataInput!F2512,NA())","v":"Winter"},{"$f":"IF($E2513=DataInput!$B2512,DataInput!G2512,NA())","v":"Non-Coincident"},{"$f":"IF($E2513=DataInput!$B2512,DataInput!H2512,NA())","v":2017},{"$f":"IF($E2513=DataInput!$B2512,DataInput!I2512,NA())","v":"POE10"},{"$f":"IF($E2513=DataInput!$B2512,DataInput!J2512,NA())","v":21.375651389431901},{"$f":"IF($E2513=DataInput!$B2512,DataInput!K2512,NA())","v":1},null,null,"QLD Mudgeeraba 33",null,null,null,null,false,null,null,{"$error":"#N/A"},{"$error":"#N/A"},{"$error":"#N/A"},{"$error":"#N/A"},{"$error":"#N/A"},{"$error":"#N/A"},{"$error":"#N/A"},{"$error":"#N/A"},{"$error":"#N/A"},{"$error":"#N/A"}]
[null,{"$f":"IF(DataInput!B2550=$B$8,IF($B$9=$B$10,TRUE,IF(DataInput!E2550=$B$9,TRUE,FALSE)))","v":true},null,null,{"$f":"IF(B2551=TRUE,DataInput!B2550,NA())","v":"QLD"},{"$f":"IF($E2551=DataInput!$B2550,DataInput!C2550,NA())","v":"QMKA"},{"$f":"IF($E2551=DataInput!$B2550,DataInput!D2550,NA())","v":"Mackay"},{"$f":"IF($E2551=DataInput!$B2550,DataInput!E2550,NA())","v":"Ergon"},{"$f":"IF($E2551=DataInput!$B2550,DataInput!F2550,NA())","v":"Summer"},{"$f":"IF($E2551=DataInput!$B2550,DataInput!G2550,NA())","v":"Non-Coincident"},{"$f":"IF($E2551=DataInput!$B2550,DataInput!H2550,NA())","v":2026},{"$f":"IF($E2551=DataInput!$B2550,DataInput!I2550,NA())","v":"POE50"},{"$f":"IF($E2551=DataInput!$B2550,DataInput!J2550,NA())","v":76.549729970108004},{"$f":"IF($E2551=DataInput!$B2550,DataInput!K2550,NA())","v":0.91591396176207496},null,null,"QLD Mackay",null,null,null,null,false,null,null,{"$error":"#N/A"},{"$error":"#N/A"},{"$error":"#N/A"},{"$error":"#N/A"},{"$error":"#N/A"},{"$error":"#N/A"},{"$error":"#N/A"},{"$error":"#N/A"},{"$error":"#N/A"},{"$error":"#N/A"}]
[null,{"$f":"IF(DataInput!B2552=$B$8,IF($B$9=$B$10,TRUE,IF(DataInput!E2552=$B$9,TRUE,FALSE)))","v":true},null,null,{"$f":"IF(B2553=TRUE,DataInput!B2552,NA())","v":"QLD"},{"$f":"IF($E2553=DataInput!$B2552,DataInput!C2552,NA())","v":"QMKA"},{"$f":"IF($E2553=DataInput!$B2552,DataInput!D2552,NA())","v":"Mackay"},{"$f":"IF($E2553=DataInput!$B2552,DataInput!E2552,NA())","v":"Ergon"},{"$f":"IF($E2553=DataInput!$B2552,DataInput!F2552,NA())","v":"Winter"},{"$f":"IF($E2553=DataInput!$B2552,DataInput!G2552,NA())","v":"Non-Coincident"},{"$f":"IF($E2553=DataInput!$B2552,DataInput!H2552,NA())","v":2017},{"$f":"IF($E2553=DataInput!$B2552,DataInput!I2552,NA())","v":"POE10"},{"$f":"IF($E2553=DataInput!$B2552,DataInput!J2552,NA())","v":63.199263846056603},{"$f":"IF($E2553=DataInput!$B2552,DataInput!K2552,NA())","v":0.91764719444958098},null,null,"QLD Mackay",null,null,null,null,false,null,null,{"$error":"#N/A"},{"$error":"#N/A"},{"$error":"#N/A"},{"$error":"#N/A"},{"$error":"#N/A"},{"$error":"#N/A"},{"$error":"#N/A"},{"$error":"#N/A"},{"$error":"#N/A"},{"$error":"#N/A"}]
[null,{"$f":"IF(DataInput!B2599=$B$8,IF($B$9=$B$10,TRUE,IF(DataInput!E2599=$B$9,TRUE,FALSE)))","v":true},null,null,{"$f":"IF(B2600=TRUE,DataInput!B2599,NA())","v":"QLD"},{"$f":"IF($E2600=DataInput!$B2599,DataInput!C2599,NA())","v":"QMND"},{"$f":"IF($E2600=DataInput!$B2599,DataInput!D2599,NA())","v":"Mindi (Rail)"},{"$f":"IF($E2600=DataInput!$B2599,DataInput!E2599,NA())","v":"Powerlink"},{"$f":"IF($E2600=DataInput!$B2599,DataInput!F2599,NA())","v":"Winter"},{"$f":"IF($E2600=DataInput!$B2599,DataInput!G2599,NA())","v":"Non-Coincident"},{"$f":"IF($E2600=DataInput!$B2599,DataInput!H2599,NA())","v":2024},{"$f":"IF($E2600=DataInput!$B2599,DataInput!I2599,NA())","v":"POE10"},{"$f":"IF($E2600=DataInput!$B2599,DataInput!J2599,NA())","v":"NA"},{"$f":"IF($E2600=DataInput!$B2599,DataInput!K2599,NA())","v":"NA"},null,null,"QLD Mindi (Rail)",null,null,null,null,false,null,null,{"$error":"#N/A"},{"$error":"#N/A"},{"$error":"#N/A"},{"$error":"#N/A"},{"$error":"#N/A"},{"$error":"#N/A"},{"$error":"#N/A"},{"$error":"#N/A"},{"$error":"#N/A"},{"$error":"#N/A"}]
[null,{"$f":"IF(DataInput!B2611=$B$8,IF($B$9=$B$10,TRUE,IF(DataInput!E2611=$B$9,TRUE,FALSE)))","v":true},null,null,{"$f":"IF(B2612=TRUE,DataInput!B2611,NA())","v":"QLD"},{"$f":"IF($E2612=DataInput!$B2611,DataInput!C2611,NA())","v":"QMOB"},{"$f":"IF($E2612=DataInput!$B2611,DataInput!D2611,NA())","v":"Belmont Wecker Road 11"},{"$f":"IF($E2612=DataInput!$B2611,DataInput!E2611,NA())","v":"Powerlink"},{"$f":"IF($E2612=DataInput!$B2611,DataInput!F2611,NA())","v":"Summer"},{"$f":"IF($E2612=DataInput!$B2611,DataInput!G2611,NA())","v":"Non-Coincident"},{"$f":"IF($E2612=DataInput!$B2611,DataInput!H2611,NA())","v":2017},{"$f":"IF($E2612=DataInput!$B2611,DataInput!I2611,NA())","v":"POE10"},{"$f":"IF($E2612=DataInput!$B2611,DataInput!J2611,NA())","v":"NA"},{"$f":"IF($E2612=DataInput!$B2611,DataInput!K2611,NA())","v":"NA"},null,null,"QLD Belmont Wecker Road 11",null,null,null,null,false,null,null,{"$error":"#N/A"},{"$error":"#N/A"},{"$error":"#N/A"},{"$error":"#N/A"},{"$error":"#N/A"},{"$error":"#N/A"},{"$error":"#N/A"},{"$error":"#N/A"},{"$error":"#N/A"},{"$error":"#N/A"}]
[null,{"$f":"IF(DataInput!B2660=$B$8,IF($B$9=$B$10,TRUE,IF(DataInput!E2660=$B$9,TRUE,FALSE)))","v":true},null,null,{"$f":"IF(B2661=TRUE,DataInput!B2660,NA())","v":"QLD"},{"$f":"IF($E2661=DataInput!$B2660,DataInput!C2660,NA())","v":"QMRA"},{"$f":"IF($E2661=DataInput!$B2660,DataInput!D2660,NA())","v":"Moura"},{"$f":"IF($E2661=DataInput!$B2660,DataInput!E2660,NA())","v":"Ergon"},{"$f":"IF($E2661=DataInput!$B2660,DataInput!F2660,NA())","v":"Summer"},{"$f":"IF($E2661=DataInput!$B2660,DataInput!G2660,NA())","v":"Non-Coincident"},{"$f":"IF($E2661=DataInput!$B2660,DataInput!H2660,NA())","v":2026},{"$f":"IF($E2661=DataInput!$B2660,DataInput!I2660,NA())","v":"POE10"},{"$f":"IF($E2661=DataInput!$B2660,DataInput!J2660,NA())","v":63.225170452742198},{"$f":"IF($E2661=DataInput!$B2660,DataInput!K2660,NA())","v":0.84403136036633397},null,null,"QLD Moura",null,null,null,null,false,null,null,{"$error":"#N/A"},{"$error":"#N/A"},{"$error":"#N/A"},{"$error":"#N/A"},{"$error":"#N/A"},{"$error":"#N/A"},{"$error":"#N/A"},{"$error":"#N/A"},{"$error":"#N/A"},{"$error":"#N/A"}]
[null,{"$f":"IF(DataInput!B2678=$B$8,IF($B$9=$B$10,TRUE,IF(DataInput!E2678=$B$9,TRUE,FALSE)))","v":true},null,null,{"$f":"IF(B2679=TRUE,DataInput!B2678,NA())","v":"QLD"},{"$f":"IF($E2679=DataInput!$B2678,DataInput!C2678,NA())","v":"QMRA"},{"$f":"IF($E2679=DataInput!$B2678,DataInput!D2678,NA())","v":"Moura"},{"$f":"IF($E2679=DataInput!$B2678,DataInput!E2678,NA())","v":"Ergon"},{"$f":"IF($E2679=DataInput!$B2678,DataInput!F2678,NA())","v":"Winter"},{"$f":"IF($E2679=DataInput!$B2678,DataInput!G2678,NA())","v":"Non-Coincident"},{"$f":"IF($E2679=DataInput!$B2678,DataInput!H2678,NA())","v":2023},{"$f":"IF($E2679=DataInput!$B2678,DataInput!I2678,NA())","v":"POE10"},{"$f":"IF($E2679=DataInput!$B2678,DataInput!J2678,NA())","v":66.867357376205106},{"$f":"IF($E2679=DataInput!$B2678,DataInput!K2678,NA())","v":0.85826245455879502},null,null,"QLD Moura",null,null,null,null,false,null,null,{"$error":"#N/A"},{"$error":"#N/A"},{"$error":"#N/A"},{"$error":"#N/A"},{"$error":"#N/A"},{"$error":"#N/A"},{"$error":"#N/A"},{"$error":"#N/A"},{"$error":"#N/A"},{"$error":"#N/A"}]
[null,{"$f":"IF(DataInput!B2709=$B$8,IF($B$9=$B$10,TRUE,IF(DataInput!E2709=$B$9,TRUE,FALSE)))","v":true},null,null,{"$f":"IF(B2710=TRUE,DataInput!B2709,NA())","v":"QLD"},{"$f":"IF($E2710=DataInput!$B2709,DataInput!C2709,NA())","v":"QMRE"},{"$f":"IF($E2710=DataInput!$B2709,DataInput!D2709,NA())","v":"Murarrie (Belmont)"},{"$f":"IF($E2710=DataInput!$B2709,DataInput!E2709,NA())","v":"Energex"},{"$f":"IF($E2710=DataInput!$B2709,DataInput!F2709,NA())","v":"Summer"},{"$f":"IF($E2710=DataInput!$B2709,DataInput!G2709,NA())","v":"Non-Coincident"},{"$f":"IF($E2710=DataInput!$B2709,DataInput!H2709,NA())","v":2025},{"$f":"IF($E2710=DataInput!$B2709,DataInput!I2709,NA())","v":"POE50"},{"$f":"IF($E2710=DataInput!$B2709,DataInput!J2709,NA())","v":402.09567612734702},{"$f":"IF($E2710=DataInput!$B2709,DataInput!K2709,NA())","v":1},null,null,"QLD Murarrie (Belmont)",null,null,null,null,false,null,null,{"$error":"#N/A"},{"$error":"#N/A"},{"$error":"#N/A"},{"$error":"#N/A"},{"$error":"#N/A"},{"$error":"#N/A"},{"$error":"#N/A"},{"$error":"#N/A"},{"$error":"#N/A"},{"$error":"#N/A"}]
[null,{"$f":"IF(DataInput!B2734=$B$8,IF($B$9=$B$10,TRUE,IF(DataInput!E2734=$B$9,TRUE,FALSE)))","v":true},null,null,{"$f":"IF(B2735=TRUE,DataInput!B2734,NA())","v":"QLD"},{"$f":"IF($E2735=DataInput!$B2734,DataInput!C2734,NA())","v":"QMRG"},{"$f":"IF($E2735=DataInput!$B2734,DataInput!D2734,NA())","v":"Middle Ridge (Ergon)"},{"$f":"IF($E2735=DataInput!$B2734,DataInput!E2734,NA())","v":"Ergon"},{"$f":"IF($E2735=DataInput!$B2734,DataInput!F2734,NA())","v":"Summer"},{"$f":"IF($E2735=DataInput!$B2734,DataInput!G2734,NA())","v":"Non-Coincident"},{"$f":"IF($E2735=DataInput!$B2734,DataInput!H2734,NA())","v":2020},{"$f":"IF($E2735=DataInput!$B2734,DataInput!I2734,NA())","v":"POE10"},{"$f":"IF($E2735=DataInput!$B2734,DataInput!J2734,NA())","v":222.056818814298},{"$f":"IF($E2735=DataInput!$B2734,DataInput!K2734,NA())","v":0.94566067087941097},null,null,"QLD Middle Ridge (Ergon)",null,null,null,null,false,null,null,{"$error":"#N/A"},{"$error":"#N/A"},{"$error":"#N/A"},{"$error":"#N/A"},{"$error":"#N/A"},{"$error":"#N/A"},{"$error":"#N/A"},{"$error":"#N/A"},{"$error":"#N/A"},{"$error":"#N/A"}]
[null,{"$f":"IF(DataInput!B2757=$B$8,IF($B$9=$B$10,TRUE,IF(DataInput!E2757=$B$9,TRUE,FALSE)))","v":true},null,null,{"$f":"IF(B2758=TRUE,DataInput!B2757,NA())","v":"QLD"},{"$f":"IF($E2758=DataInput!$B2757,DataInput!C2757,NA())","v":"QMRG"},{"$f":"IF($E2758=DataInput!$B2757,DataInput!D2757,NA())","v":"Middle Ridge (Ergon)"},{"$f":"IF($E2758=DataInput!$B2757,DataInput!E2757,NA())","v":"Ergon"},{"$f":"IF($E2758=DataInput!$B2757,DataInput!F2757,NA())","v":"Winter"},{"$f":"IF($E2758=DataInput!$B2757,DataInput!G2757,NA())","v":"Non-Coincident"},{"$f":"IF($E2758=DataInput!$B2757,DataInput!H2757,NA())","v":2022},{"$f":"IF($E2758=DataInput!$B2757,DataInput!I2757,NA())","v":"POE10"},{"$f":"IF($E2758=DataInput!$B2757,DataInput!J2757,NA())","v":280.93133313964802},{"$f":"IF($E2758=DataInput!$B2757,DataInput!K2757,NA())","v":1},null,null,"QLD Middle Ridge (Ergon)",null,null,null,null,false,null,null,{"$error":"#N/A"},{"$error":"#N/A"},{"$error":"#N/A"},{"$error":"#N/A"},{"$error":"#N/A"},{"$error":"#N/A"},{"$error":"#N/A"},{"$error":"#N/A"},{"$error":"#N/A"},{"$error":"#N/A"}]
[null,{"$f":"IF(DataInput!B2788=$B$8,IF($B$9=$B$10,TRUE,IF(DataInput!E2788=$B$9,TRUE,FALSE)))","v":true},null,null,{"$f":"IF(B2789=TRUE,DataInput!B2788,NA())","v":"QLD"},{"$f":"IF($E2789=DataInput!$B2788,DataInput!C2788,NA())","v":"QMRH"},{"$f":"IF($E2789=DataInput!$B2788,DataInput!D2788,NA())","v":"Moranbah Substation"},{"$f":"IF($E2789=DataInput!$B2788,DataInput!E2788,NA())","v":"Ergon"},{"$f":"IF($E2789=DataInput!$B2788,DataInput!F2788,NA())","v":"Summer"},{"$f":"IF($E2789=DataInput!$B2788,DataInput!G2788,NA())","v":"Non-Coincident"},{"$f":"IF($E2789=DataInput!$B2788,DataInput!H2788,NA())","v":2024},{"$f":"IF($E2789=DataInput!$B2788,DataInput!I2788,NA())","v":"POE50"},{"$f":"IF($E2789=DataInput!$B2788,DataInput!J2788,NA())","v":45.525860637242701},{"$f":"IF($E2789=DataInput!$B2788,DataInput!K2788,NA())","v":0.72065781901164305},null,null,"QLD Moranbah Substation",null,null,null,null,false,null,null,{"$error":"#N/A"},{"$error":"#N/A"},{"$error":"#N/A"},{"$error":"#N/A"},{"$error":"#N/A"},{"$error":"#N/A"},{"$error":"#N/A"},{"$error":"#N/A"},{"$error":"#N/A"},{"$error":"#N/A"}]
[null,{"$f":"IF(DataInput!B2835=$B$8,IF($B$9=$B$10,TRUE,IF(DataInput!E2835=$B$9,TRUE,FALSE)))","v":true},null,null,{"$f":"IF(B2836=TRUE,DataInput!B2835,NA())","v":"QLD"},{"$f":"IF($E2836=DataInput!$B2835,DataInput!C2835,NA())","v":"QMRL"},{"$f":"IF($E2836=DataInput!$B2835,DataInput!D2835,NA())","v":"Moranbah (Town)"},{"$f":"IF($E2836=DataInput!$B2835,DataInput!E2835,NA())","v":"Ergon"},{"$f":"IF($E2836=DataInput!$B2835,DataInput!F2835,NA())","v":"Winter"},{"$f":"IF($E2836=DataInput!$B2835,DataInput!G2835,NA())","v":"Non-Coincident"},{"$f":"IF($E2836=DataInput!$B2835,DataInput!H2835,NA())","v":2020},{"$f":"IF($E2836=DataInput!$B2835,DataInput!I2835,NA())","v":"POE10"},{"$f":"IF($E2836=DataInput!$B2835,DataInput!J2835,NA())","v":16.7369767360954},{"$f":"IF($E2836=DataInput!$B2835,DataInput!K2835,NA())","v":0.92659534023323198},null,null,"QLD Moranbah (Town)",null,null,null,null,false,null,null,{"$error":"#N/A"},{"$error":"#N/A"},{"$error":"#N/A"},{"$error":"#N/A"},{"$error":"#N/A"},{"$error":"#N/A"},{"$error":"#N/A"},{"$error":"#N/A"},{"$error":"#N/A"},{"$error":"#N/A"}]
[null,{"$f":"IF(DataInput!B2861=$B$8,IF($B$9=$B$10,TRUE,IF(DataInput!E2861=$B$9,TRUE,FALSE)))","v":true},null,null,{"$f":"IF(B2862=TRUE,DataInput!B2861,NA())","v":"QLD"},{"$f":"IF($E2862=DataInput!$B2861,DataInput!C2861,NA())","v":"QMRN"},{"$f":"IF($E2862=DataInput!$B2861,DataInput!D2861,NA())","v":"Moranbah (Mine)"},{"$f":"IF($E2862=DataInput!$B2861,DataInput!E2861,NA())","v":"Ergon"},{"$f":"IF($E2862=DataInput!$B2861,DataInput!F2861,NA())","v":"Summer"},{"$f":"IF($E2862=DataInput!$B2861,DataInput!G2861,NA())","v":"Non-Coincident"},{"$f":"IF($E2862=DataInput!$B2861,DataInput!H2861,NA())","v":2017},{"$f":"IF($E2862=DataInput!$B2861,DataInput!I2861,NA())","v":"POE50"},{"$f":"IF($E2862=DataInput!$B2861,DataInput!J2861,NA())","v":87.723811556346405},{"$f":"IF($E2862=DataInput!$B2861,DataInput!K2861,NA())","v":0.80405540364155803},null,null,"QLD Moranbah (Mine)",null,null,null,null,false,null,null,{"$error":"#N/A"},{"$error":"#N/A"},{"$error":"#N/A"},{"$error":"#N/A"},{"$error":"#N/A"},{"$error":"#N/A"},{"$error":"#N/A"},{"$error":"#N/A"},{"$error":"#N/A"},{"$error":"#N/A"}]
[null,{"$f":"IF(DataInput!B2896=$B$8,IF($B$9=$B$10,TRUE,IF(DataInput!E2896=$B$9,TRUE,FALSE)))","v":true},null,null,{"$f":"IF(B2897=TRUE,DataInput!B2896,NA())","v":"QLD"},{"$f":"IF($E2897=DataInput!$B2896,DataInput!C2896,NA())","v":"QMTM"},{"$f":"IF($E2897=DataInput!$B2896,DataInput!D2896,NA())","v":"Mt Mclaren (Rail)"},{"$f":"IF($E2897=DataInput!$B2896,DataInput!E2896,NA())","v":"Powerlink"},{"$f":"IF($E2897=DataInput!$B2896,DataInput!F2896,NA())","v":"Summer"},{"$f":"IF($E2897=DataInput!$B2896,DataInput!G2896,NA())","v":"Non-Coincident"},{"$f":"IF($E2897=DataInput!$B2896,DataInput!H2896,NA())","v":2022},{"$f":"IF($E2897=DataInput!$B2896,DataInput!I2896,NA())","v":"POE10"},{"$f":"IF($E2897=DataInput!$B2896,DataInput!J2896,NA())","v":"NA"},{"$f":"IF($E2897=DataInput!$B2896,DataInput!K2896,NA())","v":"NA"},null,null,"QLD Mt Mclaren (Rail)",null,null,null,null,false,null,null,{"$error":"#N/A"},{"$error":"#N/A"},{"$error":"#N/A"},{"$error":"#N/A"},{"$error":"#N/A"},{"$error":"#N/A"},{"$error":"#N/A"},{"$error":"#N/A"},{"$error":"#N/A"},{"$error":"#N/A"}]
[null,{"$f":"IF(DataInput!B2914=$B$8,IF($B$9=$B$10,TRUE,IF(DataInput!E2914=$B$9,TRUE,FALSE)))","v":true},null,null,{"$f":"IF(B2915=TRUE,DataInput!B2914,NA())","v":"QLD"},{"$f":"IF($E2915=DataInput!$B2914,DataInput!C2914,NA())","v":"QMTM"},{"$f":"IF($E2915=DataInput!$B2914,DataInput!D2914,NA())","v":"Mt Mclaren (Rail)"},{"$f":"IF($E2915=DataInput!$B2914,DataInput!E2914,NA())","v":"Powerlink"},{"$f":"IF($E2915=DataInput!$B2914,DataInput!F2914,NA())","v":"Winter"},{"$f":"IF($E2915=DataInput!$B2914,DataInput!G2914,NA())","v":"Non-Coincident"},{"$f":"IF($E2915=DataInput!$B2914,DataInput!H2914,NA())","v":2019},{"$f":"IF($E2915=DataInput!$B2914,DataInput!I2914,NA())","v":"POE10"},{"$f":"IF($E2915=DataInput!$B2914,DataInput!J2914,NA())","v":"NA"},{"$f":"IF($E2915=DataInput!$B2914,DataInput!K2914,NA())","v":"NA"},null,null,"QLD Mt Mclaren (Rail)",null,null,null,null,false,null,null,{"$error":"#N/A"},{"$error":"#N/A"},{"$error":"#N/A"},{"$error":"#N/A"},{"$error":"#N/A"},{"$error":"#N/A"},{"$error":"#N/A"},{"$error":"#N/A"},{"$error":"#N/A"},{"$error":"#N/A"}]
[null,{"$f":"IF(DataInput!B2945=$B$8,IF($B$9=$B$10,TRUE,IF(DataInput!E2945=$B$9,TRUE,FALSE)))","v":true},null,null,{"$f":"IF(B2946=TRUE,DataInput!B2945,NA())","v":"QLD"},{"$f":"IF($E2946=DataInput!$B2945,DataInput!C2945,NA())","v":"QNEB"},{"$f":"IF($E2946=DataInput!$B2945,DataInput!D2945,NA())","v":"Nebo"},{"$f":"IF($E2946=DataInput!$B2945,DataInput!E2945,NA())","v":"Ergon"},{"$f":"IF($E2946=DataInput!$B2945,DataInput!F2945,NA())","v":"Summer"},{"$f":"IF($E2946=DataInput!$B2945,DataInput!G2945,NA())","v":"Non-Coincident"},{"$f":"IF($E2946=DataInput!$B2945,DataInput!H2945,NA())","v":2021},{"$f":"IF($E2946=DataInput!$B2945,DataInput!I2945,NA())","v":"POE50"},{"$f":"IF($E2946=DataInput!$B2945,DataInput!J2945,NA())","v":10.540726728451},{"$f":"IF($E2946=DataInput!$B2945,DataInput!K2945,NA())","v":0.83616379573493604},null,null,"QLD Nebo",null,null,null,null,false,null,null,{"$error":"#N/A"},{"$error":"#N/A"},{"$error":"#N/A"},{"$error":"#N/A"},{"$error":"#N/A"},{"$error":"#N/A"},{"$error":"#N/A"},{"$error":"#N/A"},{"$error":"#N/A"},{"$error":"#N/A"}]
[null,{"$f":"IF(DataInput!B2956=$B$8,IF($B$9=$B$10,TRUE,IF(DataInput!E2956=$B$9,TRUE,FALSE)))","v":true},null,null,{"$f":"IF(B2957=TRUE,DataInput!B2956,NA())","v":"QLD"},{"$f":"IF($E2957=DataInput!$B2956,DataInput!C2956,NA())","v":"QNEB"},{"$f":"IF($E2957=DataInput!$B2956,DataInput!D2956,NA())","v":"Nebo"},{"$f":"IF($E2957=DataInput!$B2956,DataInput!E2956,NA())","v":"Ergon"},{"$f":"IF($E2957=DataInput!$B2956,DataInput!F2956,NA())","v":"Winter"},{"$f":"IF($E2957=DataInput!$B2956,DataInput!G2956,NA())","v":"Non-Coincident"},{"$f":"IF($E2957=DataInput!$B2956,DataInput!H2956,NA())","v":2021},{"$f":"IF($E2957=DataInput!$B2956,DataInput!I2956,NA())","v":"POE10"},{"$f":"IF($E2957=DataInput!$B2956,DataInput!J2956,NA())","v":11.565710681023299},{"$f":"IF($E2957=DataInput!$B2956,DataInput!K2956,NA())","v":0.85265148541736302},null,null,"QLD Nebo",null,null,null,null,false,null,null,{"$f":"IF($V2957=TRUE,E2957,NA())","v":{"$error":"#N/A"}},{"$error":"#N/A"},{"$error":"#N/A"},{"$error":"#N/A"},{"$error":"#N/A"},{"$error":"#N/A"},{"$error":"#N/A"},{"$error":"#N/A"},{"$error":"#N/A"},{"$error":"#N/A"}]
[null,{"$f":"IF(DataInput!B2993=$B$8,IF($B$9=$B$10,TRUE,IF(DataInput!E2993=$B$9,TRUE,FALSE)))","v":true},null,null,{"$f":"IF(B2994=TRUE,DataInput!B2993,NA())","v":"QLD"},{"$f":"IF($E2994=DataInput!$B2993,DataInput!C2993,NA())","v":"QNGY"},{"$f":"IF($E2994=DataInput!$B2993,DataInput!D2993,NA())","v":"North Goonyella"},{"$f":"IF($E2994=DataInput!$B2993,DataInput!E2993,NA())","v":"Powerlink"},{"$f":"IF($E2994=DataInput!$B2993,DataInput!F2993,NA())","v":"Winter"},{"$f":"IF($E2994=DataInput!$B2993,DataInput!G2993,NA())","v":"Non-Coincident"},{"$f":"IF($E2994=DataInput!$B2993,DataInput!H2993,NA())","v":2018},{"$f":"IF($E2994=DataInput!$B2993,DataInput!I2993,NA())","v":"POE10"},{"$f":"IF($E2994=DataInput!$B2993,DataInput!J2993,NA())","v":"NA"},{"$f":"IF($E2994=DataInput!$B2993,DataInput!K2993,NA())","v":"NA"},null,null,"QLD North Goonyella",null,null,null,null,false,null,null,{"$error":"#N/A"},{"$error":"#N/A"},{"$error":"#N/A"},{"$error":"#N/A"},{"$error":"#N/A"},{"$error":"#N/A"},{"$error":"#N/A"},{"$error":"#N/A"},{"$error":"#N/A"},{"$error":"#N/A"}]
[null,{"$f":"IF(DataInput!B3024=$B$8,IF($B$9=$B$10,TRUE,IF(DataInput!E3024=$B$9,TRUE,FALSE)))","v":true},null,null,{"$f":"IF(B3025=TRUE,DataInput!B3024,NA())","v":"QLD"},{"$f":"IF($E3025=DataInput!$B3024,DataInput!C3024,NA())","v":"QNLD"},{"$f":"IF($E3025=DataInput!$B3024,DataInput!D3024,NA())","v":"Newlands"},{"$f":"IF($E3025=DataInput!$B3024,DataInput!E3024,NA())","v":"Ergon"},{"$f":"IF($E3025=DataInput!$B3024,DataInput!F3024,NA())","v":"Summer"},{"$f":"IF($E3025=DataInput!$B3024,DataInput!G3024,NA())","v":"Non-Coincident"},{"$f":"IF($E3025=DataInput!$B3024,DataInput!H3024,NA())","v":2020},{"$f":"IF($E3025=DataInput!$B3024,DataInput!I3024,NA())","v":"POE50"},{"$f":"IF($E3025=DataInput!$B3024,DataInput!J3024,NA())","v":85.640333942487004},{"$f":"IF($E3025=DataInput!$B3024,DataInput!K3024,NA())","v":0.93851717988780103},null,null,"QLD Newlands",null,null,null,null,false,null,null,{"$error":"#N/A"},{"$error":"#N/A"},{"$error":"#N/A"},{"$error":"#N/A"},{"$error":"#N/A"},{"$error":"#N/A"},{"$error":"#N/A"},{"$error":"#N/A"},{"$error":"#N/A"},{"$error":"#N/A"}]
[null,{"$f":"IF(DataInput!B3042=$B$8,IF($B$9=$B$10,TRUE,IF(DataInput!E3042=$B$9,TRUE,FALSE)))","v":true},null,null,{"$f":"IF(B3043=TRUE,DataInput!B3042,NA())","v":"QLD"},{"$f":"IF($E3043=DataInput!$B3042,DataInput!C3042,NA())","v":"QNLD"},{"$f":"IF($E3043=DataInput!$B3042,DataInput!D3042,NA())","v":"Newlands"},{"$f":"IF($E3043=DataInput!$B3042,DataInput!E3042,NA())","v":"Ergon"},{"$f":"IF($E3043=DataInput!$B3042,DataInput!F3042,NA())","v":"Winter"},{"$f":"IF($E3043=DataInput!$B3042,DataInput!G3042,NA())","v":"Non-Coincident"},{"$f":"IF($E3043=DataInput!$B3042,DataInput!H3042,NA())","v":2017},{"$f":"IF($E3043=DataInput!$B3042,DataInput!I3042,NA())","v":"POE50"},{"$f":"IF($E3043=DataInput!$B3042,DataInput!J3042,NA())","v":97.944736382906598},{"$f":"IF($E3043=DataInput!$B3042,DataInput!K3042,NA())","v":0.86890273570675403},null,null,"QLD Newlands",null,null,null,null,false,null,null,{"$error":"#N/A"},{"$error":"#N/A"},{"$error":"#N/A"},{"$error":"#N/A"},{"$error":"#N/A"},{"$error":"#N/A"},{"$error":"#N/A"},{"$error":"#N/A"},{"$error":"#N/A"},{"$error":"#N/A"}]
[null,{"$f":"IF(DataInput!B3083=$B$8,IF($B$9=$B$10,TRUE,IF(DataInput!E3083=$B$9,TRUE,FALSE)))","v":true},null,null,{"$f":"IF(B3084=TRUE,DataInput!B3083,NA())","v":"QLD"},{"$f":"IF($E3084=DataInput!$B3083,DataInput!C3083,NA())","v":"QNOR"},{"$f":"IF($E3084=DataInput!$B3083,DataInput!D3083,NA())","v":"Norwich Park (Rail)"},{"$f":"IF($E3084=DataInput!$B3083,DataInput!E3083,NA())","v":"Powerlink"},{"$f":"IF($E3084=DataInput!$B3083,DataInput!F3083,NA())","v":"Winter"},{"$f":"IF($E3084=DataInput!$B3083,DataInput!G3083,NA())","v":"Non-Coincident"},{"$f":"IF($E3084=DataInput!$B3083,DataInput!H3083,NA())","v":2018},{"$f":"IF($E3084=DataInput!$B3083,DataInput!I3083,NA())","v":"POE50"},{"$f":"IF($E3084=DataInput!$B3083,DataInput!J3083,NA())","v":"NA"},{"$f":"IF($E3084=DataInput!$B3083,DataInput!K3083,NA())","v":"NA"},null,null,{"$f":"IF(OR(ISERROR(E3084),ISERROR(G3084)),\"  \",E3084&\" \"&G3084)","v":"QLD Norwich Park (Rail)"},null,null,null,null,{"$f":"IF(ISERROR(G3084),FALSE,IF($V$9=G3084,TRUE,FALSE))","v":false},null,null,{"$error":"#N/A"},{"$error":"#N/A"},{"$error":"#N/A"},{"$error":"#N/A"},{"$error":"#N/A"},{"$error":"#N/A"},{"$error":"#N/A"},{"$error":"#N/A"},{"$error":"#N/A"},{"$error":"#N/A"}]
[null,{"$f":"IF(DataInput!B3103=$B$8,IF($B$9=$B$10,TRUE,IF(DataInput!E3103=$B$9,TRUE,FALSE)))","v":true},null,null,{"$f":"IF(B3104=TRUE,DataInput!B3103,NA())","v":"QLD"},{"$f":"IF($E3104=DataInput!$B3103,DataInput!C3103,NA())","v":"QOKT"},{"$f":"IF($E3104=DataInput!$B3103,DataInput!D3103,NA())","v":"Oakey"},{"$f":"IF($E3104=DataInput!$B3103,DataInput!E3103,NA())","v":"Ergon"},{"$f":"IF($E3104=DataInput!$B3103,DataInput!F3103,NA())","v":"Summer"},{"$f":"IF($E3104=DataInput!$B3103,DataInput!G3103,NA())","v":"Non-Coincident"},{"$f":"IF($E3104=DataInput!$B3103,DataInput!H3103,NA())","v":2019},{"$f":"IF($E3104=DataInput!$B3103,DataInput!I3103,NA())","v":"POE50"},{"$f":"IF($E3104=DataInput!$B3103,DataInput!J3103,NA())","v":30.245981093770801},{"$f":"IF($E3104=DataInput!$B3103,DataInput!K3103,NA())","v":0.91020740815882495},null,null,"QLD Oakey",null,null,null,null,false,null,null,{"$error":"#N/A"},{"$error":"#N/A"},{"$error":"#N/A"},{"$error":"#N/A"},{"$error":"#N/A"},{"$error":"#N/A"},{"$error":"#N/A"},{"$error":"#N/A"},{"$error":"#N/A"},{"$error":"#N/A"}]
[null,{"$f":"IF(DataInput!B3150=$B$8,IF($B$9=$B$10,TRUE,IF(DataInput!E3150=$B$9,TRUE,FALSE)))","v":true},null,null,{"$f":"IF(B3151=TRUE,DataInput!B3150,NA())","v":"QLD"},{"$f":"IF($E3151=DataInput!$B3150,DataInput!C3150,NA())","v":"QOON"},{"$f":"IF($E3151=DataInput!$B3150,DataInput!D3150,NA())","v":"Oonooie (Rail)"},{"$f":"IF($E3151=DataInput!$B3150,DataInput!E3150,NA())","v":"Powerlink"},{"$f":"IF($E3151=DataInput!$B3150,DataInput!F3150,NA())","v":"Summer"},{"$f":"IF($E3151=DataInput!$B3150,DataInput!G3150,NA())","v":"Non-Coincident"},{"$f":"IF($E3151=DataInput!$B3150,DataInput!H3150,NA())","v":2026},{"$f":"IF($E3151=DataInput!$B3150,DataInput!I3150,NA())","v":"POE50"},{"$f":"IF($E3151=DataInput!$B3150,DataInput!J3150,NA())","v":"NA"},{"$f":"IF($E3151=DataInput!$B3150,DataInput!K3150,NA())","v":"NA"},null,null,"QLD Oonooie (Rail)",null,null,null,null,false,null,null,{"$error":"#N/A"},{"$error":"#N/A"},{"$error":"#N/A"},{"$error":"#N/A"},{"$error":"#N/A"},{"$error":"#N/A"},{"$error":"#N/A"},{"$error":"#N/A"},{"$error":"#N/A"},{"$error":"#N/A"}]
[null,{"$f":"IF(DataInput!B3181=$B$8,IF($B$9=$B$10,TRUE,IF(DataInput!E3181=$B$9,TRUE,FALSE)))","v":true},null,null,{"$f":"IF(B3182=TRUE,DataInput!B3181,NA())","v":"QLD"},{"$f":"IF($E3182=DataInput!$B3181,DataInput!C3181,NA())","v":"QORH"},{"$f":"IF($E3182=DataInput!$B3181,DataInput!D3181,NA())","v":"Orana"},{"$f":"IF($E3182=DataInput!$B3181,DataInput!E3181,NA())","v":"Powerlink"},{"$f":"IF($E3182=DataInput!$B3181,DataInput!F3181,NA())","v":"Summer"},{"$f":"IF($E3182=DataInput!$B3181,DataInput!G3181,NA())","v":"Non-Coincident"},{"$f":"IF($E3182=DataInput!$B3181,DataInput!H3181,NA())","v":2017},{"$f":"IF($E3182=DataInput!$B3181,DataInput!I3181,NA())","v":"POE50"},{"$f":"IF($E3182=DataInput!$B3181,DataInput!J3181,NA())","v":"NA"},{"$f":"IF($E3182=DataInput!$B3181,DataInput!K3181,NA())","v":"NA"},null,null,"QLD Orana",null,null,null,null,false,null,null,{"$error":"#N/A"},{"$error":"#N/A"},{"$error":"#N/A"},{"$error":"#N/A"},{"$error":"#N/A"},{"$error":"#N/A"},{"$error":"#N/A"},{"$error":"#N/A"},{"$error":"#N/A"},{"$error":"#N/A"}]
[null,{"$f":"IF(DataInput!B3210=$B$8,IF($B$9=$B$10,TRUE,IF(DataInput!E3210=$B$9,TRUE,FALSE)))","v":true},null,null,{"$f":"IF(B3211=TRUE,DataInput!B3210,NA())","v":"QLD"},{"$f":"IF($E3211=DataInput!$B3210,DataInput!C3210,NA())","v":"QORH"},{"$f":"IF($E3211=DataInput!$B3210,DataInput!D3210,NA())","v":"Orana"},{"$f":"IF($E3211=DataInput!$B3210,DataInput!E3210,NA())","v":"Powerlink"},{"$f":"IF($E3211=DataInput!$B3210,DataInput!F3210,NA())","v":"Winter"},{"$f":"IF($E3211=DataInput!$B3210,DataInput!G3210,NA())","v":"Non-Coincident"},{"$f":"IF($E3211=DataInput!$B3210,DataInput!H3210,NA())","v":2025},{"$f":"IF($E3211=DataInput!$B3210,DataInput!I3210,NA())","v":"POE50"},{"$f":"IF($E3211=DataInput!$B3210,DataInput!J3210,NA())","v":"NA"},{"$f":"IF($E3211=DataInput!$B3210,DataInput!K3210,NA())","v":"NA"},null,null,"QLD Orana",null,null,null,null,false,null,null,{"$error":"#N/A"},{"$error":"#N/A"},{"$error":"#N/A"},{"$error":"#N/A"},{"$error":"#N/A"},{"$error":"#N/A"},{"$error":"#N/A"},{"$error":"#N/A"},{"$error":"#N/A"},{"$error":"#N/A"}]
[null,{"$f":"IF(DataInput!B3229=$B$8,IF($B$9=$B$10,TRUE,IF(DataInput!E3229=$B$9,TRUE,FALSE)))","v":true},null,null,{"$f":"IF(B3230=TRUE,DataInput!B3229,NA())","v":"QLD"},{"$f":"IF($E3230=DataInput!$B3229,DataInput!C3229,NA())","v":"QPIV"},{"$f":"IF($E3230=DataInput!$B3229,DataInput!D3229,NA())","v":"Pioneer Valley"},{"$f":"IF($E3230=DataInput!$B3229,DataInput!E3229,NA())","v":"Ergon"},{"$f":"IF($E3230=DataInput!$B3229,DataInput!F3229,NA())","v":"Summer"},{"$f":"IF($E3230=DataInput!$B3229,DataInput!G3229,NA())","v":"Non-Coincident"},{"$f":"IF($E3230=DataInput!$B3229,DataInput!H3229,NA())","v":2025},{"$f":"IF($E3230=DataInput!$B3229,DataInput!I3229,NA())","v":"POE50"},{"$f":"IF($E3230=DataInput!$B3229,DataInput!J3229,NA())","v":56.335891185957998},{"$f":"IF($E3230=DataInput!$B3229,DataInput!K3229,NA())","v":0.74316967331386197},null,null,"QLD Pioneer Valley",null,null,null,null,false,null,null,{"$error":"#N/A"},{"$error":"#N/A"},{"$error":"#N/A"},{"$error":"#N/A"},{"$error":"#N/A"},{"$error":"#N/A"},{"$error":"#N/A"},{"$error":"#N/A"},{"$error":"#N/A"},{"$error":"#N/A"}]
[null,{"$f":"IF(DataInput!B3260=$B$8,IF($B$9=$B$10,TRUE,IF(DataInput!E3260=$B$9,TRUE,FALSE)))","v":true},null,null,{"$f":"IF(B3261=TRUE,DataInput!B3260,NA())","v":"QLD"},{"$f":"IF($E3261=DataInput!$B3260,DataInput!C3260,NA())","v":"QPKD"},{"$f":"IF($E3261=DataInput!$B3260,DataInput!D3260,NA())","v":"Peak Downs (Rail)"},{"$f":"IF($E3261=DataInput!$B3260,DataInput!E3260,NA())","v":"Powerlink"},{"$f":"IF($E3261=DataInput!$B3260,DataInput!F3260,NA())","v":"Summer"},{"$f":"IF($E3261=DataInput!$B3260,DataInput!G3260,NA())","v":"Non-Coincident"},{"$f":"IF($E3261=DataInput!$B3260,DataInput!H3260,NA())","v":2026},{"$f":"IF($E3261=DataInput!$B3260,DataInput!I3260,NA())","v":"POE10"},{"$f":"IF($E3261=DataInput!$B3260,DataInput!J3260,NA())","v":"NA"},{"$f":"IF($E3261=DataInput!$B3260,DataInput!K3260,NA())","v":"NA"},null,null,"QLD Peak Downs (Rail)",null,null,null,null,false,null,null,{"$error":"#N/A"},{"$f":"IF($V3261=TRUE,F3261,NA())","v":{"$error":"#N/A"}},{"$f":"IF($V3261=TRUE,G3261,NA())","v":{"$error":"#N/A"}},{"$f":"IF($V3261=TRUE,H3261,NA())","v":{"$error":"#N/A"}},{"$f":"IF($V3261=TRUE,I3261,NA())","v":{"$error":"#N/A"}},{"$f":"IF($V3261=TRUE,J3261,NA())","v":{"$error":"#N/A"}},{"$f":"IF($V3261=TRUE,K3261,NA())","v":{"$error":"#N/A"}},{"$f":"IF($V3261=TRUE,L3261,NA())","v":{"$error":"#N/A"}},{"$f":"IF($V3261=TRUE,M3261,NA())","v":{"$error":"#N/A"}},{"$f":"IF($V3261=TRUE,N3261,NA())","v":{"$error":"#N/A"}}]
[null,{"$f":"IF(DataInput!B3278=$B$8,IF($B$9=$B$10,TRUE,IF(DataInput!E3278=$B$9,TRUE,FALSE)))","v":true},null,null,{"$f":"IF(B3279=TRUE,DataInput!B3278,NA())","v":"QLD"},{"$f":"IF($E3279=DataInput!$B3278,DataInput!C3278,NA())","v":"QPKD"},{"$f":"IF($E3279=DataInput!$B3278,DataInput!D3278,NA())","v":"Peak Downs (Rail)"},{"$f":"IF($E3279=DataInput!$B3278,DataInput!E3278,NA())","v":"Powerlink"},{"$f":"IF($E3279=DataInput!$B3278,DataInput!F3278,NA())","v":"Winter"},{"$f":"IF($E3279=DataInput!$B3278,DataInput!G3278,NA())","v":"Non-Coincident"},{"$f":"IF($E3279=DataInput!$B3278,DataInput!H3278,NA())","v":2023},{"$f":"IF($E3279=DataInput!$B3278,DataInput!I3278,NA())","v":"POE10"},{"$f":"IF($E3279=DataInput!$B3278,DataInput!J3278,NA())","v":"NA"},{"$f":"IF($E3279=DataInput!$B3278,DataInput!K3278,NA())","v":"NA"},null,null,"QLD Peak Downs (Rail)",null,null,null,null,false,null,null,{"$error":"#N/A"},{"$error":"#N/A"},{"$error":"#N/A"},{"$error":"#N/A"},{"$error":"#N/A"},{"$error":"#N/A"},{"$error":"#N/A"},{"$error":"#N/A"},{"$error":"#N/A"},{"$error":"#N/A"}]
[null,{"$f":"IF(DataInput!B3305=$B$8,IF($B$9=$B$10,TRUE,IF(DataInput!E3305=$B$9,TRUE,FALSE)))","v":true},null,null,{"$f":"IF(B3306=TRUE,DataInput!B3305,NA())","v":"QLD"},{"$f":"IF($E3306=DataInput!$B3305,DataInput!C3305,NA())","v":"QPRO"},{"$f":"IF($E3306=DataInput!$B3305,DataInput!D3305,NA())","v":"Proserpine"},{"$f":"IF($E3306=DataInput!$B3305,DataInput!E3305,NA())","v":"Ergon"},{"$f":"IF($E3306=DataInput!$B3305,DataInput!F3305,NA())","v":"Summer"},{"$f":"IF($E3306=DataInput!$B3305,DataInput!G3305,NA())","v":"Non-Coincident"},{"$f":"IF($E3306=DataInput!$B3305,DataInput!H3305,NA())","v":2021},{"$f":"IF($E3306=DataInput!$B3305,DataInput!I3305,NA())","v":"POE50"},{"$f":"IF($E3306=DataInput!$B3305,DataInput!J3305,NA())","v":61.797375558480702},{"$f":"IF($E3306=DataInput!$B3305,DataInput!K3305,NA())","v":0.77748484448367206},null,null,"QLD Proserpine",null,null,null,null,false,null,null,{"$error":"#N/A"},{"$error":"#N/A"},{"$error":"#N/A"},{"$error":"#N/A"},{"$error":"#N/A"},{"$error":"#N/A"},{"$error":"#N/A"},{"$error":"#N/A"},{"$error":"#N/A"},{"$error":"#N/A"}]
[null,{"$f":"IF(DataInput!B3339=$B$8,IF($B$9=$B$10,TRUE,IF(DataInput!E3339=$B$9,TRUE,FALSE)))","v":true},null,null,{"$f":"IF(B3340=TRUE,DataInput!B3339,NA())","v":"QLD"},{"$f":"IF($E3340=DataInput!$B3339,DataInput!C3339,NA())","v":"QPWD"},{"$f":"IF($E3340=DataInput!$B3339,DataInput!D3339,NA())","v":"Palmwoods"},{"$f":"IF($E3340=DataInput!$B3339,DataInput!E3339,NA())","v":"Energex"},{"$f":"IF($E3340=DataInput!$B3339,DataInput!F3339,NA())","v":"Summer"},{"$f":"IF($E3340=DataInput!$B3339,DataInput!G3339,NA())","v":"Non-Coincident"},{"$f":"IF($E3340=DataInput!$B3339,DataInput!H3339,NA())","v":2025},{"$f":"IF($E3340=DataInput!$B3339,DataInput!I3339,NA())","v":"POE10"},{"$f":"IF($E3340=DataInput!$B3339,DataInput!J3339,NA())","v":419.74985798876901},{"$f":"IF($E3340=DataInput!$B3339,DataInput!K3339,NA())","v":0.98041951690534401},null,null,{"$f":"IF(OR(ISERROR(E3340),ISERROR(G3340)),\"  \",E3340&\" \"&G3340)","v":"QLD Palmwoods"},null,null,null,null,{"$f":"IF(ISERROR(G3340),FALSE,IF($V$9=G3340,TRUE,FALSE))","v":false},null,null,{"$error":"#N/A"},{"$error":"#N/A"},{"$error":"#N/A"},{"$error":"#N/A"},{"$error":"#N/A"},{"$error":"#N/A"},{"$error":"#N/A"},{"$error":"#N/A"},{"$error":"#N/A"},{"$error":"#N/A"}]
[null,{"$f":"IF(DataInput!B3357=$B$8,IF($B$9=$B$10,TRUE,IF(DataInput!E3357=$B$9,TRUE,FALSE)))","v":true},null,null,{"$f":"IF(B3358=TRUE,DataInput!B3357,NA())","v":"QLD"},{"$f":"IF($E3358=DataInput!$B3357,DataInput!C3357,NA())","v":"QPWD"},{"$f":"IF($E3358=DataInput!$B3357,DataInput!D3357,NA())","v":"Palmwoods"},{"$f":"IF($E3358=DataInput!$B3357,DataInput!E3357,NA())","v":"Energex"},{"$f":"IF($E3358=DataInput!$B3357,DataInput!F3357,NA())","v":"Winter"},{"$f":"IF($E3358=DataInput!$B3357,DataInput!G3357,NA())","v":"Non-Coincident"},{"$f":"IF($E3358=DataInput!$B3357,DataInput!H3357,NA())","v":2022},{"$f":"IF($E3358=DataInput!$B3357,DataInput!I3357,NA())","v":"POE10"},{"$f":"IF($E3358=DataInput!$B3357,DataInput!J3357,NA())","v":320.34950150632898},{"$f":"IF($E3358=DataInput!$B3357,DataInput!K3357,NA())","v":1},null,null,"QLD Palmwoods",null,null,null,null,false,null,null,{"$error":"#N/A"},{"$error":"#N/A"},{"$error":"#N/A"},{"$error":"#N/A"},{"$error":"#N/A"},{"$error":"#N/A"},{"$error":"#N/A"},{"$error":"#N/A"},{"$error":"#N/A"},{"$error":"#N/A"}]
[null,{"$f":"IF(DataInput!B3388=$B$8,IF($B$9=$B$10,TRUE,IF(DataInput!E3388=$B$9,TRUE,FALSE)))","v":true},null,null,{"$f":"IF(B3389=TRUE,DataInput!B3388,NA())","v":"QLD"},{"$f":"IF($E3389=DataInput!$B3388,DataInput!C3388,NA())","v":"QQAH"},{"$f":"IF($E3389=DataInput!$B3388,DataInput!D3388,NA())","v":"Queensland Alumina Ltd (Gladstone South)"},{"$f":"IF($E3389=DataInput!$B3388,DataInput!E3388,NA())","v":"Powerlink"},{"$f":"IF($E3389=DataInput!$B3388,DataInput!F3388,NA())","v":"Summer"},{"$f":"IF($E3389=DataInput!$B3388,DataInput!G3388,NA())","v":"Non-Coincident"},{"$f":"IF($E3389=DataInput!$B3388,DataInput!H3388,NA())","v":2024},{"$f":"IF($E3389=DataInput!$B3388,DataInput!I3388,NA())","v":"POE50"},{"$f":"IF($E3389=DataInput!$B3388,DataInput!J3388,NA())","v":"NA"},{"$f":"IF($E3389=DataInput!$B3388,DataInput!K3388,NA())","v":"NA"},null,null,"QLD Queensland Alumina Ltd (Gladstone South)",null,null,null,null,false,null,null,{"$error":"#N/A"},{"$f":"IF($V3389=TRUE,F3389,NA())","v":{"$error":"#N/A"}},{"$f":"IF($V3389=TRUE,G3389,NA())","v":{"$error":"#N/A"}},{"$f":"IF($V3389=TRUE,H3389,NA())","v":{"$error":"#N/A"}},{"$f":"IF($V3389=TRUE,I3389,NA())","v":{"$error":"#N/A"}},{"$f":"IF($V3389=TRUE,J3389,NA())","v":{"$error":"#N/A"}},{"$f":"IF($V3389=TRUE,K3389,NA())","v":{"$error":"#N/A"}},{"$f":"IF($V3389=TRUE,L3389,NA())","v":{"$error":"#N/A"}},{"$f":"IF($V3389=TRUE,M3389,NA())","v":{"$error":"#N/A"}},{"$f":"IF($V3389=TRUE,N3389,NA())","v":{"$error":"#N/A"}}]
[null,{"$f":"IF(DataInput!B3432=$B$8,IF($B$9=$B$10,TRUE,IF(DataInput!E3432=$B$9,TRUE,FALSE)))","v":true},null,null,{"$f":"IF(B3433=TRUE,DataInput!B3432,NA())","v":"QLD"},{"$f":"IF($E3433=DataInput!$B3432,DataInput!C3432,NA())","v":"QQNH"},{"$f":"IF($E3433=DataInput!$B3432,DataInput!D3432,NA())","v":"Queensland Nickel (Yabulu)"},{"$f":"IF($E3433=DataInput!$B3432,DataInput!E3432,NA())","v":"Powerlink"},{"$f":"IF($E3433=DataInput!$B3432,DataInput!F3432,NA())","v":"Winter"},{"$f":"IF($E3433=DataInput!$B3432,DataInput!G3432,NA())","v":"Non-Coincident"},{"$f":"IF($E3433=DataInput!$B3432,DataInput!H3432,NA())","v":2017},{"$f":"IF($E3433=DataInput!$B3432,DataInput!I3432,NA())","v":"POE10"},{"$f":"IF($E3433=DataInput!$B3432,DataInput!J3432,NA())","v":"NA"},{"$f":"IF($E3433=DataInput!$B3432,DataInput!K3432,NA())","v":"NA"},null,null,"QLD Queensland Nickel (Yabulu)",null,null,null,null,false,null,null,{"$error":"#N/A"},{"$error":"#N/A"},{"$error":"#N/A"},{"$error":"#N/A"},{"$error":"#N/A"},{"$error":"#N/A"},{"$error":"#N/A"},{"$error":"#N/A"},{"$error":"#N/A"},{"$error":"#N/A"}]
[null,{"$f":"IF(DataInput!B3465=$B$8,IF($B$9=$B$10,TRUE,IF(DataInput!E3465=$B$9,TRUE,FALSE)))","v":true},null,null,{"$f":"IF(B3466=TRUE,DataInput!B3465,NA())","v":"QLD"},{"$f":"IF($E3466=DataInput!$B3465,DataInput!C3465,NA())","v":"QRBS"},{"$f":"IF($E3466=DataInput!$B3465,DataInput!D3465,NA())","v":"Runcorn"},{"$f":"IF($E3466=DataInput!$B3465,DataInput!E3465,NA())","v":"Energex"},{"$f":"IF($E3466=DataInput!$B3465,DataInput!F3465,NA())","v":"Summer"},{"$f":"IF($E3466=DataInput!$B3465,DataInput!G3465,NA())","v":"Non-Coincident"},{"$f":"IF($E3466=DataInput!$B3465,DataInput!H3465,NA())","v":2021},{"$f":"IF($E3466=DataInput!$B3465,DataInput!I3465,NA())","v":"POE50"},{"$f":"IF($E3466=DataInput!$B3465,DataInput!J3465,NA())","v":47.259910803682203},{"$f":"IF($E3466=DataInput!$B3465,DataInput!K3465,NA())","v":1},null,null,"QLD Runcorn",null,null,null,null,false,null,null,{"$error":"#N/A"},{"$error":"#N/A"},{"$error":"#N/A"},{"$error":"#N/A"},{"$error":"#N/A"},{"$error":"#N/A"},{"$error":"#N/A"},{"$error":"#N/A"},{"$error":"#N/A"},{"$error":"#N/A"}]
[null,{"$f":"IF(DataInput!B3496=$B$8,IF($B$9=$B$10,TRUE,IF(DataInput!E3496=$B$9,TRUE,FALSE)))","v":true},null,null,{"$f":"IF(B3497=TRUE,DataInput!B3496,NA())","v":"QLD"},{"$f":"IF($E3497=DataInput!$B3496,DataInput!C3496,NA())","v":"QRCK"},{"$f":"IF($E3497=DataInput!$B3496,DataInput!D3496,NA())","v":"Rocklands (Rail)"},{"$f":"IF($E3497=DataInput!$B3496,DataInput!E3496,NA())","v":"Powerlink"},{"$f":"IF($E3497=DataInput!$B3496,DataInput!F3496,NA())","v":"Summer"},{"$f":"IF($E3497=DataInput!$B3496,DataInput!G3496,NA())","v":"Non-Coincident"},{"$f":"IF($E3497=DataInput!$B3496,DataInput!H3496,NA())","v":2022},{"$f":"IF($E3497=DataInput!$B3496,DataInput!I3496,NA())","v":"POE10"},{"$f":"IF($E3497=DataInput!$B3496,DataInput!J3496,NA())","v":"NA"},{"$f":"IF($E3497=DataInput!$B3496,DataInput!K3496,NA())","v":"NA"},null,null,"QLD Rocklands (Rail)",null,null,null,null,false,null,null,{"$error":"#N/A"},{"$error":"#N/A"},{"$error":"#N/A"},{"$error":"#N/A"},{"$error":"#N/A"},{"$error":"#N/A"},{"$error":"#N/A"},{"$error":"#N/A"},{"$error":"#N/A"},{"$error":"#N/A"}]
[null,{"$f":"IF(DataInput!B3514=$B$8,IF($B$9=$B$10,TRUE,IF(DataInput!E3514=$B$9,TRUE,FALSE)))","v":true},null,null,{"$f":"IF(B3515=TRUE,DataInput!B3514,NA())","v":"QLD"},{"$f":"IF($E3515=DataInput!$B3514,DataInput!C3514,NA())","v":"QRCK"},{"$f":"IF($E3515=DataInput!$B3514,DataInput!D3514,NA())","v":"Rocklands (Rail)"},{"$f":"IF($E3515=DataInput!$B3514,DataInput!E3514,NA())","v":"Powerlink"},{"$f":"IF($E3515=DataInput!$B3514,DataInput!F3514,NA())","v":"Winter"},{"$f":"IF($E3515=DataInput!$B3514,DataInput!G3514,NA())","v":"Non-Coincident"},{"$f":"IF($E3515=DataInput!$B3514,DataInput!H3514,NA())","v":2019},{"$f":"IF($E3515=DataInput!$B3514,DataInput!I3514,NA())","v":"POE10"},{"$f":"IF($E3515=DataInput!$B3514,DataInput!J3514,NA())","v":"NA"},{"$f":"IF($E3515=DataInput!$B3514,DataInput!K3514,NA())","v":"NA"},null,null,"QLD Rocklands (Rail)",null,null,null,null,false,null,null,{"$error":"#N/A"},{"$error":"#N/A"},{"$error":"#N/A"},{"$error":"#N/A"},{"$error":"#N/A"},{"$error":"#N/A"},{"$error":"#N/A"},{"$error":"#N/A"},{"$error":"#N/A"},{"$error":"#N/A"}]
[null,{"$f":"IF(DataInput!B3555=$B$8,IF($B$9=$B$10,TRUE,IF(DataInput!E3555=$B$9,TRUE,FALSE)))","v":true},null,null,{"$f":"IF(B3556=TRUE,DataInput!B3555,NA())","v":"QLD"},{"$f":"IF($E3556=DataInput!$B3555,DataInput!C3555,NA())","v":"QRGL"},{"$f":"IF($E3556=DataInput!$B3555,DataInput!D3555,NA())","v":"Raglan"},{"$f":"IF($E3556=DataInput!$B3555,DataInput!E3555,NA())","v":"Powerlink"},{"$f":"IF($E3556=DataInput!$B3555,DataInput!F3555,NA())","v":"Winter"},{"$f":"IF($E3556=DataInput!$B3555,DataInput!G3555,NA())","v":"Non-Coincident"},{"$f":"IF($E3556=DataInput!$B3555,DataInput!H3555,NA())","v":2020},{"$f":"IF($E3556=DataInput!$B3555,DataInput!I3555,NA())","v":"POE10"},{"$f":"IF($E3556=DataInput!$B3555,DataInput!J3555,NA())","v":"NA"},{"$f":"IF($E3556=DataInput!$B3555,DataInput!K3555,NA())","v":"NA"},null,null,"QLD Raglan",null,null,null,null,false,null,null,{"$error":"#N/A"},{"$error":"#N/A"},{"$error":"#N/A"},{"$error":"#N/A"},{"$error":"#N/A"},{"$error":"#N/A"},{"$error":"#N/A"},{"$error":"#N/A"},{"$error":"#N/A"},{"$error":"#N/A"}]
[null,{"$f":"IF(DataInput!B3575=$B$8,IF($B$9=$B$10,TRUE,IF(DataInput!E3575=$B$9,TRUE,FALSE)))","v":true},null,null,{"$f":"IF(B3576=TRUE,DataInput!B3575,NA())","v":"QLD"},{"$f":"IF($E3576=DataInput!$B3575,DataInput!C3575,NA())","v":"QRLD"},{"$f":"IF($E3576=DataInput!$B3575,DataInput!D3575,NA())","v":"Richlands"},{"$f":"IF($E3576=DataInput!$B3575,DataInput!E3575,NA())","v":"Energex"},{"$f":"IF($E3576=DataInput!$B3575,DataInput!F3575,NA())","v":"Summer"},{"$f":"IF($E3576=DataInput!$B3575,DataInput!G3575,NA())","v":"Non-Coincident"},{"$f":"IF($E3576=DataInput!$B3575,DataInput!H3575,NA())","v":2021},{"$f":"IF($E3576=DataInput!$B3575,DataInput!I3575,NA())","v":"POE10"},{"$f":"IF($E3576=DataInput!$B3575,DataInput!J3575,NA())","v":97.907152671553007},{"$f":"IF($E3576=DataInput!$B3575,DataInput!K3575,NA())","v":0.96800415951894203},null,null,"QLD Richlands",null,null,null,null,false,null,null,{"$error":"#N/A"},{"$error":"#N/A"},{"$error":"#N/A"},{"$error":"#N/A"},{"$error":"#N/A"},{"$error":"#N/A"},{"$error":"#N/A"},{"$error":"#N/A"},{"$error":"#N/A"},{"$error":"#N/A"}]
[null,{"$f":"IF(DataInput!B3593=$B$8,IF($B$9=$B$10,TRUE,IF(DataInput!E3593=$B$9,TRUE,FALSE)))","v":true},null,null,{"$f":"IF(B3594=TRUE,DataInput!B3593,NA())","v":"QLD"},{"$f":"IF($E3594=DataInput!$B3593,DataInput!C3593,NA())","v":"QRLD"},{"$f":"IF($E3594=DataInput!$B3593,DataInput!D3593,NA())","v":"Richlands"},{"$f":"IF($E3594=DataInput!$B3593,DataInput!E3593,NA())","v":"Energex"},{"$f":"IF($E3594=DataInput!$B3593,DataInput!F3593,NA())","v":"Winter"},{"$f":"IF($E3594=DataInput!$B3593,DataInput!G3593,NA())","v":"Non-Coincident"},{"$f":"IF($E3594=DataInput!$B3593,DataInput!H3593,NA())","v":2018},{"$f":"IF($E3594=DataInput!$B3593,DataInput!I3593,NA())","v":"POE10"},{"$f":"IF($E3594=DataInput!$B3593,DataInput!J3593,NA())","v":92.081981559620601},{"$f":"IF($E3594=DataInput!$B3593,DataInput!K3593,NA())","v":0.96462078256900496},null,null,"QLD Richlands",null,null,null,null,false,null,null,{"$error":"#N/A"},{"$error":"#N/A"},{"$error":"#N/A"},{"$error":"#N/A"},{"$error":"#N/A"},{"$error":"#N/A"},{"$error":"#N/A"},{"$error":"#N/A"},{"$error":"#N/A"},{"$error":"#N/A"}]
[null,{"$f":"IF(DataInput!B3624=$B$8,IF($B$9=$B$10,TRUE,IF(DataInput!E3624=$B$9,TRUE,FALSE)))","v":true},null,null,{"$f":"IF(B3625=TRUE,DataInput!B3624,NA())","v":"QLD"},{"$f":"IF($E3625=DataInput!$B3624,DataInput!C3624,NA())","v":"QRLE"},{"$f":"IF($E3625=DataInput!$B3624,DataInput!D3624,NA())","v":"Rocklea (Archerfield)"},{"$f":"IF($E3625=DataInput!$B3624,DataInput!E3624,NA())","v":"Energex"},{"$f":"IF($E3625=DataInput!$B3624,DataInput!F3624,NA())","v":"Summer"},{"$f":"IF($E3625=DataInput!$B3624,DataInput!G3624,NA())","v":"Non-Coincident"},{"$f":"IF($E3625=DataInput!$B3624,DataInput!H3624,NA())","v":2020},{"$f":"IF($E3625=DataInput!$B3624,DataInput!I3624,NA())","v":"POE50"},{"$f":"IF($E3625=DataInput!$B3624,DataInput!J3624,NA())","v":176.87309976418101},{"$f":"IF($E3625=DataInput!$B3624,DataInput!K3624,NA())","v":0.98664427188111303},null,null,"QLD Rocklea (Archerfield)",null,null,null,null,false,null,null,{"$error":"#N/A"},{"$error":"#N/A"},{"$error":"#N/A"},{"$error":"#N/A"},{"$error":"#N/A"},{"$error":"#N/A"},{"$error":"#N/A"},{"$error":"#N/A"},{"$error":"#N/A"},{"$error":"#N/A"}]
[null,{"$f":"IF(DataInput!B3654=$B$8,IF($B$9=$B$10,TRUE,IF(DataInput!E3654=$B$9,TRUE,FALSE)))","v":true},null,null,{"$f":"IF(B3655=TRUE,DataInput!B3654,NA())","v":"QLD"},{"$f":"IF($E3655=DataInput!$B3654,DataInput!C3654,NA())","v":"QROS"},{"$f":"IF($E3655=DataInput!$B3654,DataInput!D3654,NA())","v":"Ross"},{"$f":"IF($E3655=DataInput!$B3654,DataInput!E3654,NA())","v":"Ergon"},{"$f":"IF($E3655=DataInput!$B3654,DataInput!F3654,NA())","v":"Summer"},{"$f":"IF($E3655=DataInput!$B3654,DataInput!G3654,NA())","v":"Non-Coincident"},{"$f":"IF($E3655=DataInput!$B3654,DataInput!H3654,NA())","v":2020},{"$f":"IF($E3655=DataInput!$B3654,DataInput!I3654,NA())","v":"POE10"},{"$f":"IF($E3655=DataInput!$B3654,DataInput!J3654,NA())","v":42.449590406866598},{"$f":"IF($E3655=DataInput!$B3654,DataInput!K3654,NA())","v":0.93492517491372595},null,null,"QLD Ross",null,null,null,null,false,null,null,{"$error":"#N/A"},{"$error":"#N/A"},{"$error":"#N/A"},{"$error":"#N/A"},{"$error":"#N/A"},{"$error":"#N/A"},{"$error":"#N/A"},{"$error":"#N/A"},{"$error":"#N/A"},{"$error":"#N/A"}]
[null,{"$f":"IF(DataInput!B3701=$B$8,IF($B$9=$B$10,TRUE,IF(DataInput!E3701=$B$9,TRUE,FALSE)))","v":true},null,null,{"$f":"IF(B3702=TRUE,DataInput!B3701,NA())","v":"QLD"},{"$f":"IF($E3702=DataInput!$B3701,DataInput!C3701,NA())","v":"QRPN"},{"$f":"IF($E3702=DataInput!$B3701,DataInput!D3701,NA())","v":"Redbank Plains"},{"$f":"IF($E3702=DataInput!$B3701,DataInput!E3701,NA())","v":"Energex"},{"$f":"IF($E3702=DataInput!$B3701,DataInput!F3701,NA())","v":"Summer"},{"$f":"IF($E3702=DataInput!$B3701,DataInput!G3701,NA())","v":"Non-Coincident"},{"$f":"IF($E3702=DataInput!$B3701,DataInput!H3701,NA())","v":2017},{"$f":"IF($E3702=DataInput!$B3701,DataInput!I3701,NA())","v":"POE50"},{"$f":"IF($E3702=DataInput!$B3701,DataInput!J3701,NA())","v":19.171358556010698},{"$f":"IF($E3702=DataInput!$B3701,DataInput!K3701,NA())","v":0.91085087756098104},null,null,"QLD Redbank Plains",null,null,null,null,false,null,null,{"$error":"#N/A"},{"$error":"#N/A"},{"$error":"#N/A"},{"$error":"#N/A"},{"$error":"#N/A"},{"$error":"#N/A"},{"$error":"#N/A"},{"$error":"#N/A"},{"$error":"#N/A"},{"$error":"#N/A"}]
[null,{"$f":"IF(DataInput!B3703=$B$8,IF($B$9=$B$10,TRUE,IF(DataInput!E3703=$B$9,TRUE,FALSE)))","v":true},null,null,{"$f":"IF(B3704=TRUE,DataInput!B3703,NA())","v":"QLD"},{"$f":"IF($E3704=DataInput!$B3703,DataInput!C3703,NA())","v":"QRPN"},{"$f":"IF($E3704=DataInput!$B3703,DataInput!D3703,NA())","v":"Redbank Plains"},{"$f":"IF($E3704=DataInput!$B3703,DataInput!E3703,NA())","v":"Energex"},{"$f":"IF($E3704=DataInput!$B3703,DataInput!F3703,NA())","v":"Summer"},{"$f":"IF($E3704=DataInput!$B3703,DataInput!G3703,NA())","v":"Non-Coincident"},{"$f":"IF($E3704=DataInput!$B3703,DataInput!H3703,NA())","v":2019},{"$f":"IF($E3704=DataInput!$B3703,DataInput!I3703,NA())","v":"POE50"},{"$f":"IF($E3704=DataInput!$B3703,DataInput!J3703,NA())","v":18.781815048139901},{"$f":"IF($E3704=DataInput!$B3703,DataInput!K3703,NA())","v":0.91095862701111896},null,null,"QLD Redbank Plains",null,null,null,null,false,null,null,{"$error":"#N/A"},{"$error":"#N/A"},{"$error":"#N/A"},{"$error":"#N/A"},{"$error":"#N/A"},{"$error":"#N/A"},{"$error":"#N/A"},{"$error":"#N/A"},{"$error":"#N/A"},{"$error":"#N/A"}]
[null,{"$f":"IF(DataInput!B3750=$B$8,IF($B$9=$B$10,TRUE,IF(DataInput!E3750=$B$9,TRUE,FALSE)))","v":true},null,null,{"$f":"IF(B3751=TRUE,DataInput!B3750,NA())","v":"QLD"},{"$f":"IF($E3751=DataInput!$B3750,DataInput!C3750,NA())","v":"QSPN"},{"$f":"IF($E3751=DataInput!$B3750,DataInput!D3750,NA())","v":"South Pine"},{"$f":"IF($E3751=DataInput!$B3750,DataInput!E3750,NA())","v":"Energex"},{"$f":"IF($E3751=DataInput!$B3750,DataInput!F3750,NA())","v":"Summer"},{"$f":"IF($E3751=DataInput!$B3750,DataInput!G3750,NA())","v":"Non-Coincident"},{"$f":"IF($E3751=DataInput!$B3750,DataInput!H3750,NA())","v":2026},{"$f":"IF($E3751=DataInput!$B3750,DataInput!I3750,NA())","v":"POE50"},{"$f":"IF($E3751=DataInput!$B3750,DataInput!J3750,NA())","v":882.68532992345604},{"$f":"IF($E3751=DataInput!$B3750,DataInput!K3750,NA())","v":1},null,null,"QLD South Pine",null,null,null,null,false,null,null,{"$error":"#N/A"},{"$error":"#N/A"},{"$error":"#N/A"},{"$error":"#N/A"},{"$error":"#N/A"},{"$error":"#N/A"},{"$error":"#N/A"},{"$error":"#N/A"},{"$error":"#N/A"},{"$error":"#N/A"}]
[null,{"$f":"IF(DataInput!B3777=$B$8,IF($B$9=$B$10,TRUE,IF(DataInput!E3777=$B$9,TRUE,FALSE)))","v":true},null,null,{"$f":"IF(B3778=TRUE,DataInput!B3777,NA())","v":"QLD"},{"$f":"IF($E3778=DataInput!$B3777,DataInput!C3777,NA())","v":"QSUM"},{"$f":"IF($E3778=DataInput!$B3777,DataInput!D3777,NA())","v":"Sumner"},{"$f":"IF($E3778=DataInput!$B3777,DataInput!E3777,NA())","v":"Energex"},{"$f":"IF($E3778=DataInput!$B3777,DataInput!F3777,NA())","v":"Summer"},{"$f":"IF($E3778=DataInput!$B3777,DataInput!G3777,NA())","v":"Non-Coincident"},{"$f":"IF($E3778=DataInput!$B3777,DataInput!H3777,NA())","v":2023},{"$f":"IF($E3778=DataInput!$B3777,DataInput!I3777,NA())","v":"POE10"},{"$f":"IF($E3778=DataInput!$B3777,DataInput!J3777,NA())","v":40.754779960687799},{"$f":"IF($E3778=DataInput!$B3777,DataInput!K3777,NA())","v":1},null,null,"QLD Sumner",null,null,null,null,false,null,null,{"$error":"#N/A"},{"$error":"#N/A"},{"$error":"#N/A"},{"$error":"#N/A"},{"$error":"#N/A"},{"$error":"#N/A"},{"$error":"#N/A"},{"$error":"#N/A"},{"$error":"#N/A"},{"$error":"#N/A"}]
[null,{"$f":"IF(DataInput!B3798=$B$8,IF($B$9=$B$10,TRUE,IF(DataInput!E3798=$B$9,TRUE,FALSE)))","v":true},null,null,{"$f":"IF(B3799=TRUE,DataInput!B3798,NA())","v":"QLD"},{"$f":"IF($E3799=DataInput!$B3798,DataInput!C3798,NA())","v":"QSUM"},{"$f":"IF($E3799=DataInput!$B3798,DataInput!D3798,NA())","v":"Sumner"},{"$f":"IF($E3799=DataInput!$B3798,DataInput!E3798,NA())","v":"Energex"},{"$f":"IF($E3799=DataInput!$B3798,DataInput!F3798,NA())","v":"Winter"},{"$f":"IF($E3799=DataInput!$B3798,DataInput!G3798,NA())","v":"Non-Coincident"},{"$f":"IF($E3799=DataInput!$B3798,DataInput!H3798,NA())","v":2023},{"$f":"IF($E3799=DataInput!$B3798,DataInput!I3798,NA())","v":"POE10"},{"$f":"IF($E3799=DataInput!$B3798,DataInput!J3798,NA())","v":28.916931103242899},{"$f":"IF($E3799=DataInput!$B3798,DataInput!K3798,NA())","v":1},null,null,"QLD Sumner",null,null,null,null,false,null,null,{"$error":"#N/A"},{"$error":"#N/A"},{"$error":"#N/A"},{"$error":"#N/A"},{"$error":"#N/A"},{"$error":"#N/A"},{"$error":"#N/A"},{"$error":"#N/A"},{"$error":"#N/A"},{"$error":"#N/A"}]
[null,{"$f":"IF(DataInput!B3829=$B$8,IF($B$9=$B$10,TRUE,IF(DataInput!E3829=$B$9,TRUE,FALSE)))","v":true},null,null,{"$f":"IF(B3830=TRUE,DataInput!B3829,NA())","v":"QLD"},{"$f":"IF($E3830=DataInput!$B3829,DataInput!C3829,NA())","v":"QSYC"},{"$f":"IF($E3830=DataInput!$B3829,DataInput!D3829,NA())","v":"Stony Creek"},{"$f":"IF($E3830=DataInput!$B3829,DataInput!E3829,NA())","v":"Ergon"},{"$f":"IF($E3830=DataInput!$B3829,DataInput!F3829,NA())","v":"Summer"},{"$f":"IF($E3830=DataInput!$B3829,DataInput!G3829,NA())","v":"Non-Coincident"},{"$f":"IF($E3830=DataInput!$B3829,DataInput!H3829,NA())","v":2025},{"$f":"IF($E3830=DataInput!$B3829,DataInput!I3829,NA())","v":"POE50"},{"$f":"IF($E3830=DataInput!$B3829,DataInput!J3829,NA())","v":2.7818800839909898},{"$f":"IF($E3830=DataInput!$B3829,DataInput!K3829,NA())","v":0.194167092072588},null,null,"QLD Stony Creek",null,null,null,null,false,null,null,{"$error":"#N/A"},{"$error":"#N/A"},{"$error":"#N/A"},{"$error":"#N/A"},{"$error":"#N/A"},{"$error":"#N/A"},{"$error":"#N/A"},{"$error":"#N/A"},{"$error":"#N/A"},{"$error":"#N/A"}]
[null,{"$f":"IF(DataInput!B3860=$B$8,IF($B$9=$B$10,TRUE,IF(DataInput!E3860=$B$9,TRUE,FALSE)))","v":true},null,null,{"$f":"IF(B3861=TRUE,DataInput!B3860,NA())","v":"QLD"},{"$f":"IF($E3861=DataInput!$B3860,DataInput!C3860,NA())","v":"QTBC"},{"$f":"IF($E3861=DataInput!$B3860,DataInput!D3860,NA())","v":"Teebar Creek"},{"$f":"IF($E3861=DataInput!$B3860,DataInput!E3860,NA())","v":"Ergon"},{"$f":"IF($E3861=DataInput!$B3860,DataInput!F3860,NA())","v":"Summer"},{"$f":"IF($E3861=DataInput!$B3860,DataInput!G3860,NA())","v":"Non-Coincident"},{"$f":"IF($E3861=DataInput!$B3860,DataInput!H3860,NA())","v":2026},{"$f":"IF($E3861=DataInput!$B3860,DataInput!I3860,NA())","v":"POE10"},{"$f":"IF($E3861=DataInput!$B3860,DataInput!J3860,NA())","v":111.063867494215},{"$f":"IF($E3861=DataInput!$B3860,DataInput!K3860,NA())","v":0.81542161311177697},null,null,"QLD Teebar Creek",null,null,null,null,false,null,null,{"$error":"#N/A"},{"$error":"#N/A"},{"$error":"#N/A"},{"$error":"#N/A"},{"$error":"#N/A"},{"$error":"#N/A"},{"$error":"#N/A"},{"$error":"#N/A"},{"$error":"#N/A"},{"$error":"#N/A"}]
[null,{"$f":"IF(DataInput!B3876=$B$8,IF($B$9=$B$10,TRUE,IF(DataInput!E3876=$B$9,TRUE,FALSE)))","v":true},null,null,{"$f":"IF(B3877=TRUE,DataInput!B3876,NA())","v":"QLD"},{"$f":"IF($E3877=DataInput!$B3876,DataInput!C3876,NA())","v":"QTBC"},{"$f":"IF($E3877=DataInput!$B3876,DataInput!D3876,NA())","v":"Teebar Creek"},{"$f":"IF($E3877=DataInput!$B3876,DataInput!E3876,NA())","v":"Ergon"},{"$f":"IF($E3877=DataInput!$B3876,DataInput!F3876,NA())","v":"Winter"},{"$f":"IF($E3877=DataInput!$B3876,DataInput!G3876,NA())","v":"Non-Coincident"},{"$f":"IF($E3877=DataInput!$B3876,DataInput!H3876,NA())","v":2021},{"$f":"IF($E3877=DataInput!$B3876,DataInput!I3876,NA())","v":"POE10"},{"$f":"IF($E3877=DataInput!$B3876,DataInput!J3876,NA())","v":97.610374849258505},{"$f":"IF($E3877=DataInput!$B3876,DataInput!K3876,NA())","v":0.795021459822567},null,null,"QLD Teebar Creek",null,null,null,null,false,null,null,{"$error":"#N/A"},{"$error":"#N/A"},{"$error":"#N/A"},{"$error":"#N/A"},{"$error":"#N/A"},{"$error":"#N/A"},{"$error":"#N/A"},{"$error":"#N/A"},{"$error":"#N/A"},{"$error":"#N/A"}]
[null,{"$f":"IF(DataInput!B3908=$B$8,IF($B$9=$B$10,TRUE,IF(DataInput!E3908=$B$9,TRUE,FALSE)))","v":true},null,null,{"$f":"IF(B3909=TRUE,DataInput!B3908,NA())","v":"QLD"},{"$f":"IF($E3909=DataInput!$B3908,DataInput!C3908,NA())","v":"QTKM"},{"$f":"IF($E3909=DataInput!$B3908,DataInput!D3908,NA())","v":"Tangkam (Dalby)"},{"$f":"IF($E3909=DataInput!$B3908,DataInput!E3908,NA())","v":"Ergon"},{"$f":"IF($E3909=DataInput!$B3908,DataInput!F3908,NA())","v":"Summer"},{"$f":"IF($E3909=DataInput!$B3908,DataInput!G3908,NA())","v":"Non-Coincident"},{"$f":"IF($E3909=DataInput!$B3908,DataInput!H3908,NA())","v":2024},{"$f":"IF($E3909=DataInput!$B3908,DataInput!I3908,NA())","v":"POE50"},{"$f":"IF($E3909=DataInput!$B3908,DataInput!J3908,NA())","v":29.1916848994437},{"$f":"IF($E3909=DataInput!$B3908,DataInput!K3908,NA())","v":0.95558774780242695},null,null,"QLD Tangkam (Dalby)",null,null,null,null,false,null,null,{"$error":"#N/A"},{"$error":"#N/A"},{"$error":"#N/A"},{"$error":"#N/A"},{"$error":"#N/A"},{"$error":"#N/A"},{"$error":"#N/A"},{"$error":"#N/A"},{"$error":"#N/A"},{"$error":"#N/A"}]
[null,{"$f":"IF(DataInput!B3939=$B$8,IF($B$9=$B$10,TRUE,IF(DataInput!E3939=$B$9,TRUE,FALSE)))","v":true},null,null,{"$f":"IF(B3940=TRUE,DataInput!B3939,NA())","v":"QLD"},{"$f":"IF($E3940=DataInput!$B3939,DataInput!C3939,NA())","v":"QTLL"},{"$f":"IF($E3940=DataInput!$B3939,DataInput!D3939,NA())","v":"Tully"},{"$f":"IF($E3940=DataInput!$B3939,DataInput!E3939,NA())","v":"Ergon"},{"$f":"IF($E3940=DataInput!$B3939,DataInput!F3939,NA())","v":"Summer"},{"$f":"IF($E3940=DataInput!$B3939,DataInput!G3939,NA())","v":"Non-Coincident"},{"$f":"IF($E3940=DataInput!$B3939,DataInput!H3939,NA())","v":2025},{"$f":"IF($E3940=DataInput!$B3939,DataInput!I3939,NA())","v":"POE10"},{"$f":"IF($E3940=DataInput!$B3939,DataInput!J3939,NA())","v":16.267549862350499},{"$f":"IF($E3940=DataInput!$B3939,DataInput!K3939,NA())","v":0.81500210928995898},null,null,"QLD Tully",null,null,null,null,false,null,null,{"$error":"#N/A"},{"$error":"#N/A"},{"$error":"#N/A"},{"$error":"#N/A"},{"$error":"#N/A"},{"$error":"#N/A"},{"$error":"#N/A"},{"$error":"#N/A"},{"$error":"#N/A"},{"$error":"#N/A"}]
[null,{"$f":"IF(DataInput!B3986=$B$8,IF($B$9=$B$10,TRUE,IF(DataInput!E3986=$B$9,TRUE,FALSE)))","v":true},null,null,{"$f":"IF(B3987=TRUE,DataInput!B3986,NA())","v":"QLD"},{"$f":"IF($E3987=DataInput!$B3986,DataInput!C3986,NA())","v":"QTNN"},{"$f":"IF($E3987=DataInput!$B3986,DataInput!D3986,NA())","v":"Tennyson (Rail)"},{"$f":"IF($E3987=DataInput!$B3986,DataInput!E3986,NA())","v":"Powerlink"},{"$f":"IF($E3987=DataInput!$B3986,DataInput!F3986,NA())","v":"Summer"},{"$f":"IF($E3987=DataInput!$B3986,DataInput!G3986,NA())","v":"Non-Coincident"},{"$f":"IF($E3987=DataInput!$B3986,DataInput!H3986,NA())","v":2022},{"$f":"IF($E3987=DataInput!$B3986,DataInput!I3986,NA())","v":"POE50"},{"$f":"IF($E3987=DataInput!$B3986,DataInput!J3986,NA())","v":"NA"},{"$f":"IF($E3987=DataInput!$B3986,DataInput!K3986,NA())","v":"NA"},null,null,"QLD Tennyson (Rail)",null,null,null,null,false,null,null,{"$error":"#N/A"},{"$error":"#N/A"},{"$error":"#N/A"},{"$error":"#N/A"},{"$error":"#N/A"},{"$error":"#N/A"},{"$error":"#N/A"},{"$error":"#N/A"},{"$error":"#N/A"},{"$error":"#N/A"}]
[null,{"$f":"IF(DataInput!B3999=$B$8,IF($B$9=$B$10,TRUE,IF(DataInput!E3999=$B$9,TRUE,FALSE)))","v":true},null,null,{"$f":"IF(B4000=TRUE,DataInput!B3999,NA())","v":"QLD"},{"$f":"IF($E4000=DataInput!$B3999,DataInput!C3999,NA())","v":"QTNN"},{"$f":"IF($E4000=DataInput!$B3999,DataInput!D3999,NA())","v":"Tennyson (Rail)"},{"$f":"IF($E4000=DataInput!$B3999,DataInput!E3999,NA())","v":"Powerlink"},{"$f":"IF($E4000=DataInput!$B3999,DataInput!F3999,NA())","v":"Winter"},{"$f":"IF($E4000=DataInput!$B3999,DataInput!G3999,NA())","v":"Non-Coincident"},{"$f":"IF($E4000=DataInput!$B3999,DataInput!H3999,NA())","v":2024},{"$f":"IF($E4000=DataInput!$B3999,DataInput!I3999,NA())","v":"POE10"},{"$f":"IF($E4000=DataInput!$B3999,DataInput!J3999,NA())","v":"NA"},{"$f":"IF($E4000=DataInput!$B3999,DataInput!K3999,NA())","v":"NA"},null,null,"QLD Tennyson (Rail)",null,null,null,null,false,null,null,{"$error":"#N/A"},{"$error":"#N/A"},{"$error":"#N/A"},{"$error":"#N/A"},{"$error":"#N/A"},{"$error":"#N/A"},{"$error":"#N/A"},{"$error":"#N/A"},{"$error":"#N/A"},{"$error":"#N/A"}]
[null,{"$f":"IF(DataInput!B4034=$B$8,IF($B$9=$B$10,TRUE,IF(DataInput!E4034=$B$9,TRUE,FALSE)))","v":true},null,null,{"$f":"IF(B4035=TRUE,DataInput!B4034,NA())","v":"QLD"},{"$f":"IF($E4035=DataInput!$B4034,DataInput!C4034,NA())","v":"QTNS"},{"$f":"IF($E4035=DataInput!$B4034,DataInput!D4034,NA())","v":"Tennyson"},{"$f":"IF($E4035=DataInput!$B4034,DataInput!E4034,NA())","v":"Energex"},{"$f":"IF($E4035=DataInput!$B4034,DataInput!F4034,NA())","v":"Winter"},{"$f":"IF($E4035=DataInput!$B4034,DataInput!G4034,NA())","v":"Non-Coincident"},{"$f":"IF($E4035=DataInput!$B4034,DataInput!H4034,NA())","v":2019},{"$f":"IF($E4035=DataInput!$B4034,DataInput!I4034,NA())","v":"POE10"},{"$f":"IF($E4035=DataInput!$B4034,DataInput!J4034,NA())","v":161.60732352097901},{"$f":"IF($E4035=DataInput!$B4034,DataInput!K4034,NA())","v":1},null,null,"QLD Tennyson",null,null,null,null,false,null,null,{"$error":"#N/A"},{"$error":"#N/A"},{"$error":"#N/A"},{"$error":"#N/A"},{"$error":"#N/A"},{"$error":"#N/A"},{"$error":"#N/A"},{"$error":"#N/A"},{"$error":"#N/A"},{"$error":"#N/A"}]
[null,{"$f":"IF(DataInput!B4065=$B$8,IF($B$9=$B$10,TRUE,IF(DataInput!E4065=$B$9,TRUE,FALSE)))","v":true},null,null,{"$f":"IF(B4066=TRUE,DataInput!B4065,NA())","v":"QLD"},{"$f":"IF($E4066=DataInput!$B4065,DataInput!C4065,NA())","v":"QTRL"},{"$f":"IF($E4066=DataInput!$B4065,DataInput!D4065,NA())","v":"Tarong"},{"$f":"IF($E4066=DataInput!$B4065,DataInput!E4065,NA())","v":"Ergon"},{"$f":"IF($E4066=DataInput!$B4065,DataInput!F4065,NA())","v":"Summer"},{"$f":"IF($E4066=DataInput!$B4065,DataInput!G4065,NA())","v":"Non-Coincident"},{"$f":"IF($E4066=DataInput!$B4065,DataInput!H4065,NA())","v":2021},{"$f":"IF($E4066=DataInput!$B4065,DataInput!I4065,NA())","v":"POE50"},{"$f":"IF($E4066=DataInput!$B4065,DataInput!J4065,NA())","v":39.331280112944597},{"$f":"IF($E4066=DataInput!$B4065,DataInput!K4065,NA())","v":0.93494959928348398},null,null,"QLD Tarong",null,null,null,null,false,null,null,{"$error":"#N/A"},{"$error":"#N/A"},{"$error":"#N/A"},{"$error":"#N/A"},{"$error":"#N/A"},{"$error":"#N/A"},{"$error":"#N/A"},{"$error":"#N/A"},{"$error":"#N/A"},{"$error":"#N/A"}]
[null,{"$f":"IF(DataInput!B4096=$B$8,IF($B$9=$B$10,TRUE,IF(DataInput!E4096=$B$9,TRUE,FALSE)))","v":true},null,null,{"$f":"IF(B4097=TRUE,DataInput!B4096,NA())","v":"QLD"},{"$f":"IF($E4097=DataInput!$B4096,DataInput!C4096,NA())","v":"QTUH"},{"$f":"IF($E4097=DataInput!$B4096,DataInput!D4096,NA())","v":"Turkinje (Craiglee)"},{"$f":"IF($E4097=DataInput!$B4096,DataInput!E4096,NA())","v":"Ergon"},{"$f":"IF($E4097=DataInput!$B4096,DataInput!F4096,NA())","v":"Summer"},{"$f":"IF($E4097=DataInput!$B4096,DataInput!G4096,NA())","v":"Non-Coincident"},{"$f":"IF($E4097=DataInput!$B4096,DataInput!H4096,NA())","v":2022},{"$f":"IF($E4097=DataInput!$B4096,DataInput!I4096,NA())","v":"POE10"},{"$f":"IF($E4097=DataInput!$B4096,DataInput!J4096,NA())","v":24.8700148715367},{"$f":"IF($E4097=DataInput!$B4096,DataInput!K4096,NA())","v":0.87996522513581699},null,null,"QLD Turkinje (Craiglee)",null,null,null,null,false,null,null,{"$error":"#N/A"},{"$error":"#N/A"},{"$error":"#N/A"},{"$error":"#N/A"},{"$error":"#N/A"},{"$error":"#N/A"},{"$error":"#N/A"},{"$error":"#N/A"},{"$error":"#N/A"},{"$error":"#N/A"}]
[null,{"$f":"IF(DataInput!B4126=$B$8,IF($B$9=$B$10,TRUE,IF(DataInput!E4126=$B$9,TRUE,FALSE)))","v":true},null,null,{"$f":"IF(B4127=TRUE,DataInput!B4126,NA())","v":"QLD"},{"$f":"IF($E4127=DataInput!$B4126,DataInput!C4126,NA())","v":"QTUH"},{"$f":"IF($E4127=DataInput!$B4126,DataInput!D4126,NA())","v":"Turkinje (Craiglee)"},{"$f":"IF($E4127=DataInput!$B4126,DataInput!E4126,NA())","v":"Ergon"},{"$f":"IF($E4127=DataInput!$B4126,DataInput!F4126,NA())","v":"Winter"},{"$f":"IF($E4127=DataInput!$B4126,DataInput!G4126,NA())","v":"Non-Coincident"},{"$f":"IF($E4127=DataInput!$B4126,DataInput!H4126,NA())","v":2021},{"$f":"IF($E4127=DataInput!$B4126,DataInput!I4126,NA())","v":"POE50"},{"$f":"IF($E4127=DataInput!$B4126,DataInput!J4126,NA())","v":17.764482603153599},{"$f":"IF($E4127=DataInput!$B4126,DataInput!K4126,NA())","v":1},null,null,"QLD Turkinje (Craiglee)",null,null,null,null,false,null,null,{"$error":"#N/A"},{"$error":"#N/A"},{"$error":"#N/A"},{"$error":"#N/A"},{"$error":"#N/A"},{"$error":"#N/A"},{"$error":"#N/A"},{"$error":"#N/A"},{"$error":"#N/A"},{"$error":"#N/A"}]
[null,{"$f":"IF(DataInput!B4144=$B$8,IF($B$9=$B$10,TRUE,IF(DataInput!E4144=$B$9,TRUE,FALSE)))","v":true},null,null,{"$f":"IF(B4145=TRUE,DataInput!B4144,NA())","v":"QLD"},{"$f":"IF($E4145=DataInput!$B4144,DataInput!C4144,NA())","v":"QTUL"},{"$f":"IF($E4145=DataInput!$B4144,DataInput!D4144,NA())","v":"Turkinje"},{"$f":"IF($E4145=DataInput!$B4144,DataInput!E4144,NA())","v":"Ergon"},{"$f":"IF($E4145=DataInput!$B4144,DataInput!F4144,NA())","v":"Summer"},{"$f":"IF($E4145=DataInput!$B4144,DataInput!G4144,NA())","v":"Non-Coincident"},{"$f":"IF($E4145=DataInput!$B4144,DataInput!H4144,NA())","v":2020},{"$f":"IF($E4145=DataInput!$B4144,DataInput!I4144,NA())","v":"POE50"},{"$f":"IF($E4145=DataInput!$B4144,DataInput!J4144,NA())","v":72.174522933828598},{"$f":"IF($E4145=DataInput!$B4144,DataInput!K4144,NA())","v":0.714913542869406},null,null,"QLD Turkinje",null,null,null,null,false,null,null,{"$error":"#N/A"},{"$error":"#N/A"},{"$error":"#N/A"},{"$error":"#N/A"},{"$error":"#N/A"},{"$error":"#N/A"},{"$error":"#N/A"},{"$error":"#N/A"},{"$error":"#N/A"},{"$error":"#N/A"}]
[null,{"$f":"IF(DataInput!B4162=$B$8,IF($B$9=$B$10,TRUE,IF(DataInput!E4162=$B$9,TRUE,FALSE)))","v":true},null,null,{"$f":"IF(B4163=TRUE,DataInput!B4162,NA())","v":"QLD"},{"$f":"IF($E4163=DataInput!$B4162,DataInput!C4162,NA())","v":"QTUL"},{"$f":"IF($E4163=DataInput!$B4162,DataInput!D4162,NA())","v":"Turkinje"},{"$f":"IF($E4163=DataInput!$B4162,DataInput!E4162,NA())","v":"Ergon"},{"$f":"IF($E4163=DataInput!$B4162,DataInput!F4162,NA())","v":"Winter"},{"$f":"IF($E4163=DataInput!$B4162,DataInput!G4162,NA())","v":"Non-Coincident"},{"$f":"IF($E4163=DataInput!$B4162,DataInput!H4162,NA())","v":2017},{"$f":"IF($E4163=DataInput!$B4162,DataInput!I4162,NA())","v":"POE50"},{"$f":"IF($E4163=DataInput!$B4162,DataInput!J4162,NA())","v":65.932818491182204},{"$f":"IF($E4163=DataInput!$B4162,DataInput!K4162,NA())","v":0.72711163308733795},null,null,"QLD Turkinje",null,null,null,null,false,null,null,{"$error":"#N/A"},{"$error":"#N/A"},{"$error":"#N/A"},{"$error":"#N/A"},{"$error":"#N/A"},{"$error":"#N/A"},{"$error":"#N/A"},{"$error":"#N/A"},{"$error":"#N/A"},{"$error":"#N/A"}]
[null,{"$f":"IF(DataInput!B4193=$B$8,IF($B$9=$B$10,TRUE,IF(DataInput!E4193=$B$9,TRUE,FALSE)))","v":true},null,null,{"$f":"IF(B4194=TRUE,DataInput!B4193,NA())","v":"QLD"},{"$f":"IF($E4194=DataInput!$B4193,DataInput!C4193,NA())","v":"QTZS"},{"$f":"IF($E4194=DataInput!$B4193,DataInput!D4193,NA())","v":"Townsville South (Kz)"},{"$f":"IF($E4194=DataInput!$B4193,DataInput!E4193,NA())","v":"Powerlink"},{"$f":"IF($E4194=DataInput!$B4193,DataInput!F4193,NA())","v":"Winter"},{"$f":"IF($E4194=DataInput!$B4193,DataInput!G4193,NA())","v":"Non-Coincident"},{"$f":"IF($E4194=DataInput!$B4193,DataInput!H4193,NA())","v":2018},{"$f":"IF($E4194=DataInput!$B4193,DataInput!I4193,NA())","v":"POE10"},{"$f":"IF($E4194=DataInput!$B4193,DataInput!J4193,NA())","v":"NA"},{"$f":"IF($E4194=DataInput!$B4193,DataInput!K4193,NA())","v":"NA"},null,null,"QLD Townsville South (Kz)",null,null,null,null,false,null,null,{"$error":"#N/A"},{"$error":"#N/A"},{"$error":"#N/A"},{"$error":"#N/A"},{"$error":"#N/A"},{"$error":"#N/A"},{"$error":"#N/A"},{"$error":"#N/A"},{"$error":"#N/A"},{"$error":"#N/A"}]
[null,{"$f":"IF(DataInput!B4221=$B$8,IF($B$9=$B$10,TRUE,IF(DataInput!E4221=$B$9,TRUE,FALSE)))","v":true},null,null,{"$f":"IF(B4222=TRUE,DataInput!B4221,NA())","v":"QLD"},{"$f":"IF($E4222=DataInput!$B4221,DataInput!C4221,NA())","v":"QWAN"},{"$f":"IF($E4222=DataInput!$B4221,DataInput!D4221,NA())","v":"Wandoo (Rail)"},{"$f":"IF($E4222=DataInput!$B4221,DataInput!E4221,NA())","v":"Powerlink"},{"$f":"IF($E4222=DataInput!$B4221,DataInput!F4221,NA())","v":"Summer"},{"$f":"IF($E4222=DataInput!$B4221,DataInput!G4221,NA())","v":"Non-Coincident"},{"$f":"IF($E4222=DataInput!$B4221,DataInput!H4221,NA())","v":2017},{"$f":"IF($E4222=DataInput!$B4221,DataInput!I4221,NA())","v":"POE50"},{"$f":"IF($E4222=DataInput!$B4221,DataInput!J4221,NA())","v":"NA"},{"$f":"IF($E4222=DataInput!$B4221,DataInput!K4221,NA())","v":"NA"},null,null,"QLD Wandoo (Rail)",null,null,null,null,false,null,null,{"$error":"#N/A"},{"$error":"#N/A"},{"$error":"#N/A"},{"$error":"#N/A"},{"$error":"#N/A"},{"$error":"#N/A"},{"$error":"#N/A"},{"$error":"#N/A"},{"$error":"#N/A"},{"$error":"#N/A"}]
[null,{"$f":"IF(DataInput!B4270=$B$8,IF($B$9=$B$10,TRUE,IF(DataInput!E4270=$B$9,TRUE,FALSE)))","v":true},null,null,{"$f":"IF(B4271=TRUE,DataInput!B4270,NA())","v":"QLD"},{"$f":"IF($E4271=DataInput!$B4270,DataInput!C4270,NA())","v":"QWCB"},{"$f":"IF($E4271=DataInput!$B4270,DataInput!D4270,NA())","v":"Wycarbah"},{"$f":"IF($E4271=DataInput!$B4270,DataInput!E4270,NA())","v":"Powerlink"},{"$f":"IF($E4271=DataInput!$B4270,DataInput!F4270,NA())","v":"Summer"},{"$f":"IF($E4271=DataInput!$B4270,DataInput!G4270,NA())","v":"Non-Coincident"},{"$f":"IF($E4271=DataInput!$B4270,DataInput!H4270,NA())","v":2026},{"$f":"IF($E4271=DataInput!$B4270,DataInput!I4270,NA())","v":"POE50"},{"$f":"IF($E4271=DataInput!$B4270,DataInput!J4270,NA())","v":"NA"},{"$f":"IF($E4271=DataInput!$B4270,DataInput!K4270,NA())","v":"NA"},null,null,"QLD Wycarbah",null,null,null,null,false,null,null,{"$error":"#N/A"},{"$error":"#N/A"},{"$error":"#N/A"},{"$error":"#N/A"},{"$error":"#N/A"},{"$error":"#N/A"},{"$error":"#N/A"},{"$error":"#N/A"},{"$error":"#N/A"},{"$error":"#N/A"}]
[null,{"$f":"IF(DataInput!B4301=$B$8,IF($B$9=$B$10,TRUE,IF(DataInput!E4301=$B$9,TRUE,FALSE)))","v":true},null,null,{"$f":"IF(B4302=TRUE,DataInput!B4301,NA())","v":"QLD"},{"$f":"IF($E4302=DataInput!$B4301,DataInput!C4301,NA())","v":"QWLG"},{"$f":"IF($E4302=DataInput!$B4301,DataInput!D4301,NA())","v":"Woolooga (Energex)"},{"$f":"IF($E4302=DataInput!$B4301,DataInput!E4301,NA())","v":"Energex"},{"$f":"IF($E4302=DataInput!$B4301,DataInput!F4301,NA())","v":"Summer"},{"$f":"IF($E4302=DataInput!$B4301,DataInput!G4301,NA())","v":"Non-Coincident"},{"$f":"IF($E4302=DataInput!$B4301,DataInput!H4301,NA())","v":2017},{"$f":"IF($E4302=DataInput!$B4301,DataInput!I4301,NA())","v":"POE50"},{"$f":"IF($E4302=DataInput!$B4301,DataInput!J4301,NA())","v":152.442325667284},{"$f":"IF($E4302=DataInput!$B4301,DataInput!K4301,NA())","v":0.95425845243509899},null,null,"QLD Woolooga (Energex)",null,null,null,null,false,null,null,{"$error":"#N/A"},{"$error":"#N/A"},{"$error":"#N/A"},{"$error":"#N/A"},{"$error":"#N/A"},{"$error":"#N/A"},{"$error":"#N/A"},{"$error":"#N/A"},{"$error":"#N/A"},{"$error":"#N/A"}]
[null,{"$f":"IF(DataInput!B4332=$B$8,IF($B$9=$B$10,TRUE,IF(DataInput!E4332=$B$9,TRUE,FALSE)))","v":true},null,null,{"$f":"IF(B4333=TRUE,DataInput!B4332,NA())","v":"QLD"},{"$f":"IF($E4333=DataInput!$B4332,DataInput!C4332,NA())","v":"QWLN"},{"$f":"IF($E4333=DataInput!$B4332,DataInput!D4332,NA())","v":"Woolooga (Ergon)"},{"$f":"IF($E4333=DataInput!$B4332,DataInput!E4332,NA())","v":"Ergon"},{"$f":"IF($E4333=DataInput!$B4332,DataInput!F4332,NA())","v":"Summer"},{"$f":"IF($E4333=DataInput!$B4332,DataInput!G4332,NA())","v":"Non-Coincident"},{"$f":"IF($E4333=DataInput!$B4332,DataInput!H4332,NA())","v":2018},{"$f":"IF($E4333=DataInput!$B4332,DataInput!I4332,NA())","v":"POE10"},{"$f":"IF($E4333=DataInput!$B4332,DataInput!J4332,NA())","v":29.967792795951802},{"$f":"IF($E4333=DataInput!$B4332,DataInput!K4332,NA())","v":0.55875005755208096},null,null,"QLD Woolooga (Ergon)",null,null,null,null,false,null,null,{"$error":"#N/A"},{"$error":"#N/A"},{"$error":"#N/A"},{"$error":"#N/A"},{"$error":"#N/A"},{"$error":"#N/A"},{"$error":"#N/A"},{"$error":"#N/A"},{"$error":"#N/A"},{"$error":"#N/A"}]
[null,{"$f":"IF(DataInput!B4348=$B$8,IF($B$9=$B$10,TRUE,IF(DataInput!E4348=$B$9,TRUE,FALSE)))","v":true},null,null,{"$f":"IF(B4349=TRUE,DataInput!B4348,NA())","v":"QLD"},{"$f":"IF($E4349=DataInput!$B4348,DataInput!C4348,NA())","v":"QWLN"},{"$f":"IF($E4349=DataInput!$B4348,DataInput!D4348,NA())","v":"Woolooga (Ergon)"},{"$f":"IF($E4349=DataInput!$B4348,DataInput!E4348,NA())","v":"Ergon"},{"$f":"IF($E4349=DataInput!$B4348,DataInput!F4348,NA())","v":"Summer"},{"$f":"IF($E4349=DataInput!$B4348,DataInput!G4348,NA())","v":"Non-Coincident"},{"$f":"IF($E4349=DataInput!$B4348,DataInput!H4348,NA())","v":2024},{"$f":"IF($E4349=DataInput!$B4348,DataInput!I4348,NA())","v":"POE50"},{"$f":"IF($E4349=DataInput!$B4348,DataInput!J4348,NA())","v":28.355328063514801},{"$f":"IF($E4349=DataInput!$B4348,DataInput!K4348,NA())","v":0.56593079523636103},null,null,"QLD Woolooga (Ergon)",null,null,null,null,false,null,null,{"$error":"#N/A"},{"$f":"IF($V4349=TRUE,F4349,NA())","v":{"$error":"#N/A"}},{"$f":"IF($V4349=TRUE,G4349,NA())","v":{"$error":"#N/A"}},{"$f":"IF($V4349=TRUE,H4349,NA())","v":{"$error":"#N/A"}},{"$f":"IF($V4349=TRUE,I4349,NA())","v":{"$error":"#N/A"}},{"$f":"IF($V4349=TRUE,J4349,NA())","v":{"$error":"#N/A"}},{"$f":"IF($V4349=TRUE,K4349,NA())","v":{"$error":"#N/A"}},{"$f":"IF($V4349=TRUE,L4349,NA())","v":{"$error":"#N/A"}},{"$f":"IF($V4349=TRUE,M4349,NA())","v":{"$error":"#N/A"}},{"$f":"IF($V4349=TRUE,N4349,NA())","v":{"$error":"#N/A"}}]
[null,{"$f":"IF(DataInput!B4380=$B$8,IF($B$9=$B$10,TRUE,IF(DataInput!E4380=$B$9,TRUE,FALSE)))","v":true},null,null,{"$f":"IF(B4381=TRUE,DataInput!B4380,NA())","v":"QLD"},{"$f":"IF($E4381=DataInput!$B4380,DataInput!C4380,NA())","v":"QWOT"},{"$f":"IF($E4381=DataInput!$B4380,DataInput!D4380,NA())","v":"Wotonga"},{"$f":"IF($E4381=DataInput!$B4380,DataInput!E4380,NA())","v":"Powerlink"},{"$f":"IF($E4381=DataInput!$B4380,DataInput!F4380,NA())","v":"Summer"},{"$f":"IF($E4381=DataInput!$B4380,DataInput!G4380,NA())","v":"Non-Coincident"},{"$f":"IF($E4381=DataInput!$B4380,DataInput!H4380,NA())","v":2026},{"$f":"IF($E4381=DataInput!$B4380,DataInput!I4380,NA())","v":"POE10"},{"$f":"IF($E4381=DataInput!$B4380,DataInput!J4380,NA())","v":"NA"},{"$f":"IF($E4381=DataInput!$B4380,DataInput!K4380,NA())","v":"NA"},null,null,"QLD Wotonga",null,null,null,null,false,null,null,{"$error":"#N/A"},{"$error":"#N/A"},{"$error":"#N/A"},{"$error":"#N/A"},{"$error":"#N/A"},{"$error":"#N/A"},{"$error":"#N/A"},{"$error":"#N/A"},{"$error":"#N/A"},{"$error":"#N/A"}]
[null,{"$f":"IF(DataInput!B4398=$B$8,IF($B$9=$B$10,TRUE,IF(DataInput!E4398=$B$9,TRUE,FALSE)))","v":true},null,null,{"$f":"IF(B4399=TRUE,DataInput!B4398,NA())","v":"QLD"},{"$f":"IF($E4399=DataInput!$B4398,DataInput!C4398,NA())","v":"QWOT"},{"$f":"IF($E4399=DataInput!$B4398,DataInput!D4398,NA())","v":"Wotonga"},{"$f":"IF($E4399=DataInput!$B4398,DataInput!E4398,NA())","v":"Powerlink"},{"$f":"IF($E4399=DataInput!$B4398,DataInput!F4398,NA())","v":"Winter"},{"$f":"IF($E4399=DataInput!$B4398,DataInput!G4398,NA())","v":"Non-Coincident"},{"$f":"IF($E4399=DataInput!$B4398,DataInput!H4398,NA())","v":2023},{"$f":"IF($E4399=DataInput!$B4398,DataInput!I4398,NA())","v":"POE10"},{"$f":"IF($E4399=DataInput!$B4398,DataInput!J4398,NA())","v":"NA"},{"$f":"IF($E4399=DataInput!$B4398,DataInput!K4398,NA())","v":"NA"},null,null,"QLD Wotonga",null,null,null,null,false,null,null,{"$error":"#N/A"},{"$error":"#N/A"},{"$error":"#N/A"},{"$error":"#N/A"},{"$error":"#N/A"},{"$error":"#N/A"},{"$error":"#N/A"},{"$error":"#N/A"},{"$error":"#N/A"},{"$error":"#N/A"}]
[null,{"$f":"IF(DataInput!B4429=$B$8,IF($B$9=$B$10,TRUE,IF(DataInput!E4429=$B$9,TRUE,FALSE)))","v":true},null,null,{"$f":"IF(B4430=TRUE,DataInput!B4429,NA())","v":"QLD"},{"$f":"IF($E4430=DataInput!$B4429,DataInput!C4429,NA())","v":"QWRE"},{"$f":"IF($E4430=DataInput!$B4429,DataInput!D4429,NA())","v":"Woree"},{"$f":"IF($E4430=DataInput!$B4429,DataInput!E4429,NA())","v":"Ergon"},{"$f":"IF($E4430=DataInput!$B4429,DataInput!F4429,NA())","v":"Summer"},{"$f":"IF($E4430=DataInput!$B4429,DataInput!G4429,NA())","v":"Non-Coincident"},{"$f":"IF($E4430=DataInput!$B4429,DataInput!H4429,NA())","v":2025},{"$f":"IF($E4430=DataInput!$B4429,DataInput!I4429,NA())","v":"POE50"},{"$f":"IF($E4430=DataInput!$B4429,DataInput!J4429,NA())","v":47.913451565327399},{"$f":"IF($E4430=DataInput!$B4429,DataInput!K4429,NA())","v":0.85112573130965496},null,null,"QLD Woree",null,null,null,null,false,null,null,{"$error":"#N/A"},{"$error":"#N/A"},{"$error":"#N/A"},{"$error":"#N/A"},{"$error":"#N/A"},{"$error":"#N/A"},{"$error":"#N/A"},{"$error":"#N/A"},{"$error":"#N/A"},{"$error":"#N/A"}]
[null,{"$f":"IF(DataInput!B4471=$B$8,IF($B$9=$B$10,TRUE,IF(DataInput!E4471=$B$9,TRUE,FALSE)))","v":true},null,null,{"$f":"IF(B4472=TRUE,DataInput!B4471,NA())","v":"QLD"},{"$f":"IF($E4472=DataInput!$B4471,DataInput!C4471,NA())","v":"QWSH"},{"$f":"IF($E4472=DataInput!$B4471,DataInput!D4471,NA())","v":"Wandoan South"},{"$f":"IF($E4472=DataInput!$B4471,DataInput!E4471,NA())","v":"Powerlink"},{"$f":"IF($E4472=DataInput!$B4471,DataInput!F4471,NA())","v":"Winter"},{"$f":"IF($E4472=DataInput!$B4471,DataInput!G4471,NA())","v":"Non-Coincident"},{"$f":"IF($E4472=DataInput!$B4471,DataInput!H4471,NA())","v":2016},{"$f":"IF($E4472=DataInput!$B4471,DataInput!I4471,NA())","v":"POE10"},{"$f":"IF($E4472=DataInput!$B4471,DataInput!J4471,NA())","v":"NA"},{"$f":"IF($E4472=DataInput!$B4471,DataInput!K4471,NA())","v":"NA"},null,null,"QLD Wandoan South",null,null,null,null,false,null,null,{"$error":"#N/A"},{"$error":"#N/A"},{"$error":"#N/A"},{"$error":"#N/A"},{"$error":"#N/A"},{"$error":"#N/A"},{"$error":"#N/A"},{"$error":"#N/A"},{"$error":"#N/A"},{"$error":"#N/A"}]
[null,{"$f":"IF(DataInput!B4506=$B$8,IF($B$9=$B$10,TRUE,IF(DataInput!E4506=$B$9,TRUE,FALSE)))","v":true},null,null,{"$f":"IF(B4507=TRUE,DataInput!B4506,NA())","v":"QLD"},{"$f":"IF($E4507=DataInput!$B4506,DataInput!C4506,NA())","v":"QWST"},{"$f":"IF($E4507=DataInput!$B4506,DataInput!D4506,NA())","v":"Wandoan South (Nw Surat)"},{"$f":"IF($E4507=DataInput!$B4506,DataInput!E4506,NA())","v":"Powerlink"},{"$f":"IF($E4507=DataInput!$B4506,DataInput!F4506,NA())","v":"Summer"},{"$f":"IF($E4507=DataInput!$B4506,DataInput!G4506,NA())","v":"Non-Coincident"},{"$f":"IF($E4507=DataInput!$B4506,DataInput!H4506,NA())","v":2022},{"$f":"IF($E4507=DataInput!$B4506,DataInput!I4506,NA())","v":"POE50"},{"$f":"IF($E4507=DataInput!$B4506,DataInput!J4506,NA())","v":"NA"},{"$f":"IF($E4507=DataInput!$B4506,DataInput!K4506,NA())","v":"NA"},null,null,"QLD Wandoan South (Nw Surat)",null,null,null,null,false,null,null,{"$error":"#N/A"},{"$error":"#N/A"},{"$error":"#N/A"},{"$error":"#N/A"},{"$error":"#N/A"},{"$error":"#N/A"},{"$error":"#N/A"},{"$error":"#N/A"},{"$error":"#N/A"},{"$error":"#N/A"}]
[null,{"$f":"IF(DataInput!B4508=$B$8,IF($B$9=$B$10,TRUE,IF(DataInput!E4508=$B$9,TRUE,FALSE)))","v":true},null,null,{"$f":"IF(B4509=TRUE,DataInput!B4508,NA())","v":"QLD"},{"$f":"IF($E4509=DataInput!$B4508,DataInput!C4508,NA())","v":"QWST"},{"$f":"IF($E4509=DataInput!$B4508,DataInput!D4508,NA())","v":"Wandoan South (Nw Surat)"},{"$f":"IF($E4509=DataInput!$B4508,DataInput!E4508,NA())","v":"Powerlink"},{"$f":"IF($E4509=DataInput!$B4508,DataInput!F4508,NA())","v":"Summer"},{"$f":"IF($E4509=DataInput!$B4508,DataInput!G4508,NA())","v":"Non-Coincident"},{"$f":"IF($E4509=DataInput!$B4508,DataInput!H4508,NA())","v":2024},{"$f":"IF($E4509=DataInput!$B4508,DataInput!I4508,NA())","v":"POE50"},{"$f":"IF($E4509=DataInput!$B4508,DataInput!J4508,NA())","v":"NA"},{"$f":"IF($E4509=DataInput!$B4508,DataInput!K4508,NA())","v":"NA"},null,null,"QLD Wandoan South (Nw Surat)",null,null,null,null,false,null,null,{"$error":"#N/A"},{"$error":"#N/A"},{"$error":"#N/A"},{"$error":"#N/A"},{"$error":"#N/A"},{"$error":"#N/A"},{"$error":"#N/A"},{"$error":"#N/A"},{"$error":"#N/A"},{"$error":"#N/A"}]
[null,{"$f":"IF(DataInput!B4539=$B$8,IF($B$9=$B$10,TRUE,IF(DataInput!E4539=$B$9,TRUE,FALSE)))","v":true},null,null,{"$f":"IF(B4540=TRUE,DataInput!B4539,NA())","v":"QLD"},{"$f":"IF($E4540=DataInput!$B4539,DataInput!C4539,NA())","v":"QYAE"},{"$f":"IF($E4540=DataInput!$B4539,DataInput!D4539,NA())","v":"Yarwun - Boat Creek"},{"$f":"IF($E4540=DataInput!$B4539,DataInput!E4539,NA())","v":"Ergon"},{"$f":"IF($E4540=DataInput!$B4539,DataInput!F4539,NA())","v":"Summer"},{"$f":"IF($E4540=DataInput!$B4539,DataInput!G4539,NA())","v":"Non-Coincident"},{"$f":"IF($E4540=DataInput!$B4539,DataInput!H4539,NA())","v":2025},{"$f":"IF($E4540=DataInput!$B4539,DataInput!I4539,NA())","v":"POE10"},{"$f":"IF($E4540=DataInput!$B4539,DataInput!J4539,NA())","v":49.166485623557897},{"$f":"IF($E4540=DataInput!$B4539,DataInput!K4539,NA())","v":0.67442101516962805},null,null,"QLD Yarwun - Boat Creek",null,null,null,null,false,null,null,{"$error":"#N/A"},{"$error":"#N/A"},{"$error":"#N/A"},{"$error":"#N/A"},{"$error":"#N/A"},{"$error":"#N/A"},{"$error":"#N/A"},{"$error":"#N/A"},{"$error":"#N/A"},{"$error":"#N/A"}]
[null,{"$f":"IF(DataInput!B4586=$B$8,IF($B$9=$B$10,TRUE,IF(DataInput!E4586=$B$9,TRUE,FALSE)))","v":true},null,null,{"$f":"IF(B4587=TRUE,DataInput!B4586,NA())","v":"QLD"},{"$f":"IF($E4587=DataInput!$B4586,DataInput!C4586,NA())","v":"QYAR"},{"$f":"IF($E4587=DataInput!$B4586,DataInput!D4586,NA())","v":"Yarwun Alumina"},{"$f":"IF($E4587=DataInput!$B4586,DataInput!E4586,NA())","v":"Powerlink"},{"$f":"IF($E4587=DataInput!$B4586,DataInput!F4586,NA())","v":"Summer"},{"$f":"IF($E4587=DataInput!$B4586,DataInput!G4586,NA())","v":"Non-Coincident"},{"$f":"IF($E4587=DataInput!$B4586,DataInput!H4586,NA())","v":2022},{"$f":"IF($E4587=DataInput!$B4586,DataInput!I4586,NA())","v":"POE50"},{"$f":"IF($E4587=DataInput!$B4586,DataInput!J4586,NA())","v":"NA"},{"$f":"IF($E4587=DataInput!$B4586,DataInput!K4586,NA())","v":"NA"},null,null,"QLD Yarwun Alumina",null,null,null,null,false,null,null,{"$error":"#N/A"},{"$error":"#N/A"},{"$error":"#N/A"},{"$error":"#N/A"},{"$error":"#N/A"},{"$error":"#N/A"},{"$error":"#N/A"},{"$error":"#N/A"},{"$error":"#N/A"},{"$error":"#N/A"}]
[null,{"$f":"IF(DataInput!B4600=$B$8,IF($B$9=$B$10,TRUE,IF(DataInput!E4600=$B$9,TRUE,FALSE)))","v":true},null,null,{"$f":"IF(B4601=TRUE,DataInput!B4600,NA())","v":"QLD"},{"$f":"IF($E4601=DataInput!$B4600,DataInput!C4600,NA())","v":"QYAR"},{"$f":"IF($E4601=DataInput!$B4600,DataInput!D4600,NA())","v":"Yarwun Alumina"},{"$f":"IF($E4601=DataInput!$B4600,DataInput!E4600,NA())","v":"Powerlink"},{"$f":"IF($E4601=DataInput!$B4600,DataInput!F4600,NA())","v":"Winter"},{"$f":"IF($E4601=DataInput!$B4600,DataInput!G4600,NA())","v":"Non-Coincident"},{"$f":"IF($E4601=DataInput!$B4600,DataInput!H4600,NA())","v":2025},{"$f":"IF($E4601=DataInput!$B4600,DataInput!I4600,NA())","v":"POE10"},{"$f":"IF($E4601=DataInput!$B4600,DataInput!J4600,NA())","v":"NA"},{"$f":"IF($E4601=DataInput!$B4600,DataInput!K4600,NA())","v":"NA"},null,null,"QLD Yarwun Alumina",null,null,null,null,false,null,null,{"$error":"#N/A"},{"$error":"#N/A"},{"$error":"#N/A"},{"$error":"#N/A"},{"$error":"#N/A"},{"$error":"#N/A"},{"$error":"#N/A"},{"$error":"#N/A"},{"$error":"#N/A"},{"$error":"#N/A"}]
[null,{"$f":"IF(DataInput!B4634=$B$8,IF($B$9=$B$10,TRUE,IF(DataInput!E4634=$B$9,TRUE,FALSE)))","v":true},null,null,{"$f":"IF(B4635=TRUE,DataInput!B4634,NA())","v":"QLD"},{"$f":"IF($E4635=DataInput!$B4634,DataInput!C4634,NA())","v":"Rockhampton"},{"$f":"IF($E4635=DataInput!$B4634,DataInput!D4634,NA())","v":"Rockhampton Loop"},{"$f":"IF($E4635=DataInput!$B4634,DataInput!E4634,NA())","v":"Ergon"},{"$f":"IF($E4635=DataInput!$B4634,DataInput!F4634,NA())","v":"Winter"},{"$f":"IF($E4635=DataInput!$B4634,DataInput!G4634,NA())","v":"Non-Coincident"},{"$f":"IF($E4635=DataInput!$B4634,DataInput!H4634,NA())","v":2019},{"$f":"IF($E4635=DataInput!$B4634,DataInput!I4634,NA())","v":"POE10"},{"$f":"IF($E4635=DataInput!$B4634,DataInput!J4634,NA())","v":174.09378502977299},{"$f":"IF($E4635=DataInput!$B4634,DataInput!K4634,NA())","v":1},null,null,"QLD Rockhampton Loop",null,null,null,null,false,null,null,{"$error":"#N/A"},{"$error":"#N/A"},{"$error":"#N/A"},{"$error":"#N/A"},{"$error":"#N/A"},{"$error":"#N/A"},{"$error":"#N/A"},{"$error":"#N/A"},{"$error":"#N/A"},{"$error":"#N/A"}]
[null,{"$f":"IF(DataInput!B4665=$B$8,IF($B$9=$B$10,TRUE,IF(DataInput!E4665=$B$9,TRUE,FALSE)))","v":true},null,null,{"$f":"IF(B4666=TRUE,DataInput!B4665,NA())","v":"QLD"},{"$f":"IF($E4666=DataInput!$B4665,DataInput!C4665,NA())","v":"GreaterTownsville"},{"$f":"IF($E4666=DataInput!$B4665,DataInput!D4665,NA())","v":"Greater Townsville Loop"},{"$f":"IF($E4666=DataInput!$B4665,DataInput!E4665,NA())","v":"Ergon"},{"$f":"IF($E4666=DataInput!$B4665,DataInput!F4665,NA())","v":"Summer"},{"$f":"IF($E4666=DataInput!$B4665,DataInput!G4665,NA())","v":"Coincident"},{"$f":"IF($E4666=DataInput!$B4665,DataInput!H4665,NA())","v":2021},{"$f":"IF($E4666=DataInput!$B4665,DataInput!I4665,NA())","v":"POE50"},{"$f":"IF($E4666=DataInput!$B4665,DataInput!J4665,NA())","v":240.559961024697},{"$f":"IF($E4666=DataInput!$B4665,DataInput!K4665,NA())","v":0.91896686145246698},null,null,"QLD Greater Townsville Loop",null,null,null,null,false,null,null,{"$error":"#N/A"},{"$error":"#N/A"},{"$error":"#N/A"},{"$error":"#N/A"},{"$error":"#N/A"},{"$error":"#N/A"},{"$error":"#N/A"},{"$error":"#N/A"},{"$error":"#N/A"},{"$error":"#N/A"}]
[null,{"$f":"IF(DataInput!B4696=$B$8,IF($B$9=$B$10,TRUE,IF(DataInput!E4696=$B$9,TRUE,FALSE)))","v":true},null,null,{"$f":"IF(B4697=TRUE,DataInput!B4696,NA())","v":"QLD"},{"$f":"IF($E4697=DataInput!$B4696,DataInput!C4696,NA())","v":"QABM"},{"$f":"IF($E4697=DataInput!$B4696,DataInput!D4696,NA())","v":"Abermain 33"},{"$f":"IF($E4697=DataInput!$B4696,DataInput!E4696,NA())","v":"Energex"},{"$f":"IF($E4697=DataInput!$B4696,DataInput!F4696,NA())","v":"Summer"},{"$f":"IF($E4697=DataInput!$B4696,DataInput!G4696,NA())","v":"Coincident"},{"$f":"IF($E4697=DataInput!$B4696,DataInput!H4696,NA())","v":2022},{"$f":"IF($E4697=DataInput!$B4696,DataInput!I4696,NA())","v":"POE10"},{"$f":"IF($E4697=DataInput!$B4696,DataInput!J4696,NA())","v":106.435154380003},{"$f":"IF($E4697=DataInput!$B4696,DataInput!K4696,NA())","v":0.98811784545161296},null,null,"QLD Abermain 33",null,null,null,null,false,null,null,{"$error":"#N/A"},{"$error":"#N/A"},{"$error":"#N/A"},{"$error":"#N/A"},{"$error":"#N/A"},{"$error":"#N/A"},{"$error":"#N/A"},{"$error":"#N/A"},{"$error":"#N/A"},{"$error":"#N/A"}]
[null,{"$f":"IF(DataInput!B4727=$B$8,IF($B$9=$B$10,TRUE,IF(DataInput!E4727=$B$9,TRUE,FALSE)))","v":true},null,null,{"$f":"IF(B4728=TRUE,DataInput!B4727,NA())","v":"QLD"},{"$f":"IF($E4728=DataInput!$B4727,DataInput!C4727,NA())","v":"QABM"},{"$f":"IF($E4728=DataInput!$B4727,DataInput!D4727,NA())","v":"Abermain 33"},{"$f":"IF($E4728=DataInput!$B4727,DataInput!E4727,NA())","v":"Energex"},{"$f":"IF($E4728=DataInput!$B4727,DataInput!F4727,NA())","v":"Winter"},{"$f":"IF($E4728=DataInput!$B4727,DataInput!G4727,NA())","v":"Coincident"},{"$f":"IF($E4728=DataInput!$B4727,DataInput!H4727,NA())","v":2022},{"$f":"IF($E4728=DataInput!$B4727,DataInput!I4727,NA())","v":"POE50"},{"$f":"IF($E4728=DataInput!$B4727,DataInput!J4727,NA())","v":81.210176796675597},{"$f":"IF($E4728=DataInput!$B4727,DataInput!K4727,NA())","v":1},null,null,"QLD Abermain 33",null,null,null,null,false,null,null,{"$error":"#N/A"},{"$error":"#N/A"},{"$error":"#N/A"},{"$error":"#N/A"},{"$error":"#N/A"},{"$error":"#N/A"},{"$error":"#N/A"},{"$error":"#N/A"},{"$error":"#N/A"},{"$error":"#N/A"}]
[null,{"$f":"IF(DataInput!B4744=$B$8,IF($B$9=$B$10,TRUE,IF(DataInput!E4744=$B$9,TRUE,FALSE)))","v":true},null,null,{"$f":"IF(B4745=TRUE,DataInput!B4744,NA())","v":"QLD"},{"$f":"IF($E4745=DataInput!$B4744,DataInput!C4744,NA())","v":"QABRQMRXloop"},{"$f":"IF($E4745=DataInput!$B4744,DataInput!D4744,NA())","v":"Abermain - Middle Ridge Loop"},{"$f":"IF($E4745=DataInput!$B4744,DataInput!E4744,NA())","v":"Energex"},{"$f":"IF($E4745=DataInput!$B4744,DataInput!F4744,NA())","v":"Summer"},{"$f":"IF($E4745=DataInput!$B4744,DataInput!G4744,NA())","v":"Coincident"},{"$f":"IF($E4745=DataInput!$B4744,DataInput!H4744,NA())","v":2020},{"$f":"IF($E4745=DataInput!$B4744,DataInput!I4744,NA())","v":"POE50"},{"$f":"IF($E4745=DataInput!$B4744,DataInput!J4744,NA())","v":95.833736530663202},{"$f":"IF($E4745=DataInput!$B4744,DataInput!K4744,NA())","v":0.95815235244004004},null,null,"QLD Abermain - Middle Ridge Loop",null,null,null,null,true,null,null,"QLD","QABRQMRXloop","Abermain - Middle Ridge Loop","Energex","Summer","Coincident",2020,"POE50",95.833736530663202,0.95815235244004004]
[null,{"$f":"IF(DataInput!B4791=$B$8,IF($B$9=$B$10,TRUE,IF(DataInput!E4791=$B$9,TRUE,FALSE)))","v":true},null,null,{"$f":"IF(B4792=TRUE,DataInput!B4791,NA())","v":"QLD"},{"$f":"IF($E4792=DataInput!$B4791,DataInput!C4791,NA())","v":"QAGW"},{"$f":"IF($E4792=DataInput!$B4791,DataInput!D4791,NA())","v":"Ashgrove West 33"},{"$f":"IF($E4792=DataInput!$B4791,DataInput!E4791,NA())","v":"Energex"},{"$f":"IF($E4792=DataInput!$B4791,DataInput!F4791,NA())","v":"Winter"},{"$f":"IF($E4792=DataInput!$B4791,DataInput!G4791,NA())","v":"Coincident"},{"$f":"IF($E4792=DataInput!$B4791,DataInput!H4791,NA())","v":2016},{"$f":"IF($E4792=DataInput!$B4791,DataInput!I4791,NA())","v":"POE10"},{"$f":"IF($E4792=DataInput!$B4791,DataInput!J4791,NA())","v":60.598883154433601},{"$f":"IF($E4792=DataInput!$B4791,DataInput!K4791,NA())","v":1},null,null,"QLD Ashgrove West 33",null,null,null,null,false,null,null,{"$error":"#N/A"},{"$error":"#N/A"},{"$error":"#N/A"},{"$error":"#N/A"},{"$error":"#N/A"},{"$error":"#N/A"},{"$error":"#N/A"},{"$error":"#N/A"},{"$error":"#N/A"},{"$error":"#N/A"}]
[null,{"$f":"IF(DataInput!B4822=$B$8,IF($B$9=$B$10,TRUE,IF(DataInput!E4822=$B$9,TRUE,FALSE)))","v":true},null,null,{"$f":"IF(B4823=TRUE,DataInput!B4822,NA())","v":"QLD"},{"$f":"IF($E4823=DataInput!$B4822,DataInput!C4822,NA())","v":"QALC"},{"$f":"IF($E4823=DataInput!$B4822,DataInput!D4822,NA())","v":"Alligator Creek 33"},{"$f":"IF($E4823=DataInput!$B4822,DataInput!E4822,NA())","v":"Ergon"},{"$f":"IF($E4823=DataInput!$B4822,DataInput!F4822,NA())","v":"Summer"},{"$f":"IF($E4823=DataInput!$B4822,DataInput!G4822,NA())","v":"Coincident"},{"$f":"IF($E4823=DataInput!$B4822,DataInput!H4822,NA())","v":2018},{"$f":"IF($E4823=DataInput!$B4822,DataInput!I4822,NA())","v":"POE50"},{"$f":"IF($E4823=DataInput!$B4822,DataInput!J4822,NA())","v":17.5510995890819},{"$f":"IF($E4823=DataInput!$B4822,DataInput!K4822,NA())","v":0.54257621183475901},null,null,"QLD Alligator Creek 33",null,null,null,null,false,null,null,{"$error":"#N/A"},{"$error":"#N/A"},{"$error":"#N/A"},{"$error":"#N/A"},{"$error":"#N/A"},{"$error":"#N/A"},{"$error":"#N/A"},{"$error":"#N/A"},{"$error":"#N/A"},{"$error":"#N/A"}]
[null,{"$f":"IF(DataInput!B4850=$B$8,IF($B$9=$B$10,TRUE,IF(DataInput!E4850=$B$9,TRUE,FALSE)))","v":true},null,null,{"$f":"IF(B4851=TRUE,DataInput!B4850,NA())","v":"QLD"},{"$f":"IF($E4851=DataInput!$B4850,DataInput!C4850,NA())","v":"QALC"},{"$f":"IF($E4851=DataInput!$B4850,DataInput!D4850,NA())","v":"Alligator Creek 33"},{"$f":"IF($E4851=DataInput!$B4850,DataInput!E4850,NA())","v":"Ergon"},{"$f":"IF($E4851=DataInput!$B4850,DataInput!F4850,NA())","v":"Winter"},{"$f":"IF($E4851=DataInput!$B4850,DataInput!G4850,NA())","v":"Coincident"},{"$f":"IF($E4851=DataInput!$B4850,DataInput!H4850,NA())","v":2025},{"$f":"IF($E4851=DataInput!$B4850,DataInput!I4850,NA())","v":"POE50"},{"$f":"IF($E4851=DataInput!$B4850,DataInput!J4850,NA())","v":15.2156128353424},{"$f":"IF($E4851=DataInput!$B4850,DataInput!K4850,NA())","v":0.62674409124974695},null,null,"QLD Alligator Creek 33",null,null,null,null,false,null,null,{"$error":"#N/A"},{"$error":"#N/A"},{"$error":"#N/A"},{"$error":"#N/A"},{"$error":"#N/A"},{"$error":"#N/A"},{"$error":"#N/A"},{"$error":"#N/A"},{"$error":"#N/A"},{"$error":"#N/A"}]
[null,{"$f":"IF(DataInput!B4870=$B$8,IF($B$9=$B$10,TRUE,IF(DataInput!E4870=$B$9,TRUE,FALSE)))","v":true},null,null,{"$f":"IF(B4871=TRUE,DataInput!B4870,NA())","v":"QLD"},{"$f":"IF($E4871=DataInput!$B4870,DataInput!C4870,NA())","v":"QALG"},{"$f":"IF($E4871=DataInput!$B4870,DataInput!D4870,NA())","v":"Algester"},{"$f":"IF($E4871=DataInput!$B4870,DataInput!E4870,NA())","v":"Energex"},{"$f":"IF($E4871=DataInput!$B4870,DataInput!F4870,NA())","v":"Summer"},{"$f":"IF($E4871=DataInput!$B4870,DataInput!G4870,NA())","v":"Coincident"},{"$f":"IF($E4871=DataInput!$B4870,DataInput!H4870,NA())","v":2026},{"$f":"IF($E4871=DataInput!$B4870,DataInput!I4870,NA())","v":"POE50"},{"$f":"IF($E4871=DataInput!$B4870,DataInput!J4870,NA())","v":71.2603128115082},{"$f":"IF($E4871=DataInput!$B4870,DataInput!K4870,NA())","v":1},null,null,"QLD Algester",null,null,null,null,false,null,null,{"$error":"#N/A"},{"$error":"#N/A"},{"$error":"#N/A"},{"$error":"#N/A"},{"$error":"#N/A"},{"$error":"#N/A"},{"$error":"#N/A"},{"$error":"#N/A"},{"$error":"#N/A"},{"$error":"#N/A"}]
[null,{"$f":"IF(DataInput!B4901=$B$8,IF($B$9=$B$10,TRUE,IF(DataInput!E4901=$B$9,TRUE,FALSE)))","v":true},null,null,{"$f":"IF(B4902=TRUE,DataInput!B4901,NA())","v":"QLD"},{"$f":"IF($E4902=DataInput!$B4901,DataInput!C4901,NA())","v":"QALH"},{"$f":"IF($E4902=DataInput!$B4901,DataInput!D4901,NA())","v":"Alligator Creek 132"},{"$f":"IF($E4902=DataInput!$B4901,DataInput!E4901,NA())","v":"Ergon"},{"$f":"IF($E4902=DataInput!$B4901,DataInput!F4901,NA())","v":"Summer"},{"$f":"IF($E4902=DataInput!$B4901,DataInput!G4901,NA())","v":"Coincident"},{"$f":"IF($E4902=DataInput!$B4901,DataInput!H4901,NA())","v":2017},{"$f":"IF($E4902=DataInput!$B4901,DataInput!I4901,NA())","v":"POE50"},{"$f":"IF($E4902=DataInput!$B4901,DataInput!J4901,NA())","v":23.149263969653902},{"$f":"IF($E4902=DataInput!$B4901,DataInput!K4901,NA())","v":0.58435764963679904},null,null,"QLD Alligator Creek 132",null,null,null,null,false,null,null,{"$error":"#N/A"},{"$error":"#N/A"},{"$error":"#N/A"},{"$error":"#N/A"},{"$error":"#N/A"},{"$error":"#N/A"},{"$error":"#N/A"},{"$error":"#N/A"},{"$error":"#N/A"},{"$error":"#N/A"}]
[null,{"$f":"IF(DataInput!B4932=$B$8,IF($B$9=$B$10,TRUE,IF(DataInput!E4932=$B$9,TRUE,FALSE)))","v":true},null,null,{"$f":"IF(B4933=TRUE,DataInput!B4932,NA())","v":"QLD"},{"$f":"IF($E4933=DataInput!$B4932,DataInput!C4932,NA())","v":"QASF"},{"$f":"IF($E4933=DataInput!$B4932,DataInput!D4932,NA())","v":"Alan Sherriff"},{"$f":"IF($E4933=DataInput!$B4932,DataInput!E4932,NA())","v":"Ergon"},{"$f":"IF($E4933=DataInput!$B4932,DataInput!F4932,NA())","v":"Summer"},{"$f":"IF($E4933=DataInput!$B4932,DataInput!G4932,NA())","v":"Coincident"},{"$f":"IF($E4933=DataInput!$B4932,DataInput!H4932,NA())","v":2018},{"$f":"IF($E4933=DataInput!$B4932,DataInput!I4932,NA())","v":"POE10"},{"$f":"IF($E4933=DataInput!$B4932,DataInput!J4932,NA())","v":17.753497254930899},{"$f":"IF($E4933=DataInput!$B4932,DataInput!K4932,NA())","v":0.86730470497979995},null,null,"QLD Alan Sherriff",null,null,null,null,false,null,null,{"$error":"#N/A"},{"$error":"#N/A"},{"$error":"#N/A"},{"$error":"#N/A"},{"$error":"#N/A"},{"$error":"#N/A"},{"$error":"#N/A"},{"$error":"#N/A"},{"$error":"#N/A"},{"$error":"#N/A"}]
[null,{"$f":"IF(DataInput!B4949=$B$8,IF($B$9=$B$10,TRUE,IF(DataInput!E4949=$B$9,TRUE,FALSE)))","v":true},null,null,{"$f":"IF(B4950=TRUE,DataInput!B4949,NA())","v":"QLD"},{"$f":"IF($E4950=DataInput!$B4949,DataInput!C4949,NA())","v":"QASF"},{"$f":"IF($E4950=DataInput!$B4949,DataInput!D4949,NA())","v":"Alan Sherriff"},{"$f":"IF($E4950=DataInput!$B4949,DataInput!E4949,NA())","v":"Ergon"},{"$f":"IF($E4950=DataInput!$B4949,DataInput!F4949,NA())","v":"Summer"},{"$f":"IF($E4950=DataInput!$B4949,DataInput!G4949,NA())","v":"Coincident"},{"$f":"IF($E4950=DataInput!$B4949,DataInput!H4949,NA())","v":2025},{"$f":"IF($E4950=DataInput!$B4949,DataInput!I4949,NA())","v":"POE50"},{"$f":"IF($E4950=DataInput!$B4949,DataInput!J4949,NA())","v":17.4126784800203},{"$f":"IF($E4950=DataInput!$B4949,DataInput!K4949,NA())","v":0.87837813667961295},null,null,"QLD Alan Sherriff",null,null,null,null,false,null,null,{"$error":"#N/A"},{"$error":"#N/A"},{"$error":"#N/A"},{"$error":"#N/A"},{"$error":"#N/A"},{"$error":"#N/A"},{"$error":"#N/A"},{"$error":"#N/A"},{"$error":"#N/A"},{"$error":"#N/A"}]
[null,{"$f":"IF(DataInput!B4980=$B$8,IF($B$9=$B$10,TRUE,IF(DataInput!E4980=$B$9,TRUE,FALSE)))","v":true},null,null,{"$f":"IF(B4981=TRUE,DataInput!B4980,NA())","v":"QLD"},{"$f":"IF($E4981=DataInput!$B4980,DataInput!C4980,NA())","v":"QBBS"},{"$f":"IF($E4981=DataInput!$B4980,DataInput!D4980,NA())","v":"Belmont Wecker Road 33"},{"$f":"IF($E4981=DataInput!$B4980,DataInput!E4980,NA())","v":"Energex"},{"$f":"IF($E4981=DataInput!$B4980,DataInput!F4980,NA())","v":"Summer"},{"$f":"IF($E4981=DataInput!$B4980,DataInput!G4980,NA())","v":"Coincident"},{"$f":"IF($E4981=DataInput!$B4980,DataInput!H4980,NA())","v":2026},{"$f":"IF($E4981=DataInput!$B4980,DataInput!I4980,NA())","v":"POE10"},{"$f":"IF($E4981=DataInput!$B4980,DataInput!J4980,NA())","v":166.86598890859599},{"$f":"IF($E4981=DataInput!$B4980,DataInput!K4980,NA())","v":1},null,null,"QLD Belmont Wecker Road 33",null,null,null,null,false,null,null,{"$error":"#N/A"},{"$error":"#N/A"},{"$error":"#N/A"},{"$error":"#N/A"},{"$error":"#N/A"},{"$error":"#N/A"},{"$error":"#N/A"},{"$error":"#N/A"},{"$error":"#N/A"},{"$error":"#N/A"}]
[null,{"$f":"IF(DataInput!B4998=$B$8,IF($B$9=$B$10,TRUE,IF(DataInput!E4998=$B$9,TRUE,FALSE)))","v":true},null,null,{"$f":"IF(B4999=TRUE,DataInput!B4998,NA())","v":"QLD"},{"$f":"IF($E4999=DataInput!$B4998,DataInput!C4998,NA())","v":"QBBS"},{"$f":"IF($E4999=DataInput!$B4998,DataInput!D4998,NA())","v":"Belmont Wecker Road 33"},{"$f":"IF($E4999=DataInput!$B4998,DataInput!E4998,NA())","v":"Energex"},{"$f":"IF($E4999=DataInput!$B4998,DataInput!F4998,NA())","v":"Winter"},{"$f":"IF($E4999=DataInput!$B4998,DataInput!G4998,NA())","v":"Coincident"},{"$f":"IF($E4999=DataInput!$B4998,DataInput!H4998,NA())","v":2023},{"$f":"IF($E4999=DataInput!$B4998,DataInput!I4998,NA())","v":"POE10"},{"$f":"IF($E4999=DataInput!$B4998,DataInput!J4998,NA())","v":123.77659840834001},{"$f":"IF($E4999=DataInput!$B4998,DataInput!K4998,NA())","v":1},null,null,"QLD Belmont Wecker Road 33",null,null,null,null,false,null,null,{"$error":"#N/A"},{"$error":"#N/A"},{"$error":"#N/A"},{"$error":"#N/A"},{"$error":"#N/A"},{"$error":"#N/A"},{"$error":"#N/A"},{"$error":"#N/A"},{"$error":"#N/A"},{"$error":"#N/A"}]
[null,{"$f":"IF(DataInput!B5029=$B$8,IF($B$9=$B$10,TRUE,IF(DataInput!E5029=$B$9,TRUE,FALSE)))","v":true},null,null,{"$f":"IF(B5030=TRUE,DataInput!B5029,NA())","v":"QLD"},{"$f":"IF($E5030=DataInput!$B5029,DataInput!C5029,NA())","v":"QBDA"},{"$f":"IF($E5030=DataInput!$B5029,DataInput!D5029,NA())","v":"Bundamba"},{"$f":"IF($E5030=DataInput!$B5029,DataInput!E5029,NA())","v":"Energex"},{"$f":"IF($E5030=DataInput!$B5029,DataInput!F5029,NA())","v":"Summer"},{"$f":"IF($E5030=DataInput!$B5029,DataInput!G5029,NA())","v":"Coincident"},{"$f":"IF($E5030=DataInput!$B5029,DataInput!H5029,NA())","v":2025},{"$f":"IF($E5030=DataInput!$B5029,DataInput!I5029,NA())","v":"POE50"},{"$f":"IF($E5030=DataInput!$B5029,DataInput!J5029,NA())","v":38.465227352577898},{"$f":"IF($E5030=DataInput!$B5029,DataInput!K5029,NA())","v":1},null,null,"QLD Bundamba",null,null,null,null,false,null,null,{"$error":"#N/A"},{"$error":"#N/A"},{"$error":"#N/A"},{"$error":"#N/A"},{"$error":"#N/A"},{"$error":"#N/A"},{"$error":"#N/A"},{"$error":"#N/A"},{"$error":"#N/A"},{"$error":"#N/A"}]
[null,{"$f":"IF(DataInput!B5072=$B$8,IF($B$9=$B$10,TRUE,IF(DataInput!E5072=$B$9,TRUE,FALSE)))","v":true},null,null,{"$f":"IF(B5073=TRUE,DataInput!B5072,NA())","v":"QLD"},{"$f":"IF($E5073=DataInput!$B5072,DataInput!C5072,NA())","v":"QBIL"},{"$f":"IF($E5073=DataInput!$B5072,DataInput!D5072,NA())","v":"Biloela"},{"$f":"IF($E5073=DataInput!$B5072,DataInput!E5072,NA())","v":"Ergon"},{"$f":"IF($E5073=DataInput!$B5072,DataInput!F5072,NA())","v":"Winter"},{"$f":"IF($E5073=DataInput!$B5072,DataInput!G5072,NA())","v":"Coincident"},{"$f":"IF($E5073=DataInput!$B5072,DataInput!H5072,NA())","v":2017},{"$f":"IF($E5073=DataInput!$B5072,DataInput!I5072,NA())","v":"POE10"},{"$f":"IF($E5073=DataInput!$B5072,DataInput!J5072,NA())","v":32.2882567235946},{"$f":"IF($E5073=DataInput!$B5072,DataInput!K5072,NA())","v":0.96421800662951895},null,null,"QLD Biloela",null,null,null,null,false,null,null,{"$error":"#N/A"},{"$error":"#N/A"},{"$error":"#N/A"},{"$error":"#N/A"},{"$error":"#N/A"},{"$error":"#N/A"},{"$error":"#N/A"},{"$error":"#N/A"},{"$error":"#N/A"},{"$error":"#N/A"}]
[null,{"$f":"IF(DataInput!B5106=$B$8,IF($B$9=$B$10,TRUE,IF(DataInput!E5106=$B$9,TRUE,FALSE)))","v":true},null,null,{"$f":"IF(B5107=TRUE,DataInput!B5106,NA())","v":"QLD"},{"$f":"IF($E5107=DataInput!$B5106,DataInput!C5106,NA())","v":"QBK2"},{"$f":"IF($E5107=DataInput!$B5106,DataInput!D5106,NA())","v":"Bulli Creek"},{"$f":"IF($E5107=DataInput!$B5106,DataInput!E5106,NA())","v":"Essential Energy"},{"$f":"IF($E5107=DataInput!$B5106,DataInput!F5106,NA())","v":"Summer"},{"$f":"IF($E5107=DataInput!$B5106,DataInput!G5106,NA())","v":"Coincident"},{"$f":"IF($E5107=DataInput!$B5106,DataInput!H5106,NA())","v":2022},{"$f":"IF($E5107=DataInput!$B5106,DataInput!I5106,NA())","v":"POE50"},{"$f":"IF($E5107=DataInput!$B5106,DataInput!J5106,NA())","v":9.9999999999999998E-20},{"$f":"IF($E5107=DataInput!$B5106,DataInput!K5106,NA())","v":0},null,null,"QLD Bulli Creek",null,null,null,null,false,null,null,{"$error":"#N/A"},{"$error":"#N/A"},{"$error":"#N/A"},{"$error":"#N/A"},{"$error":"#N/A"},{"$error":"#N/A"},{"$error":"#N/A"},{"$error":"#N/A"},{"$error":"#N/A"},{"$error":"#N/A"}]
[null,{"$f":"IF(DataInput!B5137=$B$8,IF($B$9=$B$10,TRUE,IF(DataInput!E5137=$B$9,TRUE,FALSE)))","v":true},null,null,{"$f":"IF(B5138=TRUE,DataInput!B5137,NA())","v":"QLD"},{"$f":"IF($E5138=DataInput!$B5137,DataInput!C5137,NA())","v":"QBKS"},{"$f":"IF($E5138=DataInput!$B5137,DataInput!D5137,NA())","v":"Blackstone"},{"$f":"IF($E5138=DataInput!$B5137,DataInput!E5137,NA())","v":"Energex"},{"$f":"IF($E5138=DataInput!$B5137,DataInput!F5137,NA())","v":"Summer"},{"$f":"IF($E5138=DataInput!$B5137,DataInput!G5137,NA())","v":"Coincident"},{"$f":"IF($E5138=DataInput!$B5137,DataInput!H5137,NA())","v":2023},{"$f":"IF($E5138=DataInput!$B5137,DataInput!I5137,NA())","v":"POE10"},{"$f":"IF($E5138=DataInput!$B5137,DataInput!J5137,NA())","v":111.463149868126},{"$f":"IF($E5138=DataInput!$B5137,DataInput!K5137,NA())","v":1},null,null,"QLD Blackstone",null,null,null,null,false,null,null,{"$error":"#N/A"},{"$error":"#N/A"},{"$error":"#N/A"},{"$error":"#N/A"},{"$error":"#N/A"},{"$error":"#N/A"},{"$error":"#N/A"},{"$error":"#N/A"},{"$error":"#N/A"},{"$error":"#N/A"}]
[null,{"$f":"IF(DataInput!B5155=$B$8,IF($B$9=$B$10,TRUE,IF(DataInput!E5155=$B$9,TRUE,FALSE)))","v":true},null,null,{"$f":"IF(B5156=TRUE,DataInput!B5155,NA())","v":"QLD"},{"$f":"IF($E5156=DataInput!$B5155,DataInput!C5155,NA())","v":"QBKS"},{"$f":"IF($E5156=DataInput!$B5155,DataInput!D5155,NA())","v":"Blackstone"},{"$f":"IF($E5156=DataInput!$B5155,DataInput!E5155,NA())","v":"Energex"},{"$f":"IF($E5156=DataInput!$B5155,DataInput!F5155,NA())","v":"Winter"},{"$f":"IF($E5156=DataInput!$B5155,DataInput!G5155,NA())","v":"Coincident"},{"$f":"IF($E5156=DataInput!$B5155,DataInput!H5155,NA())","v":2020},{"$f":"IF($E5156=DataInput!$B5155,DataInput!I5155,NA())","v":"POE10"},{"$f":"IF($E5156=DataInput!$B5155,DataInput!J5155,NA())","v":83.929131038011406},{"$f":"IF($E5156=DataInput!$B5155,DataInput!K5155,NA())","v":1},null,null,"QLD Blackstone",null,null,null,null,false,null,null,{"$error":"#N/A"},{"$error":"#N/A"},{"$error":"#N/A"},{"$error":"#N/A"},{"$error":"#N/A"},{"$error":"#N/A"},{"$error":"#N/A"},{"$error":"#N/A"},{"$error":"#N/A"},{"$error":"#N/A"}]
[null,{"$f":"IF(DataInput!B5171=$B$8,IF($B$9=$B$10,TRUE,IF(DataInput!E5171=$B$9,TRUE,FALSE)))","v":true},null,null,{"$f":"IF(B5172=TRUE,DataInput!B5171,NA())","v":"QLD"},{"$f":"IF($E5172=DataInput!$B5171,DataInput!C5171,NA())","v":"QBLF"},{"$f":"IF($E5172=DataInput!$B5171,DataInput!D5171,NA())","v":"Bluff (Rail)"},{"$f":"IF($E5172=DataInput!$B5171,DataInput!E5171,NA())","v":"Powerlink"},{"$f":"IF($E5172=DataInput!$B5171,DataInput!F5171,NA())","v":"Summer"},{"$f":"IF($E5172=DataInput!$B5171,DataInput!G5171,NA())","v":"Coincident"},{"$f":"IF($E5172=DataInput!$B5171,DataInput!H5171,NA())","v":2017},{"$f":"IF($E5172=DataInput!$B5171,DataInput!I5171,NA())","v":"POE10"},{"$f":"IF($E5172=DataInput!$B5171,DataInput!J5171,NA())","v":"NA"},{"$f":"IF($E5172=DataInput!$B5171,DataInput!K5171,NA())","v":"NA"},null,null,"QLD Bluff (Rail)",null,null,null,null,false,null,null,{"$error":"#N/A"},{"$error":"#N/A"},{"$error":"#N/A"},{"$error":"#N/A"},{"$error":"#N/A"},{"$error":"#N/A"},{"$error":"#N/A"},{"$error":"#N/A"},{"$error":"#N/A"},{"$error":"#N/A"}]
[null,{"$f":"IF(DataInput!B5216=$B$8,IF($B$9=$B$10,TRUE,IF(DataInput!E5216=$B$9,TRUE,FALSE)))","v":true},null,null,{"$f":"IF(B5217=TRUE,DataInput!B5216,NA())","v":"QLD"},{"$f":"IF($E5217=DataInput!$B5216,DataInput!C5216,NA())","v":"QBLK"},{"$f":"IF($E5217=DataInput!$B5216,DataInput!D5216,NA())","v":"Bulli Creek (Waggamba)"},{"$f":"IF($E5217=DataInput!$B5216,DataInput!E5216,NA())","v":"Ergon"},{"$f":"IF($E5217=DataInput!$B5216,DataInput!F5216,NA())","v":"Summer"},{"$f":"IF($E5217=DataInput!$B5216,DataInput!G5216,NA())","v":"Coincident"},{"$f":"IF($E5217=DataInput!$B5216,DataInput!H5216,NA())","v":2022},{"$f":"IF($E5217=DataInput!$B5216,DataInput!I5216,NA())","v":"POE10"},{"$f":"IF($E5217=DataInput!$B5216,DataInput!J5216,NA())","v":15.303109163682199},{"$f":"IF($E5217=DataInput!$B5216,DataInput!K5216,NA())","v":0.72827224126413603},null,null,"QLD Bulli Creek (Waggamba)",null,null,null,null,false,null,null,{"$error":"#N/A"},{"$error":"#N/A"},{"$error":"#N/A"},{"$error":"#N/A"},{"$error":"#N/A"},{"$error":"#N/A"},{"$error":"#N/A"},{"$error":"#N/A"},{"$error":"#N/A"},{"$error":"#N/A"}]
[null,{"$f":"IF(DataInput!B5234=$B$8,IF($B$9=$B$10,TRUE,IF(DataInput!E5234=$B$9,TRUE,FALSE)))","v":true},null,null,{"$f":"IF(B5235=TRUE,DataInput!B5234,NA())","v":"QLD"},{"$f":"IF($E5235=DataInput!$B5234,DataInput!C5234,NA())","v":"QBLK"},{"$f":"IF($E5235=DataInput!$B5234,DataInput!D5234,NA())","v":"Bulli Creek (Waggamba)"},{"$f":"IF($E5235=DataInput!$B5234,DataInput!E5234,NA())","v":"Ergon"},{"$f":"IF($E5235=DataInput!$B5234,DataInput!F5234,NA())","v":"Winter"},{"$f":"IF($E5235=DataInput!$B5234,DataInput!G5234,NA())","v":"Coincident"},{"$f":"IF($E5235=DataInput!$B5234,DataInput!H5234,NA())","v":2019},{"$f":"IF($E5235=DataInput!$B5234,DataInput!I5234,NA())","v":"POE10"},{"$f":"IF($E5235=DataInput!$B5234,DataInput!J5234,NA())","v":23.599879110265601},{"$f":"IF($E5235=DataInput!$B5234,DataInput!K5234,NA())","v":1},null,null,"QLD Bulli Creek (Waggamba)",null,null,null,null,false,null,null,{"$error":"#N/A"},{"$error":"#N/A"},{"$error":"#N/A"},{"$error":"#N/A"},{"$error":"#N/A"},{"$error":"#N/A"},{"$error":"#N/A"},{"$error":"#N/A"},{"$error":"#N/A"},{"$error":"#N/A"}]
[null,{"$f":"IF(DataInput!B5265=$B$8,IF($B$9=$B$10,TRUE,IF(DataInput!E5265=$B$9,TRUE,FALSE)))","v":true},null,null,{"$f":"IF(B5266=TRUE,DataInput!B5265,NA())","v":"QLD"},{"$f":"IF($E5266=DataInput!$B5265,DataInput!C5265,NA())","v":"QBMH"},{"$f":"IF($E5266=DataInput!$B5265,DataInput!D5265,NA())","v":"Belmont Wecker Road 110"},{"$f":"IF($E5266=DataInput!$B5265,DataInput!E5265,NA())","v":"Energex"},{"$f":"IF($E5266=DataInput!$B5265,DataInput!F5265,NA())","v":"Summer"},{"$f":"IF($E5266=DataInput!$B5265,DataInput!G5265,NA())","v":"Coincident"},{"$f":"IF($E5266=DataInput!$B5265,DataInput!H5265,NA())","v":2021},{"$f":"IF($E5266=DataInput!$B5265,DataInput!I5265,NA())","v":"POE50"},{"$f":"IF($E5266=DataInput!$B5265,DataInput!J5265,NA())","v":440.68144740754002},{"$f":"IF($E5266=DataInput!$B5265,DataInput!K5265,NA())","v":1},null,null,"QLD Belmont Wecker Road 110",null,null,null,null,false,null,null,{"$error":"#N/A"},{"$error":"#N/A"},{"$error":"#N/A"},{"$error":"#N/A"},{"$error":"#N/A"},{"$error":"#N/A"},{"$error":"#N/A"},{"$error":"#N/A"},{"$error":"#N/A"},{"$error":"#N/A"}]
[null,{"$f":"IF(DataInput!B5294=$B$8,IF($B$9=$B$10,TRUE,IF(DataInput!E5294=$B$9,TRUE,FALSE)))","v":true},null,null,{"$f":"IF(B5295=TRUE,DataInput!B5294,NA())","v":"QLD"},{"$f":"IF($E5295=DataInput!$B5294,DataInput!C5294,NA())","v":"QBNB"},{"$f":"IF($E5295=DataInput!$B5294,DataInput!D5294,NA())","v":"Bolingbroke (Rail)"},{"$f":"IF($E5295=DataInput!$B5294,DataInput!E5294,NA())","v":"Powerlink"},{"$f":"IF($E5295=DataInput!$B5294,DataInput!F5294,NA())","v":"Summer"},{"$f":"IF($E5295=DataInput!$B5294,DataInput!G5294,NA())","v":"Coincident"},{"$f":"IF($E5295=DataInput!$B5294,DataInput!H5294,NA())","v":2020},{"$f":"IF($E5295=DataInput!$B5294,DataInput!I5294,NA())","v":"POE10"},{"$f":"IF($E5295=DataInput!$B5294,DataInput!J5294,NA())","v":"NA"},{"$f":"IF($E5295=DataInput!$B5294,DataInput!K5294,NA())","v":"NA"},null,null,"QLD Bolingbroke (Rail)",null,null,null,null,false,null,null,{"$error":"#N/A"},{"$error":"#N/A"},{"$error":"#N/A"},{"$error":"#N/A"},{"$error":"#N/A"},{"$error":"#N/A"},{"$error":"#N/A"},{"$error":"#N/A"},{"$error":"#N/A"},{"$error":"#N/A"}]
[null,{"$f":"IF(DataInput!B5313=$B$8,IF($B$9=$B$10,TRUE,IF(DataInput!E5313=$B$9,TRUE,FALSE)))","v":true},null,null,{"$f":"IF(B5314=TRUE,DataInput!B5313,NA())","v":"QLD"},{"$f":"IF($E5314=DataInput!$B5313,DataInput!C5313,NA())","v":"QBNB"},{"$f":"IF($E5314=DataInput!$B5313,DataInput!D5313,NA())","v":"Bolingbroke (Rail)"},{"$f":"IF($E5314=DataInput!$B5313,DataInput!E5313,NA())","v":"Powerlink"},{"$f":"IF($E5314=DataInput!$B5313,DataInput!F5313,NA())","v":"Winter"},{"$f":"IF($E5314=DataInput!$B5313,DataInput!G5313,NA())","v":"Coincident"},{"$f":"IF($E5314=DataInput!$B5313,DataInput!H5313,NA())","v":2018},{"$f":"IF($E5314=DataInput!$B5313,DataInput!I5313,NA())","v":"POE10"},{"$f":"IF($E5314=DataInput!$B5313,DataInput!J5313,NA())","v":"NA"},{"$f":"IF($E5314=DataInput!$B5313,DataInput!K5313,NA())","v":"NA"},null,null,"QLD Bolingbroke (Rail)",null,null,null,null,false,null,null,{"$error":"#N/A"},{"$error":"#N/A"},{"$error":"#N/A"},{"$error":"#N/A"},{"$error":"#N/A"},{"$error":"#N/A"},{"$error":"#N/A"},{"$error":"#N/A"},{"$error":"#N/A"},{"$error":"#N/A"}]
[null,{"$f":"IF(DataInput!B5344=$B$8,IF($B$9=$B$10,TRUE,IF(DataInput!E5344=$B$9,TRUE,FALSE)))","v":true},null,null,{"$f":"IF(B5345=TRUE,DataInput!B5344,NA())","v":"QLD"},{"$f":"IF($E5345=DataInput!$B5344,DataInput!C5344,NA())","v":"QBNN"},{"$f":"IF($E5345=DataInput!$B5344,DataInput!D5344,NA())","v":"Bowen North"},{"$f":"IF($E5345=DataInput!$B5344,DataInput!E5344,NA())","v":"Ergon"},{"$f":"IF($E5345=DataInput!$B5344,DataInput!F5344,NA())","v":"Summer"},{"$f":"IF($E5345=DataInput!$B5344,DataInput!G5344,NA())","v":"Coincident"},{"$f":"IF($E5345=DataInput!$B5344,DataInput!H5344,NA())","v":2020},{"$f":"IF($E5345=DataInput!$B5344,DataInput!I5344,NA())","v":"POE50"},{"$f":"IF($E5345=DataInput!$B5344,DataInput!J5344,NA())","v":40.2244929117075},{"$f":"IF($E5345=DataInput!$B5344,DataInput!K5344,NA())","v":0.81587561743368298},null,null,"QLD Bowen North",null,null,null,null,false,null,null,{"$error":"#N/A"},{"$error":"#N/A"},{"$error":"#N/A"},{"$error":"#N/A"},{"$error":"#N/A"},{"$error":"#N/A"},{"$error":"#N/A"},{"$error":"#N/A"},{"$error":"#N/A"},{"$error":"#N/A"}]
[null,{"$f":"IF(DataInput!B5391=$B$8,IF($B$9=$B$10,TRUE,IF(DataInput!E5391=$B$9,TRUE,FALSE)))","v":true},null,null,{"$f":"IF(B5392=TRUE,DataInput!B5391,NA())","v":"QLD"},{"$f":"IF($E5392=DataInput!$B5391,DataInput!C5391,NA())","v":"QBOH"},{"$f":"IF($E5392=DataInput!$B5391,DataInput!D5391,NA())","v":"Boyne Island 275"},{"$f":"IF($E5392=DataInput!$B5391,DataInput!E5391,NA())","v":"Powerlink"},{"$f":"IF($E5392=DataInput!$B5391,DataInput!F5391,NA())","v":"Winter"},{"$f":"IF($E5392=DataInput!$B5391,DataInput!G5391,NA())","v":"Coincident"},{"$f":"IF($E5392=DataInput!$B5391,DataInput!H5391,NA())","v":2016},{"$f":"IF($E5392=DataInput!$B5391,DataInput!I5391,NA())","v":"POE10"},{"$f":"IF($E5392=DataInput!$B5391,DataInput!J5391,NA())","v":"NA"},{"$f":"IF($E5392=DataInput!$B5391,DataInput!K5391,NA())","v":"NA"},null,null,"QLD Boyne Island 275",null,null,null,null,false,null,null,{"$error":"#N/A"},{"$error":"#N/A"},{"$error":"#N/A"},{"$error":"#N/A"},{"$error":"#N/A"},{"$error":"#N/A"},{"$error":"#N/A"},{"$error":"#N/A"},{"$error":"#N/A"},{"$error":"#N/A"}]
[null,{"$f":"IF(DataInput!B5421=$B$8,IF($B$9=$B$10,TRUE,IF(DataInput!E5421=$B$9,TRUE,FALSE)))","v":true},null,null,{"$f":"IF(B5422=TRUE,DataInput!B5421,NA())","v":"QLD"},{"$f":"IF($E5422=DataInput!$B5421,DataInput!C5421,NA())","v":"QBOL"},{"$f":"IF($E5422=DataInput!$B5421,DataInput!D5421,NA())","v":"Boyne Island 132"},{"$f":"IF($E5422=DataInput!$B5421,DataInput!E5421,NA())","v":"Powerlink"},{"$f":"IF($E5422=DataInput!$B5421,DataInput!F5421,NA())","v":"Summer"},{"$f":"IF($E5422=DataInput!$B5421,DataInput!G5421,NA())","v":"Coincident"},{"$f":"IF($E5422=DataInput!$B5421,DataInput!H5421,NA())","v":2017},{"$f":"IF($E5422=DataInput!$B5421,DataInput!I5421,NA())","v":"POE50"},{"$f":"IF($E5422=DataInput!$B5421,DataInput!J5421,NA())","v":"NA"},{"$f":"IF($E5422=DataInput!$B5421,DataInput!K5421,NA())","v":"NA"},null,null,"QLD Boyne Island 132",null,null,null,null,false,null,null,{"$error":"#N/A"},{"$error":"#N/A"},{"$error":"#N/A"},{"$error":"#N/A"},{"$error":"#N/A"},{"$error":"#N/A"},{"$error":"#N/A"},{"$error":"#N/A"},{"$error":"#N/A"},{"$error":"#N/A"}]
[null,{"$f":"IF(DataInput!B5452=$B$8,IF($B$9=$B$10,TRUE,IF(DataInput!E5452=$B$9,TRUE,FALSE)))","v":true},null,null,{"$f":"IF(B5453=TRUE,DataInput!B5452,NA())","v":"QLD"},{"$f":"IF($E5453=DataInput!$B5452,DataInput!C5452,NA())","v":"QBRE"},{"$f":"IF($E5453=DataInput!$B5452,DataInput!D5452,NA())","v":"Braemer Kumbarilla Park"},{"$f":"IF($E5453=DataInput!$B5452,DataInput!E5452,NA())","v":"Powerlink"},{"$f":"IF($E5453=DataInput!$B5452,DataInput!F5452,NA())","v":"Summer"},{"$f":"IF($E5453=DataInput!$B5452,DataInput!G5452,NA())","v":"Coincident"},{"$f":"IF($E5453=DataInput!$B5452,DataInput!H5452,NA())","v":2018},{"$f":"IF($E5453=DataInput!$B5452,DataInput!I5452,NA())","v":"POE10"},{"$f":"IF($E5453=DataInput!$B5452,DataInput!J5452,NA())","v":"NA"},{"$f":"IF($E5453=DataInput!$B5452,DataInput!K5452,NA())","v":"NA"},null,null,"QLD Braemer Kumbarilla Park",null,null,null,null,false,null,null,{"$error":"#N/A"},{"$error":"#N/A"},{"$error":"#N/A"},{"$error":"#N/A"},{"$error":"#N/A"},{"$error":"#N/A"},{"$error":"#N/A"},{"$error":"#N/A"},{"$error":"#N/A"},{"$error":"#N/A"}]
[null,{"$f":"IF(DataInput!B5470=$B$8,IF($B$9=$B$10,TRUE,IF(DataInput!E5470=$B$9,TRUE,FALSE)))","v":true},null,null,{"$f":"IF(B5471=TRUE,DataInput!B5470,NA())","v":"QLD"},{"$f":"IF($E5471=DataInput!$B5470,DataInput!C5470,NA())","v":"QBRE"},{"$f":"IF($E5471=DataInput!$B5470,DataInput!D5470,NA())","v":"Braemer Kumbarilla Park"},{"$f":"IF($E5471=DataInput!$B5470,DataInput!E5470,NA())","v":"Powerlink"},{"$f":"IF($E5471=DataInput!$B5470,DataInput!F5470,NA())","v":"Summer"},{"$f":"IF($E5471=DataInput!$B5470,DataInput!G5470,NA())","v":"Coincident"},{"$f":"IF($E5471=DataInput!$B5470,DataInput!H5470,NA())","v":2026},{"$f":"IF($E5471=DataInput!$B5470,DataInput!I5470,NA())","v":"POE50"},{"$f":"IF($E5471=DataInput!$B5470,DataInput!J5470,NA())","v":"NA"},{"$f":"IF($E5471=DataInput!$B5470,DataInput!K5470,NA())","v":"NA"},null,null,"QLD Braemer Kumbarilla Park",null,null,null,null,false,null,null,{"$error":"#N/A"},{"$error":"#N/A"},{"$error":"#N/A"},{"$error":"#N/A"},{"$error":"#N/A"},{"$error":"#N/A"},{"$error":"#N/A"},{"$error":"#N/A"},{"$error":"#N/A"},{"$error":"#N/A"}]
[null,{"$f":"IF(DataInput!B5501=$B$8,IF($B$9=$B$10,TRUE,IF(DataInput!E5501=$B$9,TRUE,FALSE)))","v":true},null,null,{"$f":"IF(B5502=TRUE,DataInput!B5501,NA())","v":"QLD"},{"$f":"IF($E5502=DataInput!$B5501,DataInput!C5501,NA())","v":"QBUR"},{"$f":"IF($E5502=DataInput!$B5501,DataInput!D5501,NA())","v":"Burton Downs"},{"$f":"IF($E5502=DataInput!$B5501,DataInput!E5501,NA())","v":"Powerlink"},{"$f":"IF($E5502=DataInput!$B5501,DataInput!F5501,NA())","v":"Summer"},{"$f":"IF($E5502=DataInput!$B5501,DataInput!G5501,NA())","v":"Coincident"},{"$f":"IF($E5502=DataInput!$B5501,DataInput!H5501,NA())","v":2017},{"$f":"IF($E5502=DataInput!$B5501,DataInput!I5501,NA())","v":"POE50"},{"$f":"IF($E5502=DataInput!$B5501,DataInput!J5501,NA())","v":"NA"},{"$f":"IF($E5502=DataInput!$B5501,DataInput!K5501,NA())","v":"NA"},null,null,"QLD Burton Downs",null,null,null,null,false,null,null,{"$error":"#N/A"},{"$error":"#N/A"},{"$error":"#N/A"},{"$error":"#N/A"},{"$error":"#N/A"},{"$error":"#N/A"},{"$error":"#N/A"},{"$error":"#N/A"},{"$error":"#N/A"},{"$error":"#N/A"}]
[null,{"$f":"IF(DataInput!B5516=$B$8,IF($B$9=$B$10,TRUE,IF(DataInput!E5516=$B$9,TRUE,FALSE)))","v":true},null,null,{"$f":"IF(B5517=TRUE,DataInput!B5516,NA())","v":"QLD"},{"$f":"IF($E5517=DataInput!$B5516,DataInput!C5516,NA())","v":"QBUR"},{"$f":"IF($E5517=DataInput!$B5516,DataInput!D5516,NA())","v":"Burton Downs"},{"$f":"IF($E5517=DataInput!$B5516,DataInput!E5516,NA())","v":"Powerlink"},{"$f":"IF($E5517=DataInput!$B5516,DataInput!F5516,NA())","v":"Winter"},{"$f":"IF($E5517=DataInput!$B5516,DataInput!G5516,NA())","v":"Coincident"},{"$f":"IF($E5517=DataInput!$B5516,DataInput!H5516,NA())","v":2021},{"$f":"IF($E5517=DataInput!$B5516,DataInput!I5516,NA())","v":"POE10"},{"$f":"IF($E5517=DataInput!$B5516,DataInput!J5516,NA())","v":"NA"},{"$f":"IF($E5517=DataInput!$B5516,DataInput!K5516,NA())","v":"NA"},null,null,"QLD Burton Downs",null,null,null,null,false,null,null,{"$error":"#N/A"},{"$error":"#N/A"},{"$error":"#N/A"},{"$error":"#N/A"},{"$error":"#N/A"},{"$error":"#N/A"},{"$error":"#N/A"},{"$error":"#N/A"},{"$error":"#N/A"},{"$error":"#N/A"}]
[null,{"$f":"IF(DataInput!B5549=$B$8,IF($B$9=$B$10,TRUE,IF(DataInput!E5549=$B$9,TRUE,FALSE)))","v":true},null,null,{"$f":"IF(B5550=TRUE,DataInput!B5549,NA())","v":"QLD"},{"$f":"IF($E5550=DataInput!$B5549,DataInput!C5549,NA())","v":"QBWH"},{"$f":"IF($E5550=DataInput!$B5549,DataInput!D5549,NA())","v":"Blackwater 132"},{"$f":"IF($E5550=DataInput!$B5549,DataInput!E5549,NA())","v":"Ergon"},{"$f":"IF($E5550=DataInput!$B5549,DataInput!F5549,NA())","v":"Summer"},{"$f":"IF($E5550=DataInput!$B5549,DataInput!G5549,NA())","v":"Coincident"},{"$f":"IF($E5550=DataInput!$B5549,DataInput!H5549,NA())","v":2025},{"$f":"IF($E5550=DataInput!$B5549,DataInput!I5549,NA())","v":"POE50"},{"$f":"IF($E5550=DataInput!$B5549,DataInput!J5549,NA())","v":23.746345610371101},{"$f":"IF($E5550=DataInput!$B5549,DataInput!K5549,NA())","v":0.63869142179363003},null,null,"QLD Blackwater 132",null,null,null,null,false,null,null,{"$error":"#N/A"},{"$error":"#N/A"},{"$error":"#N/A"},{"$error":"#N/A"},{"$error":"#N/A"},{"$error":"#N/A"},{"$error":"#N/A"},{"$error":"#N/A"},{"$error":"#N/A"},{"$error":"#N/A"}]
[null,{"$f":"IF(DataInput!B5580=$B$8,IF($B$9=$B$10,TRUE,IF(DataInput!E5580=$B$9,TRUE,FALSE)))","v":true},null,null,{"$f":"IF(B5581=TRUE,DataInput!B5580,NA())","v":"QLD"},{"$f":"IF($E5581=DataInput!$B5580,DataInput!C5580,NA())","v":"QBWL"},{"$f":"IF($E5581=DataInput!$B5580,DataInput!D5580,NA())","v":"Blackwater 66/11"},{"$f":"IF($E5581=DataInput!$B5580,DataInput!E5580,NA())","v":"Ergon"},{"$f":"IF($E5581=DataInput!$B5580,DataInput!F5580,NA())","v":"Summer"},{"$f":"IF($E5581=DataInput!$B5580,DataInput!G5580,NA())","v":"Coincident"},{"$f":"IF($E5581=DataInput!$B5580,DataInput!H5580,NA())","v":2026},{"$f":"IF($E5581=DataInput!$B5580,DataInput!I5580,NA())","v":"POE10"},{"$f":"IF($E5581=DataInput!$B5580,DataInput!J5580,NA())","v":102.123632856231},{"$f":"IF($E5581=DataInput!$B5580,DataInput!K5580,NA())","v":0.82633577536467995},null,null,"QLD Blackwater 66/11",null,null,null,null,false,null,null,{"$error":"#N/A"},{"$error":"#N/A"},{"$error":"#N/A"},{"$error":"#N/A"},{"$error":"#N/A"},{"$error":"#N/A"},{"$error":"#N/A"},{"$error":"#N/A"},{"$error":"#N/A"},{"$error":"#N/A"}]
[null,{"$f":"IF(DataInput!B5627=$B$8,IF($B$9=$B$10,TRUE,IF(DataInput!E5627=$B$9,TRUE,FALSE)))","v":true},null,null,{"$f":"IF(B5628=TRUE,DataInput!B5627,NA())","v":"QLD"},{"$f":"IF($E5628=DataInput!$B5627,DataInput!C5627,NA())","v":"QCAR"},{"$f":"IF($E5628=DataInput!$B5627,DataInput!D5627,NA())","v":"Calliope River"},{"$f":"IF($E5628=DataInput!$B5627,DataInput!E5627,NA())","v":"Ergon"},{"$f":"IF($E5628=DataInput!$B5627,DataInput!F5627,NA())","v":"Summer"},{"$f":"IF($E5628=DataInput!$B5627,DataInput!G5627,NA())","v":"Coincident"},{"$f":"IF($E5628=DataInput!$B5627,DataInput!H5627,NA())","v":2023},{"$f":"IF($E5628=DataInput!$B5627,DataInput!I5627,NA())","v":"POE50"},{"$f":"IF($E5628=DataInput!$B5627,DataInput!J5627,NA())","v":22.027476327268801},{"$f":"IF($E5628=DataInput!$B5627,DataInput!K5627,NA())","v":0.44326925786044102},null,null,"QLD Calliope River",null,null,null,null,false,null,null,{"$error":"#N/A"},{"$error":"#N/A"},{"$error":"#N/A"},{"$error":"#N/A"},{"$error":"#N/A"},{"$error":"#N/A"},{"$error":"#N/A"},{"$error":"#N/A"},{"$error":"#N/A"},{"$error":"#N/A"}]
[null,{"$f":"IF(DataInput!B5643=$B$8,IF($B$9=$B$10,TRUE,IF(DataInput!E5643=$B$9,TRUE,FALSE)))","v":true},null,null,{"$f":"IF(B5644=TRUE,DataInput!B5643,NA())","v":"QLD"},{"$f":"IF($E5644=DataInput!$B5643,DataInput!C5643,NA())","v":"QCAR"},{"$f":"IF($E5644=DataInput!$B5643,DataInput!D5643,NA())","v":"Calliope River"},{"$f":"IF($E5644=DataInput!$B5643,DataInput!E5643,NA())","v":"Ergon"},{"$f":"IF($E5644=DataInput!$B5643,DataInput!F5643,NA())","v":"Winter"},{"$f":"IF($E5644=DataInput!$B5643,DataInput!G5643,NA())","v":"Coincident"},{"$f":"IF($E5644=DataInput!$B5643,DataInput!H5643,NA())","v":2018},{"$f":"IF($E5644=DataInput!$B5643,DataInput!I5643,NA())","v":"POE50"},{"$f":"IF($E5644=DataInput!$B5643,DataInput!J5643,NA())","v":32.725982211636399},{"$f":"IF($E5644=DataInput!$B5643,DataInput!K5643,NA())","v":0.74535618403420001},null,null,{"$f":"IF(OR(ISERROR(E5644),ISERROR(G5644)),\"  \",E5644&\" \"&G5644)","v":"QLD Calliope River"},null,null,null,null,{"$f":"IF(ISERROR(G5644),FALSE,IF($V$9=G5644,TRUE,FALSE))","v":false},null,null,{"$error":"#N/A"},{"$error":"#N/A"},{"$error":"#N/A"},{"$error":"#N/A"},{"$error":"#N/A"},{"$error":"#N/A"},{"$error":"#N/A"},{"$error":"#N/A"},{"$error":"#N/A"},{"$error":"#N/A"}]
[null,{"$f":"IF(DataInput!B5659=$B$8,IF($B$9=$B$10,TRUE,IF(DataInput!E5659=$B$9,TRUE,FALSE)))","v":true},null,null,{"$f":"IF(B5660=TRUE,DataInput!B5659,NA())","v":"QLD"},{"$f":"IF($E5660=DataInput!$B5659,DataInput!C5659,NA())","v":"QCBL"},{"$f":"IF($E5660=DataInput!$B5659,DataInput!D5659,NA())","v":"Columboola"},{"$f":"IF($E5660=DataInput!$B5659,DataInput!E5659,NA())","v":"Ergon"},{"$f":"IF($E5660=DataInput!$B5659,DataInput!F5659,NA())","v":"Summer"},{"$f":"IF($E5660=DataInput!$B5659,DataInput!G5659,NA())","v":"Coincident"},{"$f":"IF($E5660=DataInput!$B5659,DataInput!H5659,NA())","v":2025},{"$f":"IF($E5660=DataInput!$B5659,DataInput!I5659,NA())","v":"POE10"},{"$f":"IF($E5660=DataInput!$B5659,DataInput!J5659,NA())","v":37.905491525099002},{"$f":"IF($E5660=DataInput!$B5659,DataInput!K5659,NA())","v":0.46665859977049001},null,null,"QLD Columboola",null,null,null,null,false,null,null,{"$error":"#N/A"},{"$error":"#N/A"},{"$error":"#N/A"},{"$error":"#N/A"},{"$error":"#N/A"},{"$error":"#N/A"},{"$error":"#N/A"},{"$error":"#N/A"},{"$error":"#N/A"},{"$error":"#N/A"}]
[null,{"$f":"IF(DataInput!B5706=$B$8,IF($B$9=$B$10,TRUE,IF(DataInput!E5706=$B$9,TRUE,FALSE)))","v":true},null,null,{"$f":"IF(B5707=TRUE,DataInput!B5706,NA())","v":"QLD"},{"$f":"IF($E5707=DataInput!$B5706,DataInput!C5706,NA())","v":"QCBL_LNG"},{"$f":"IF($E5707=DataInput!$B5706,DataInput!D5706,NA())","v":"Columboola_Lng"},{"$f":"IF($E5707=DataInput!$B5706,DataInput!E5706,NA())","v":"Powerlink"},{"$f":"IF($E5707=DataInput!$B5706,DataInput!F5706,NA())","v":"Summer"},{"$f":"IF($E5707=DataInput!$B5706,DataInput!G5706,NA())","v":"Coincident"},{"$f":"IF($E5707=DataInput!$B5706,DataInput!H5706,NA())","v":2022},{"$f":"IF($E5707=DataInput!$B5706,DataInput!I5706,NA())","v":"POE50"},{"$f":"IF($E5707=DataInput!$B5706,DataInput!J5706,NA())","v":"NA"},{"$f":"IF($E5707=DataInput!$B5706,DataInput!K5706,NA())","v":"NA"},null,null,"QLD Columboola_Lng",null,null,null,null,false,null,null,{"$error":"#N/A"},{"$error":"#N/A"},{"$error":"#N/A"},{"$error":"#N/A"},{"$error":"#N/A"},{"$error":"#N/A"},{"$error":"#N/A"},{"$error":"#N/A"},{"$error":"#N/A"},{"$error":"#N/A"}]
[null,{"$f":"IF(DataInput!B5737=$B$8,IF($B$9=$B$10,TRUE,IF(DataInput!E5737=$B$9,TRUE,FALSE)))","v":true},null,null,{"$f":"IF(B5738=TRUE,DataInput!B5737,NA())","v":"QLD"},{"$f":"IF($E5738=DataInput!$B5737,DataInput!C5737,NA())","v":"QCBW"},{"$f":"IF($E5738=DataInput!$B5737,DataInput!D5737,NA())","v":"Ashgrove West 110"},{"$f":"IF($E5738=DataInput!$B5737,DataInput!E5737,NA())","v":"Energex"},{"$f":"IF($E5738=DataInput!$B5737,DataInput!F5737,NA())","v":"Summer"},{"$f":"IF($E5738=DataInput!$B5737,DataInput!G5737,NA())","v":"Coincident"},{"$f":"IF($E5738=DataInput!$B5737,DataInput!H5737,NA())","v":2023},{"$f":"IF($E5738=DataInput!$B5737,DataInput!I5737,NA())","v":"POE10"},{"$f":"IF($E5738=DataInput!$B5737,DataInput!J5737,NA())","v":108.650098390051},{"$f":"IF($E5738=DataInput!$B5737,DataInput!K5737,NA())","v":0.697565665248984},null,null,"QLD Ashgrove West 110",null,null,null,null,false,null,null,{"$error":"#N/A"},{"$error":"#N/A"},{"$error":"#N/A"},{"$error":"#N/A"},{"$error":"#N/A"},{"$error":"#N/A"},{"$error":"#N/A"},{"$error":"#N/A"},{"$error":"#N/A"},{"$error":"#N/A"}]
[null,{"$f":"IF(DataInput!B5770=$B$8,IF($B$9=$B$10,TRUE,IF(DataInput!E5770=$B$9,TRUE,FALSE)))","v":true},null,null,{"$f":"IF(B5771=TRUE,DataInput!B5770,NA())","v":"QLD"},{"$f":"IF($E5771=DataInput!$B5770,DataInput!C5770,NA())","v":"QCBW"},{"$f":"IF($E5771=DataInput!$B5770,DataInput!D5770,NA())","v":"Ashgrove West 110"},{"$f":"IF($E5771=DataInput!$B5770,DataInput!E5770,NA())","v":"Energex"},{"$f":"IF($E5771=DataInput!$B5770,DataInput!F5770,NA())","v":"Winter"},{"$f":"IF($E5771=DataInput!$B5770,DataInput!G5770,NA())","v":"Coincident"},{"$f":"IF($E5771=DataInput!$B5770,DataInput!H5770,NA())","v":2025},{"$f":"IF($E5771=DataInput!$B5770,DataInput!I5770,NA())","v":"POE50"},{"$f":"IF($E5771=DataInput!$B5770,DataInput!J5770,NA())","v":90.682759959673504},{"$f":"IF($E5771=DataInput!$B5770,DataInput!K5770,NA())","v":0.54203953776148295},null,null,"QLD Ashgrove West 110",null,null,null,null,false,null,null,{"$error":"#N/A"},{"$error":"#N/A"},{"$error":"#N/A"},{"$error":"#N/A"},{"$error":"#N/A"},{"$error":"#N/A"},{"$error":"#N/A"},{"$error":"#N/A"},{"$error":"#N/A"},{"$error":"#N/A"}]
[null,{"$f":"IF(DataInput!B5785=$B$8,IF($B$9=$B$10,TRUE,IF(DataInput!E5785=$B$9,TRUE,FALSE)))","v":true},null,null,{"$f":"IF(B5786=TRUE,DataInput!B5785,NA())","v":"QLD"},{"$f":"IF($E5786=DataInput!$B5785,DataInput!C5785,NA())","v":"QCDW"},{"$f":"IF($E5786=DataInput!$B5785,DataInput!D5785,NA())","v":"Cardwell"},{"$f":"IF($E5786=DataInput!$B5785,DataInput!E5785,NA())","v":"Ergon"},{"$f":"IF($E5786=DataInput!$B5785,DataInput!F5785,NA())","v":"Summer"},{"$f":"IF($E5786=DataInput!$B5785,DataInput!G5785,NA())","v":"Coincident"},{"$f":"IF($E5786=DataInput!$B5785,DataInput!H5785,NA())","v":2021},{"$f":"IF($E5786=DataInput!$B5785,DataInput!I5785,NA())","v":"POE50"},{"$f":"IF($E5786=DataInput!$B5785,DataInput!J5785,NA())","v":4.4739791160981603},{"$f":"IF($E5786=DataInput!$B5785,DataInput!K5785,NA())","v":0.79792682075156496},null,null,"QLD Cardwell",null,null,null,null,false,null,null,{"$error":"#N/A"},{"$error":"#N/A"},{"$error":"#N/A"},{"$error":"#N/A"},{"$error":"#N/A"},{"$error":"#N/A"},{"$error":"#N/A"},{"$error":"#N/A"},{"$error":"#N/A"},{"$error":"#N/A"}]
[null,{"$f":"IF(DataInput!B5816=$B$8,IF($B$9=$B$10,TRUE,IF(DataInput!E5816=$B$9,TRUE,FALSE)))","v":true},null,null,{"$f":"IF(B5817=TRUE,DataInput!B5816,NA())","v":"QLD"},{"$f":"IF($E5817=DataInput!$B5816,DataInput!C5816,NA())","v":"QCHA"},{"$f":"IF($E5817=DataInput!$B5816,DataInput!D5816,NA())","v":"Chinchilla"},{"$f":"IF($E5817=DataInput!$B5816,DataInput!E5816,NA())","v":"Ergon"},{"$f":"IF($E5817=DataInput!$B5816,DataInput!F5816,NA())","v":"Summer"},{"$f":"IF($E5817=DataInput!$B5816,DataInput!G5816,NA())","v":"Coincident"},{"$f":"IF($E5817=DataInput!$B5816,DataInput!H5816,NA())","v":2022},{"$f":"IF($E5817=DataInput!$B5816,DataInput!I5816,NA())","v":"POE10"},{"$f":"IF($E5817=DataInput!$B5816,DataInput!J5816,NA())","v":16.661934438457401},{"$f":"IF($E5817=DataInput!$B5816,DataInput!K5816,NA())","v":0.83988306193101603},null,null,"QLD Chinchilla",null,null,null,null,false,null,null,{"$error":"#N/A"},{"$error":"#N/A"},{"$error":"#N/A"},{"$error":"#N/A"},{"$error":"#N/A"},{"$error":"#N/A"},{"$error":"#N/A"},{"$error":"#N/A"},{"$error":"#N/A"},{"$error":"#N/A"}]
[null,{"$f":"IF(DataInput!B5834=$B$8,IF($B$9=$B$10,TRUE,IF(DataInput!E5834=$B$9,TRUE,FALSE)))","v":true},null,null,{"$f":"IF(B5835=TRUE,DataInput!B5834,NA())","v":"QLD"},{"$f":"IF($E5835=DataInput!$B5834,DataInput!C5834,NA())","v":"QCHA"},{"$f":"IF($E5835=DataInput!$B5834,DataInput!D5834,NA())","v":"Chinchilla"},{"$f":"IF($E5835=DataInput!$B5834,DataInput!E5834,NA())","v":"Ergon"},{"$f":"IF($E5835=DataInput!$B5834,DataInput!F5834,NA())","v":"Winter"},{"$f":"IF($E5835=DataInput!$B5834,DataInput!G5834,NA())","v":"Coincident"},{"$f":"IF($E5835=DataInput!$B5834,DataInput!H5834,NA())","v":2019},{"$f":"IF($E5835=DataInput!$B5834,DataInput!I5834,NA())","v":"POE10"},{"$f":"IF($E5835=DataInput!$B5834,DataInput!J5834,NA())","v":23.3844845225752},{"$f":"IF($E5835=DataInput!$B5834,DataInput!K5834,NA())","v":1},null,null,"QLD Chinchilla",null,null,null,null,false,null,null,{"$error":"#N/A"},{"$error":"#N/A"},{"$error":"#N/A"},{"$error":"#N/A"},{"$error":"#N/A"},{"$error":"#N/A"},{"$error":"#N/A"},{"$error":"#N/A"},{"$error":"#N/A"},{"$error":"#N/A"}]
[null,{"$f":"IF(DataInput!B5865=$B$8,IF($B$9=$B$10,TRUE,IF(DataInput!E5865=$B$9,TRUE,FALSE)))","v":true},null,null,{"$f":"IF(B5866=TRUE,DataInput!B5865,NA())","v":"QLD"},{"$f":"IF($E5866=DataInput!$B5865,DataInput!C5865,NA())","v":"QCLR"},{"$f":"IF($E5866=DataInput!$B5865,DataInput!D5865,NA())","v":"Clare"},{"$f":"IF($E5866=DataInput!$B5865,DataInput!E5865,NA())","v":"Ergon"},{"$f":"IF($E5866=DataInput!$B5865,DataInput!F5865,NA())","v":"Summer"},{"$f":"IF($E5866=DataInput!$B5865,DataInput!G5865,NA())","v":"Coincident"},{"$f":"IF($E5866=DataInput!$B5865,DataInput!H5865,NA())","v":2021},{"$f":"IF($E5866=DataInput!$B5865,DataInput!I5865,NA())","v":"POE50"},{"$f":"IF($E5866=DataInput!$B5865,DataInput!J5865,NA())","v":68.599624782065206},{"$f":"IF($E5866=DataInput!$B5865,DataInput!K5865,NA())","v":0.92669619002056103},null,null,"QLD Clare",null,null,null,null,false,null,null,{"$error":"#N/A"},{"$error":"#N/A"},{"$error":"#N/A"},{"$error":"#N/A"},{"$error":"#N/A"},{"$error":"#N/A"},{"$error":"#N/A"},{"$error":"#N/A"},{"$error":"#N/A"},{"$error":"#N/A"}]
[null,{"$f":"IF(DataInput!B5895=$B$8,IF($B$9=$B$10,TRUE,IF(DataInput!E5895=$B$9,TRUE,FALSE)))","v":true},null,null,{"$f":"IF(B5896=TRUE,DataInput!B5895,NA())","v":"QLD"},{"$f":"IF($E5896=DataInput!$B5895,DataInput!C5895,NA())","v":"QCMD"},{"$f":"IF($E5896=DataInput!$B5895,DataInput!D5895,NA())","v":"Callemondah (Rail)"},{"$f":"IF($E5896=DataInput!$B5895,DataInput!E5895,NA())","v":"Powerlink"},{"$f":"IF($E5896=DataInput!$B5895,DataInput!F5895,NA())","v":"Summer"},{"$f":"IF($E5896=DataInput!$B5895,DataInput!G5895,NA())","v":"Coincident"},{"$f":"IF($E5896=DataInput!$B5895,DataInput!H5895,NA())","v":2021},{"$f":"IF($E5896=DataInput!$B5895,DataInput!I5895,NA())","v":"POE10"},{"$f":"IF($E5896=DataInput!$B5895,DataInput!J5895,NA())","v":"NA"},{"$f":"IF($E5896=DataInput!$B5895,DataInput!K5895,NA())","v":"NA"},null,null,"QLD Callemondah (Rail)",null,null,null,null,false,null,null,{"$error":"#N/A"},{"$error":"#N/A"},{"$error":"#N/A"},{"$error":"#N/A"},{"$error":"#N/A"},{"$error":"#N/A"},{"$error":"#N/A"},{"$error":"#N/A"},{"$error":"#N/A"},{"$error":"#N/A"}]
[null,{"$f":"IF(DataInput!B5942=$B$8,IF($B$9=$B$10,TRUE,IF(DataInput!E5942=$B$9,TRUE,FALSE)))","v":true},null,null,{"$f":"IF(B5943=TRUE,DataInput!B5942,NA())","v":"QLD"},{"$f":"IF($E5943=DataInput!$B5942,DataInput!C5942,NA())","v":"QCND"},{"$f":"IF($E5943=DataInput!$B5942,DataInput!D5942,NA())","v":"Columboola Bellvue"},{"$f":"IF($E5943=DataInput!$B5942,DataInput!E5942,NA())","v":"Powerlink"},{"$f":"IF($E5943=DataInput!$B5942,DataInput!F5942,NA())","v":"Summer"},{"$f":"IF($E5943=DataInput!$B5942,DataInput!G5942,NA())","v":"Coincident"},{"$f":"IF($E5943=DataInput!$B5942,DataInput!H5942,NA())","v":2018},{"$f":"IF($E5943=DataInput!$B5942,DataInput!I5942,NA())","v":"POE50"},{"$f":"IF($E5943=DataInput!$B5942,DataInput!J5942,NA())","v":"NA"},{"$f":"IF($E5943=DataInput!$B5942,DataInput!K5942,NA())","v":"NA"},null,null,"QLD Columboola Bellvue",null,null,null,null,false,null,null,{"$error":"#N/A"},{"$error":"#N/A"},{"$error":"#N/A"},{"$error":"#N/A"},{"$error":"#N/A"},{"$error":"#N/A"},{"$error":"#N/A"},{"$error":"#N/A"},{"$error":"#N/A"},{"$error":"#N/A"}]
[null,{"$f":"IF(DataInput!B5973=$B$8,IF($B$9=$B$10,TRUE,IF(DataInput!E5973=$B$9,TRUE,FALSE)))","v":true},null,null,{"$f":"IF(B5974=TRUE,DataInput!B5973,NA())","v":"QLD"},{"$f":"IF($E5974=DataInput!$B5973,DataInput!C5973,NA())","v":"QCNS"},{"$f":"IF($E5974=DataInput!$B5973,DataInput!D5973,NA())","v":"Cairns City"},{"$f":"IF($E5974=DataInput!$B5973,DataInput!E5973,NA())","v":"Ergon"},{"$f":"IF($E5974=DataInput!$B5973,DataInput!F5973,NA())","v":"Summer"},{"$f":"IF($E5974=DataInput!$B5973,DataInput!G5973,NA())","v":"Coincident"},{"$f":"IF($E5974=DataInput!$B5973,DataInput!H5973,NA())","v":2019},{"$f":"IF($E5974=DataInput!$B5973,DataInput!I5973,NA())","v":"POE10"},{"$f":"IF($E5974=DataInput!$B5973,DataInput!J5973,NA())","v":48.681102220237499},{"$f":"IF($E5974=DataInput!$B5973,DataInput!K5973,NA())","v":0.90798824734829997},null,null,"QLD Cairns City",null,null,null,null,false,null,null,{"$error":"#N/A"},{"$error":"#N/A"},{"$error":"#N/A"},{"$error":"#N/A"},{"$error":"#N/A"},{"$error":"#N/A"},{"$error":"#N/A"},{"$error":"#N/A"},{"$error":"#N/A"},{"$error":"#N/A"}]
[null,{"$f":"IF(DataInput!B5992=$B$8,IF($B$9=$B$10,TRUE,IF(DataInput!E5992=$B$9,TRUE,FALSE)))","v":true},null,null,{"$f":"IF(B5993=TRUE,DataInput!B5992,NA())","v":"QLD"},{"$f":"IF($E5993=DataInput!$B5992,DataInput!C5992,NA())","v":"QCNS"},{"$f":"IF($E5993=DataInput!$B5992,DataInput!D5992,NA())","v":"Cairns City"},{"$f":"IF($E5993=DataInput!$B5992,DataInput!E5992,NA())","v":"Ergon"},{"$f":"IF($E5993=DataInput!$B5992,DataInput!F5992,NA())","v":"Winter"},{"$f":"IF($E5993=DataInput!$B5992,DataInput!G5992,NA())","v":"Coincident"},{"$f":"IF($E5993=DataInput!$B5992,DataInput!H5992,NA())","v":2017},{"$f":"IF($E5993=DataInput!$B5992,DataInput!I5992,NA())","v":"POE10"},{"$f":"IF($E5993=DataInput!$B5992,DataInput!J5992,NA())","v":32.540963310044198},{"$f":"IF($E5993=DataInput!$B5992,DataInput!K5992,NA())","v":0.80756970447956999},null,null,"QLD Cairns City",null,null,null,null,false,null,null,{"$error":"#N/A"},{"$error":"#N/A"},{"$error":"#N/A"},{"$error":"#N/A"},{"$error":"#N/A"},{"$error":"#N/A"},{"$error":"#N/A"},{"$error":"#N/A"},{"$error":"#N/A"},{"$error":"#N/A"}]
[null,{"$f":"IF(DataInput!B6021=$B$8,IF($B$9=$B$10,TRUE,IF(DataInput!E6021=$B$9,TRUE,FALSE)))","v":true},null,null,{"$f":"IF(B6022=TRUE,DataInput!B6021,NA())","v":"QLD"},{"$f":"IF($E6022=DataInput!$B6021,DataInput!C6021,NA())","v":"QCOL"},{"$f":"IF($E6022=DataInput!$B6021,DataInput!D6021,NA())","v":"Collinsville Load"},{"$f":"IF($E6022=DataInput!$B6021,DataInput!E6021,NA())","v":"Ergon"},{"$f":"IF($E6022=DataInput!$B6021,DataInput!F6021,NA())","v":"Summer"},{"$f":"IF($E6022=DataInput!$B6021,DataInput!G6021,NA())","v":"Coincident"},{"$f":"IF($E6022=DataInput!$B6021,DataInput!H6021,NA())","v":2017},{"$f":"IF($E6022=DataInput!$B6021,DataInput!I6021,NA())","v":"POE50"},{"$f":"IF($E6022=DataInput!$B6021,DataInput!J6021,NA())","v":12.710785456352699},{"$f":"IF($E6022=DataInput!$B6021,DataInput!K6021,NA())","v":0.78377187061631104},null,null,"QLD Collinsville Load",null,null,null,null,false,null,null,{"$error":"#N/A"},{"$error":"#N/A"},{"$error":"#N/A"},{"$error":"#N/A"},{"$error":"#N/A"},{"$error":"#N/A"},{"$error":"#N/A"},{"$error":"#N/A"},{"$error":"#N/A"},{"$error":"#N/A"}]
[null,{"$f":"IF(DataInput!B6052=$B$8,IF($B$9=$B$10,TRUE,IF(DataInput!E6052=$B$9,TRUE,FALSE)))","v":true},null,null,{"$f":"IF(B6053=TRUE,DataInput!B6052,NA())","v":"QLD"},{"$f":"IF($E6053=DataInput!$B6052,DataInput!C6052,NA())","v":"QCOP"},{"$f":"IF($E6053=DataInput!$B6052,DataInput!D6052,NA())","v":"Coppabella (Rail)"},{"$f":"IF($E6053=DataInput!$B6052,DataInput!E6052,NA())","v":"Powerlink"},{"$f":"IF($E6053=DataInput!$B6052,DataInput!F6052,NA())","v":"Summer"},{"$f":"IF($E6053=DataInput!$B6052,DataInput!G6052,NA())","v":"Coincident"},{"$f":"IF($E6053=DataInput!$B6052,DataInput!H6052,NA())","v":2018},{"$f":"IF($E6053=DataInput!$B6052,DataInput!I6052,NA())","v":"POE10"},{"$f":"IF($E6053=DataInput!$B6052,DataInput!J6052,NA())","v":"NA"},{"$f":"IF($E6053=DataInput!$B6052,DataInput!K6052,NA())","v":"NA"},null,null,"QLD Coppabella (Rail)",null,null,null,null,false,null,null,{"$error":"#N/A"},{"$error":"#N/A"},{"$error":"#N/A"},{"$error":"#N/A"},{"$error":"#N/A"},{"$error":"#N/A"},{"$error":"#N/A"},{"$error":"#N/A"},{"$error":"#N/A"},{"$error":"#N/A"}]
[null,{"$f":"IF(DataInput!B6070=$B$8,IF($B$9=$B$10,TRUE,IF(DataInput!E6070=$B$9,TRUE,FALSE)))","v":true},null,null,{"$f":"IF(B6071=TRUE,DataInput!B6070,NA())","v":"QLD"},{"$f":"IF($E6071=DataInput!$B6070,DataInput!C6070,NA())","v":"QCOP"},{"$f":"IF($E6071=DataInput!$B6070,DataInput!D6070,NA())","v":"Coppabella (Rail)"},{"$f":"IF($E6071=DataInput!$B6070,DataInput!E6070,NA())","v":"Powerlink"},{"$f":"IF($E6071=DataInput!$B6070,DataInput!F6070,NA())","v":"Summer"},{"$f":"IF($E6071=DataInput!$B6070,DataInput!G6070,NA())","v":"Coincident"},{"$f":"IF($E6071=DataInput!$B6070,DataInput!H6070,NA())","v":2026},{"$f":"IF($E6071=DataInput!$B6070,DataInput!I6070,NA())","v":"POE50"},{"$f":"IF($E6071=DataInput!$B6070,DataInput!J6070,NA())","v":"NA"},{"$f":"IF($E6071=DataInput!$B6070,DataInput!K6070,NA())","v":"NA"},null,null,"QLD Coppabella (Rail)",null,null,null,null,false,null,null,{"$error":"#N/A"},{"$error":"#N/A"},{"$error":"#N/A"},{"$error":"#N/A"},{"$error":"#N/A"},{"$error":"#N/A"},{"$error":"#N/A"},{"$error":"#N/A"},{"$error":"#N/A"},{"$error":"#N/A"}]
[null,{"$f":"IF(DataInput!B6115=$B$8,IF($B$9=$B$10,TRUE,IF(DataInput!E6115=$B$9,TRUE,FALSE)))","v":true},null,null,{"$f":"IF(B6116=TRUE,DataInput!B6115,NA())","v":"QLD"},{"$f":"IF($E6116=DataInput!$B6115,DataInput!C6115,NA())","v":"QCRN"},{"$f":"IF($E6116=DataInput!$B6115,DataInput!D6115,NA())","v":"Cairns"},{"$f":"IF($E6116=DataInput!$B6115,DataInput!E6115,NA())","v":"Ergon"},{"$f":"IF($E6116=DataInput!$B6115,DataInput!F6115,NA())","v":"Winter"},{"$f":"IF($E6116=DataInput!$B6115,DataInput!G6115,NA())","v":"Coincident"},{"$f":"IF($E6116=DataInput!$B6115,DataInput!H6115,NA())","v":2020},{"$f":"IF($E6116=DataInput!$B6115,DataInput!I6115,NA())","v":"POE10"},{"$f":"IF($E6116=DataInput!$B6115,DataInput!J6115,NA())","v":34.150501157696901},{"$f":"IF($E6116=DataInput!$B6115,DataInput!K6115,NA())","v":0.79650395175750099},null,null,"QLD Cairns",null,null,null,null,false,null,null,{"$error":"#N/A"},{"$error":"#N/A"},{"$error":"#N/A"},{"$error":"#N/A"},{"$error":"#N/A"},{"$error":"#N/A"},{"$error":"#N/A"},{"$error":"#N/A"},{"$error":"#N/A"},{"$error":"#N/A"}]
[null,{"$f":"IF(DataInput!B6131=$B$8,IF($B$9=$B$10,TRUE,IF(DataInput!E6131=$B$9,TRUE,FALSE)))","v":true},null,null,{"$f":"IF(B6132=TRUE,DataInput!B6131,NA())","v":"QLD"},{"$f":"IF($E6132=DataInput!$B6131,DataInput!C6131,NA())","v":"QDNG"},{"$f":"IF($E6132=DataInput!$B6131,DataInput!D6131,NA())","v":"Dingo (Rail)"},{"$f":"IF($E6132=DataInput!$B6131,DataInput!E6131,NA())","v":"Powerlink"},{"$f":"IF($E6132=DataInput!$B6131,DataInput!F6131,NA())","v":"Summer"},{"$f":"IF($E6132=DataInput!$B6131,DataInput!G6131,NA())","v":"Coincident"},{"$f":"IF($E6132=DataInput!$B6131,DataInput!H6131,NA())","v":2017},{"$f":"IF($E6132=DataInput!$B6131,DataInput!I6131,NA())","v":"POE10"},{"$f":"IF($E6132=DataInput!$B6131,DataInput!J6131,NA())","v":"NA"},{"$f":"IF($E6132=DataInput!$B6131,DataInput!K6131,NA())","v":"NA"},null,null,"QLD Dingo (Rail)",null,null,null,null,false,null,null,{"$error":"#N/A"},{"$error":"#N/A"},{"$error":"#N/A"},{"$error":"#N/A"},{"$error":"#N/A"},{"$error":"#N/A"},{"$error":"#N/A"},{"$error":"#N/A"},{"$error":"#N/A"},{"$error":"#N/A"}]
[null,{"$f":"IF(DataInput!B6149=$B$8,IF($B$9=$B$10,TRUE,IF(DataInput!E6149=$B$9,TRUE,FALSE)))","v":true},null,null,{"$f":"IF(B6150=TRUE,DataInput!B6149,NA())","v":"QLD"},{"$f":"IF($E6150=DataInput!$B6149,DataInput!C6149,NA())","v":"QDNG"},{"$f":"IF($E6150=DataInput!$B6149,DataInput!D6149,NA())","v":"Dingo (Rail)"},{"$f":"IF($E6150=DataInput!$B6149,DataInput!E6149,NA())","v":"Powerlink"},{"$f":"IF($E6150=DataInput!$B6149,DataInput!F6149,NA())","v":"Summer"},{"$f":"IF($E6150=DataInput!$B6149,DataInput!G6149,NA())","v":"Coincident"},{"$f":"IF($E6150=DataInput!$B6149,DataInput!H6149,NA())","v":2025},{"$f":"IF($E6150=DataInput!$B6149,DataInput!I6149,NA())","v":"POE50"},{"$f":"IF($E6150=DataInput!$B6149,DataInput!J6149,NA())","v":"NA"},{"$f":"IF($E6150=DataInput!$B6149,DataInput!K6149,NA())","v":"NA"},null,null,"QLD Dingo (Rail)",null,null,null,null,false,null,null,{"$error":"#N/A"},{"$error":"#N/A"},{"$error":"#N/A"},{"$error":"#N/A"},{"$error":"#N/A"},{"$error":"#N/A"},{"$error":"#N/A"},{"$error":"#N/A"},{"$error":"#N/A"},{"$error":"#N/A"}]
[null,{"$f":"IF(DataInput!B6180=$B$8,IF($B$9=$B$10,TRUE,IF(DataInput!E6180=$B$9,TRUE,FALSE)))","v":true},null,null,{"$f":"IF(B6181=TRUE,DataInput!B6180,NA())","v":"QLD"},{"$f":"IF($E6181=DataInput!$B6180,DataInput!C6180,NA())","v":"QDRG"},{"$f":"IF($E6181=DataInput!$B6180,DataInput!D6180,NA())","v":"Duaringa"},{"$f":"IF($E6181=DataInput!$B6180,DataInput!E6180,NA())","v":"Powerlink"},{"$f":"IF($E6181=DataInput!$B6180,DataInput!F6180,NA())","v":"Summer"},{"$f":"IF($E6181=DataInput!$B6180,DataInput!G6180,NA())","v":"Coincident"},{"$f":"IF($E6181=DataInput!$B6180,DataInput!H6180,NA())","v":2026},{"$f":"IF($E6181=DataInput!$B6180,DataInput!I6180,NA())","v":"POE10"},{"$f":"IF($E6181=DataInput!$B6180,DataInput!J6180,NA())","v":"NA"},{"$f":"IF($E6181=DataInput!$B6180,DataInput!K6180,NA())","v":"NA"},null,null,"QLD Duaringa",null,null,null,null,false,null,null,{"$error":"#N/A"},{"$error":"#N/A"},{"$error":"#N/A"},{"$error":"#N/A"},{"$error":"#N/A"},{"$error":"#N/A"},{"$error":"#N/A"},{"$error":"#N/A"},{"$error":"#N/A"},{"$error":"#N/A"}]
[null,{"$f":"IF(DataInput!B6214=$B$8,IF($B$9=$B$10,TRUE,IF(DataInput!E6214=$B$9,TRUE,FALSE)))","v":true},null,null,{"$f":"IF(B6215=TRUE,DataInput!B6214,NA())","v":"QLD"},{"$f":"IF($E6215=DataInput!$B6214,DataInput!C6214,NA())","v":"QDYS"},{"$f":"IF($E6215=DataInput!$B6214,DataInput!D6214,NA())","v":"Dysart"},{"$f":"IF($E6215=DataInput!$B6214,DataInput!E6214,NA())","v":"Ergon"},{"$f":"IF($E6215=DataInput!$B6214,DataInput!F6214,NA())","v":"Summer"},{"$f":"IF($E6215=DataInput!$B6214,DataInput!G6214,NA())","v":"Coincident"},{"$f":"IF($E6215=DataInput!$B6214,DataInput!H6214,NA())","v":2020},{"$f":"IF($E6215=DataInput!$B6214,DataInput!I6214,NA())","v":"POE10"},{"$f":"IF($E6215=DataInput!$B6214,DataInput!J6214,NA())","v":40.516489595221202},{"$f":"IF($E6215=DataInput!$B6214,DataInput!K6214,NA())","v":0.792760922652468},null,null,"QLD Dysart",null,null,null,null,false,null,null,{"$error":"#N/A"},{"$error":"#N/A"},{"$error":"#N/A"},{"$error":"#N/A"},{"$error":"#N/A"},{"$error":"#N/A"},{"$error":"#N/A"},{"$error":"#N/A"},{"$error":"#N/A"},{"$error":"#N/A"}]
[null,{"$f":"IF(DataInput!B6257=$B$8,IF($B$9=$B$10,TRUE,IF(DataInput!E6257=$B$9,TRUE,FALSE)))","v":true},null,null,{"$f":"IF(B6258=TRUE,DataInput!B6257,NA())","v":"QLD"},{"$f":"IF($E6258=DataInput!$B6257,DataInput!C6257,NA())","v":"QEGD"},{"$f":"IF($E6258=DataInput!$B6257,DataInput!D6257,NA())","v":"Eagle Downs Mine"},{"$f":"IF($E6258=DataInput!$B6257,DataInput!E6257,NA())","v":"Powerlink"},{"$f":"IF($E6258=DataInput!$B6257,DataInput!F6257,NA())","v":"Summer"},{"$f":"IF($E6258=DataInput!$B6257,DataInput!G6257,NA())","v":"Coincident"},{"$f":"IF($E6258=DataInput!$B6257,DataInput!H6257,NA())","v":2023},{"$f":"IF($E6258=DataInput!$B6257,DataInput!I6257,NA())","v":"POE10"},{"$f":"IF($E6258=DataInput!$B6257,DataInput!J6257,NA())","v":"NA"},{"$f":"IF($E6258=DataInput!$B6257,DataInput!K6257,NA())","v":"NA"},null,null,"QLD Eagle Downs Mine",null,null,null,null,false,null,null,{"$error":"#N/A"},{"$error":"#N/A"},{"$error":"#N/A"},{"$error":"#N/A"},{"$error":"#N/A"},{"$error":"#N/A"},{"$error":"#N/A"},{"$error":"#N/A"},{"$error":"#N/A"},{"$error":"#N/A"}]
[null,{"$f":"IF(DataInput!B6288=$B$8,IF($B$9=$B$10,TRUE,IF(DataInput!E6288=$B$9,TRUE,FALSE)))","v":true},null,null,{"$f":"IF(B6289=TRUE,DataInput!B6288,NA())","v":"QLD"},{"$f":"IF($E6289=DataInput!$B6288,DataInput!C6288,NA())","v":"QEGD"},{"$f":"IF($E6289=DataInput!$B6288,DataInput!D6288,NA())","v":"Eagle Downs Mine"},{"$f":"IF($E6289=DataInput!$B6288,DataInput!E6288,NA())","v":"Powerlink"},{"$f":"IF($E6289=DataInput!$B6288,DataInput!F6288,NA())","v":"Winter"},{"$f":"IF($E6289=DataInput!$B6288,DataInput!G6288,NA())","v":"Coincident"},{"$f":"IF($E6289=DataInput!$B6288,DataInput!H6288,NA())","v":2023},{"$f":"IF($E6289=DataInput!$B6288,DataInput!I6288,NA())","v":"POE50"},{"$f":"IF($E6289=DataInput!$B6288,DataInput!J6288,NA())","v":"NA"},{"$f":"IF($E6289=DataInput!$B6288,DataInput!K6288,NA())","v":"NA"},null,null,"QLD Eagle Downs Mine",null,null,null,null,false,null,null,{"$error":"#N/A"},{"$error":"#N/A"},{"$error":"#N/A"},{"$error":"#N/A"},{"$error":"#N/A"},{"$error":"#N/A"},{"$error":"#N/A"},{"$error":"#N/A"},{"$error":"#N/A"},{"$error":"#N/A"}]
[null,{"$f":"IF(DataInput!B6306=$B$8,IF($B$9=$B$10,TRUE,IF(DataInput!E6306=$B$9,TRUE,FALSE)))","v":true},null,null,{"$f":"IF(B6307=TRUE,DataInput!B6306,NA())","v":"QLD"},{"$f":"IF($E6307=DataInput!$B6306,DataInput!C6306,NA())","v":"QELA"},{"$f":"IF($E6307=DataInput!$B6306,DataInput!D6306,NA())","v":"El Arish"},{"$f":"IF($E6307=DataInput!$B6306,DataInput!E6306,NA())","v":"Ergon"},{"$f":"IF($E6307=DataInput!$B6306,DataInput!F6306,NA())","v":"Summer"},{"$f":"IF($E6307=DataInput!$B6306,DataInput!G6306,NA())","v":"Coincident"},{"$f":"IF($E6307=DataInput!$B6306,DataInput!H6306,NA())","v":2022},{"$f":"IF($E6307=DataInput!$B6306,DataInput!I6306,NA())","v":"POE50"},{"$f":"IF($E6307=DataInput!$B6306,DataInput!J6306,NA())","v":2.4426967949515301},{"$f":"IF($E6307=DataInput!$B6306,DataInput!K6306,NA())","v":0.53121704447899498},null,null,"QLD El Arish",null,null,null,null,false,null,null,{"$error":"#N/A"},{"$error":"#N/A"},{"$error":"#N/A"},{"$error":"#N/A"},{"$error":"#N/A"},{"$error":"#N/A"},{"$error":"#N/A"},{"$error":"#N/A"},{"$error":"#N/A"},{"$error":"#N/A"}]
[null,{"$f":"IF(DataInput!B6337=$B$8,IF($B$9=$B$10,TRUE,IF(DataInput!E6337=$B$9,TRUE,FALSE)))","v":true},null,null,{"$f":"IF(B6338=TRUE,DataInput!B6337,NA())","v":"QLD"},{"$f":"IF($E6338=DataInput!$B6337,DataInput!C6337,NA())","v":"QEMS"},{"$f":"IF($E6338=DataInput!$B6337,DataInput!D6337,NA())","v":"Kemmis"},{"$f":"IF($E6338=DataInput!$B6337,DataInput!E6337,NA())","v":"Ergon"},{"$f":"IF($E6338=DataInput!$B6337,DataInput!F6337,NA())","v":"Summer"},{"$f":"IF($E6338=DataInput!$B6337,DataInput!G6337,NA())","v":"Coincident"},{"$f":"IF($E6338=DataInput!$B6337,DataInput!H6337,NA())","v":2023},{"$f":"IF($E6338=DataInput!$B6337,DataInput!I6337,NA())","v":"POE10"},{"$f":"IF($E6338=DataInput!$B6337,DataInput!J6337,NA())","v":"NA"},{"$f":"IF($E6338=DataInput!$B6337,DataInput!K6337,NA())","v":"NA"},null,null,"QLD Kemmis",null,null,null,null,false,null,null,{"$error":"#N/A"},{"$error":"#N/A"},{"$error":"#N/A"},{"$error":"#N/A"},{"$error":"#N/A"},{"$error":"#N/A"},{"$error":"#N/A"},{"$error":"#N/A"},{"$error":"#N/A"},{"$error":"#N/A"}]
[null,{"$f":"IF(DataInput!B6354=$B$8,IF($B$9=$B$10,TRUE,IF(DataInput!E6354=$B$9,TRUE,FALSE)))","v":true},null,null,{"$f":"IF(B6355=TRUE,DataInput!B6354,NA())","v":"QLD"},{"$f":"IF($E6355=DataInput!$B6354,DataInput!C6354,NA())","v":"QEMS"},{"$f":"IF($E6355=DataInput!$B6354,DataInput!D6354,NA())","v":"Kemmis"},{"$f":"IF($E6355=DataInput!$B6354,DataInput!E6354,NA())","v":"Ergon"},{"$f":"IF($E6355=DataInput!$B6354,DataInput!F6354,NA())","v":"Winter"},{"$f":"IF($E6355=DataInput!$B6354,DataInput!G6354,NA())","v":"Coincident"},{"$f":"IF($E6355=DataInput!$B6354,DataInput!H6354,NA())","v":2019},{"$f":"IF($E6355=DataInput!$B6354,DataInput!I6354,NA())","v":"POE10"},{"$f":"IF($E6355=DataInput!$B6354,DataInput!J6354,NA())","v":"NA"},{"$f":"IF($E6355=DataInput!$B6354,DataInput!K6354,NA())","v":"NA"},null,null,"QLD Kemmis",null,null,null,null,false,null,null,{"$error":"#N/A"},{"$error":"#N/A"},{"$error":"#N/A"},{"$error":"#N/A"},{"$error":"#N/A"},{"$error":"#N/A"},{"$error":"#N/A"},{"$error":"#N/A"},{"$error":"#N/A"},{"$error":"#N/A"}]
[null,{"$f":"IF(DataInput!B6385=$B$8,IF($B$9=$B$10,TRUE,IF(DataInput!E6385=$B$9,TRUE,FALSE)))","v":true},null,null,{"$f":"IF(B6386=TRUE,DataInput!B6385,NA())","v":"QLD"},{"$f":"IF($E6386=DataInput!$B6385,DataInput!C6385,NA())","v":"QEMT"},{"$f":"IF($E6386=DataInput!$B6385,DataInput!D6385,NA())","v":"Edmonton"},{"$f":"IF($E6386=DataInput!$B6385,DataInput!E6385,NA())","v":"Ergon"},{"$f":"IF($E6386=DataInput!$B6385,DataInput!F6385,NA())","v":"Summer"},{"$f":"IF($E6386=DataInput!$B6385,DataInput!G6385,NA())","v":"Coincident"},{"$f":"IF($E6386=DataInput!$B6385,DataInput!H6385,NA())","v":2021},{"$f":"IF($E6386=DataInput!$B6385,DataInput!I6385,NA())","v":"POE50"},{"$f":"IF($E6386=DataInput!$B6385,DataInput!J6385,NA())","v":32.253735343626801},{"$f":"IF($E6386=DataInput!$B6385,DataInput!K6385,NA())","v":0.71983318902888704},null,null,"QLD Edmonton",null,null,null,null,false,null,null,{"$error":"#N/A"},{"$error":"#N/A"},{"$error":"#N/A"},{"$error":"#N/A"},{"$error":"#N/A"},{"$error":"#N/A"},{"$error":"#N/A"},{"$error":"#N/A"},{"$error":"#N/A"},{"$error":"#N/A"}]
[null,{"$f":"IF(DataInput!B6416=$B$8,IF($B$9=$B$10,TRUE,IF(DataInput!E6416=$B$9,TRUE,FALSE)))","v":true},null,null,{"$f":"IF(B6417=TRUE,DataInput!B6416,NA())","v":"QLD"},{"$f":"IF($E6417=DataInput!$B6416,DataInput!C6416,NA())","v":"QGDA"},{"$f":"IF($E6417=DataInput!$B6416,DataInput!D6416,NA())","v":"Goodna"},{"$f":"IF($E6417=DataInput!$B6416,DataInput!E6416,NA())","v":"Energex"},{"$f":"IF($E6417=DataInput!$B6416,DataInput!F6416,NA())","v":"Summer"},{"$f":"IF($E6417=DataInput!$B6416,DataInput!G6416,NA())","v":"Coincident"},{"$f":"IF($E6417=DataInput!$B6416,DataInput!H6416,NA())","v":2022},{"$f":"IF($E6417=DataInput!$B6416,DataInput!I6416,NA())","v":"POE10"},{"$f":"IF($E6417=DataInput!$B6416,DataInput!J6416,NA())","v":122.41514561932701},{"$f":"IF($E6417=DataInput!$B6416,DataInput!K6416,NA())","v":1},null,null,"QLD Goodna",null,null,null,null,false,null,null,{"$error":"#N/A"},{"$error":"#N/A"},{"$error":"#N/A"},{"$error":"#N/A"},{"$error":"#N/A"},{"$error":"#N/A"},{"$error":"#N/A"},{"$error":"#N/A"},{"$error":"#N/A"},{"$error":"#N/A"}]
[null,{"$f":"IF(DataInput!B6436=$B$8,IF($B$9=$B$10,TRUE,IF(DataInput!E6436=$B$9,TRUE,FALSE)))","v":true},null,null,{"$f":"IF(B6437=TRUE,DataInput!B6436,NA())","v":"QLD"},{"$f":"IF($E6437=DataInput!$B6436,DataInput!C6436,NA())","v":"QGDA"},{"$f":"IF($E6437=DataInput!$B6436,DataInput!D6436,NA())","v":"Goodna"},{"$f":"IF($E6437=DataInput!$B6436,DataInput!E6436,NA())","v":"Energex"},{"$f":"IF($E6437=DataInput!$B6436,DataInput!F6436,NA())","v":"Winter"},{"$f":"IF($E6437=DataInput!$B6436,DataInput!G6436,NA())","v":"Coincident"},{"$f":"IF($E6437=DataInput!$B6436,DataInput!H6436,NA())","v":2021},{"$f":"IF($E6437=DataInput!$B6436,DataInput!I6436,NA())","v":"POE10"},{"$f":"IF($E6437=DataInput!$B6436,DataInput!J6436,NA())","v":119.79179303018},{"$f":"IF($E6437=DataInput!$B6436,DataInput!K6436,NA())","v":1},null,null,"QLD Goodna",null,null,null,null,false,null,null,{"$error":"#N/A"},{"$error":"#N/A"},{"$error":"#N/A"},{"$error":"#N/A"},{"$error":"#N/A"},{"$error":"#N/A"},{"$error":"#N/A"},{"$error":"#N/A"},{"$error":"#N/A"},{"$error":"#N/A"}]
[null,{"$f":"IF(DataInput!B6464=$B$8,IF($B$9=$B$10,TRUE,IF(DataInput!E6464=$B$9,TRUE,FALSE)))","v":true},null,null,{"$f":"IF(B6465=TRUE,DataInput!B6464,NA())","v":"QLD"},{"$f":"IF($E6465=DataInput!$B6464,DataInput!C6464,NA())","v":"QGNG"},{"$f":"IF($E6465=DataInput!$B6464,DataInput!D6464,NA())","v":"Gin Gin"},{"$f":"IF($E6465=DataInput!$B6464,DataInput!E6464,NA())","v":"Ergon"},{"$f":"IF($E6465=DataInput!$B6464,DataInput!F6464,NA())","v":"Summer"},{"$f":"IF($E6465=DataInput!$B6464,DataInput!G6464,NA())","v":"Coincident"},{"$f":"IF($E6465=DataInput!$B6464,DataInput!H6464,NA())","v":2020},{"$f":"IF($E6465=DataInput!$B6464,DataInput!I6464,NA())","v":"POE50"},{"$f":"IF($E6465=DataInput!$B6464,DataInput!J6464,NA())","v":123.95923636524},{"$f":"IF($E6465=DataInput!$B6464,DataInput!K6464,NA())","v":0.93861476155887702},null,null,"QLD Gin Gin",null,null,null,null,false,null,null,{"$error":"#N/A"},{"$error":"#N/A"},{"$error":"#N/A"},{"$error":"#N/A"},{"$error":"#N/A"},{"$error":"#N/A"},{"$error":"#N/A"},{"$error":"#N/A"},{"$error":"#N/A"},{"$error":"#N/A"}]
[null,{"$f":"IF(DataInput!B6495=$B$8,IF($B$9=$B$10,TRUE,IF(DataInput!E6495=$B$9,TRUE,FALSE)))","v":true},null,null,{"$f":"IF(B6496=TRUE,DataInput!B6495,NA())","v":"QLD"},{"$f":"IF($E6496=DataInput!$B6495,DataInput!C6495,NA())","v":"QGRE"},{"$f":"IF($E6496=DataInput!$B6495,DataInput!D6495,NA())","v":"Gregory (Rail)"},{"$f":"IF($E6496=DataInput!$B6495,DataInput!E6495,NA())","v":"Powerlink"},{"$f":"IF($E6496=DataInput!$B6495,DataInput!F6495,NA())","v":"Summer"},{"$f":"IF($E6496=DataInput!$B6495,DataInput!G6495,NA())","v":"Coincident"},{"$f":"IF($E6496=DataInput!$B6495,DataInput!H6495,NA())","v":2021},{"$f":"IF($E6496=DataInput!$B6495,DataInput!I6495,NA())","v":"POE10"},{"$f":"IF($E6496=DataInput!$B6495,DataInput!J6495,NA())","v":"NA"},{"$f":"IF($E6496=DataInput!$B6495,DataInput!K6495,NA())","v":"NA"},null,null,"QLD Gregory (Rail)",null,null,null,null,false,null,null,{"$error":"#N/A"},{"$error":"#N/A"},{"$error":"#N/A"},{"$error":"#N/A"},{"$error":"#N/A"},{"$error":"#N/A"},{"$error":"#N/A"},{"$error":"#N/A"},{"$error":"#N/A"},{"$error":"#N/A"}]
[null,{"$f":"IF(DataInput!B6542=$B$8,IF($B$9=$B$10,TRUE,IF(DataInput!E6542=$B$9,TRUE,FALSE)))","v":true},null,null,{"$f":"IF(B6543=TRUE,DataInput!B6542,NA())","v":"QLD"},{"$f":"IF($E6543=DataInput!$B6542,DataInput!C6542,NA())","v":"QGRN"},{"$f":"IF($E6543=DataInput!$B6542,DataInput!D6542,NA())","v":"Grantleigh (Rail)"},{"$f":"IF($E6543=DataInput!$B6542,DataInput!E6542,NA())","v":"Powerlink"},{"$f":"IF($E6543=DataInput!$B6542,DataInput!F6542,NA())","v":"Summer"},{"$f":"IF($E6543=DataInput!$B6542,DataInput!G6542,NA())","v":"Coincident"},{"$f":"IF($E6543=DataInput!$B6542,DataInput!H6542,NA())","v":2018},{"$f":"IF($E6543=DataInput!$B6542,DataInput!I6542,NA())","v":"POE50"},{"$f":"IF($E6543=DataInput!$B6542,DataInput!J6542,NA())","v":"NA"},{"$f":"IF($E6543=DataInput!$B6542,DataInput!K6542,NA())","v":"NA"},null,null,"QLD Grantleigh (Rail)",null,null,null,null,false,null,null,{"$error":"#N/A"},{"$error":"#N/A"},{"$error":"#N/A"},{"$error":"#N/A"},{"$error":"#N/A"},{"$error":"#N/A"},{"$error":"#N/A"},{"$error":"#N/A"},{"$error":"#N/A"},{"$error":"#N/A"}]
[null,{"$f":"IF(DataInput!B6559=$B$8,IF($B$9=$B$10,TRUE,IF(DataInput!E6559=$B$9,TRUE,FALSE)))","v":true},null,null,{"$f":"IF(B6560=TRUE,DataInput!B6559,NA())","v":"QLD"},{"$f":"IF($E6560=DataInput!$B6559,DataInput!C6559,NA())","v":"QGRN"},{"$f":"IF($E6560=DataInput!$B6559,DataInput!D6559,NA())","v":"Grantleigh (Rail)"},{"$f":"IF($E6560=DataInput!$B6559,DataInput!E6559,NA())","v":"Powerlink"},{"$f":"IF($E6560=DataInput!$B6559,DataInput!F6559,NA())","v":"Winter"},{"$f":"IF($E6560=DataInput!$B6559,DataInput!G6559,NA())","v":"Coincident"},{"$f":"IF($E6560=DataInput!$B6559,DataInput!H6559,NA())","v":2024},{"$f":"IF($E6560=DataInput!$B6559,DataInput!I6559,NA())","v":"POE10"},{"$f":"IF($E6560=DataInput!$B6559,DataInput!J6559,NA())","v":"NA"},{"$f":"IF($E6560=DataInput!$B6559,DataInput!K6559,NA())","v":"NA"},null,null,"QLD Grantleigh (Rail)",null,null,null,null,false,null,null,{"$error":"#N/A"},{"$error":"#N/A"},{"$error":"#N/A"},{"$error":"#N/A"},{"$error":"#N/A"},{"$error":"#N/A"},{"$error":"#N/A"},{"$error":"#N/A"},{"$error":"#N/A"},{"$error":"#N/A"}]
[null,{"$f":"IF(DataInput!B6590=$B$8,IF($B$9=$B$10,TRUE,IF(DataInput!E6590=$B$9,TRUE,FALSE)))","v":true},null,null,{"$f":"IF(B6591=TRUE,DataInput!B6590,NA())","v":"QLD"},{"$f":"IF($E6591=DataInput!$B6590,DataInput!C6590,NA())","v":"QGST"},{"$f":"IF($E6591=DataInput!$B6590,DataInput!D6590,NA())","v":"Gladstone South"},{"$f":"IF($E6591=DataInput!$B6590,DataInput!E6590,NA())","v":"Ergon"},{"$f":"IF($E6591=DataInput!$B6590,DataInput!F6590,NA())","v":"Summer"},{"$f":"IF($E6591=DataInput!$B6590,DataInput!G6590,NA())","v":"Coincident"},{"$f":"IF($E6591=DataInput!$B6590,DataInput!H6590,NA())","v":2026},{"$f":"IF($E6591=DataInput!$B6590,DataInput!I6590,NA())","v":"POE50"},{"$f":"IF($E6591=DataInput!$B6590,DataInput!J6590,NA())","v":46.5976394324083},{"$f":"IF($E6591=DataInput!$B6590,DataInput!K6590,NA())","v":0.84612015919430905},null,null,"QLD Gladstone South",null,null,null,null,false,null,null,{"$error":"#N/A"},{"$error":"#N/A"},{"$error":"#N/A"},{"$error":"#N/A"},{"$error":"#N/A"},{"$error":"#N/A"},{"$error":"#N/A"},{"$error":"#N/A"},{"$error":"#N/A"},{"$error":"#N/A"}]
[null,{"$f":"IF(DataInput!B6621=$B$8,IF($B$9=$B$10,TRUE,IF(DataInput!E6621=$B$9,TRUE,FALSE)))","v":true},null,null,{"$f":"IF(B6622=TRUE,DataInput!B6621,NA())","v":"QLD"},{"$f":"IF($E6622=DataInput!$B6621,DataInput!C6621,NA())","v":"QGYR"},{"$f":"IF($E6622=DataInput!$B6621,DataInput!D6621,NA())","v":"Goonyella Riverside Mine"},{"$f":"IF($E6622=DataInput!$B6621,DataInput!E6621,NA())","v":"Powerlink"},{"$f":"IF($E6622=DataInput!$B6621,DataInput!F6621,NA())","v":"Summer"},{"$f":"IF($E6622=DataInput!$B6621,DataInput!G6621,NA())","v":"Coincident"},{"$f":"IF($E6622=DataInput!$B6621,DataInput!H6621,NA())","v":2017},{"$f":"IF($E6622=DataInput!$B6621,DataInput!I6621,NA())","v":"POE50"},{"$f":"IF($E6622=DataInput!$B6621,DataInput!J6621,NA())","v":"NA"},{"$f":"IF($E6622=DataInput!$B6621,DataInput!K6621,NA())","v":"NA"},null,null,"QLD Goonyella Riverside Mine",null,null,null,null,false,null,null,{"$error":"#N/A"},{"$error":"#N/A"},{"$error":"#N/A"},{"$error":"#N/A"},{"$error":"#N/A"},{"$error":"#N/A"},{"$error":"#N/A"},{"$error":"#N/A"},{"$error":"#N/A"},{"$error":"#N/A"}]
[null,{"$f":"IF(DataInput!B6652=$B$8,IF($B$9=$B$10,TRUE,IF(DataInput!E6652=$B$9,TRUE,FALSE)))","v":true},null,null,{"$f":"IF(B6653=TRUE,DataInput!B6652,NA())","v":"QLD"},{"$f":"IF($E6653=DataInput!$B6652,DataInput!C6652,NA())","v":"QINF"},{"$f":"IF($E6653=DataInput!$B6652,DataInput!D6652,NA())","v":"Innisfail"},{"$f":"IF($E6653=DataInput!$B6652,DataInput!E6652,NA())","v":"Ergon"},{"$f":"IF($E6653=DataInput!$B6652,DataInput!F6652,NA())","v":"Summer"},{"$f":"IF($E6653=DataInput!$B6652,DataInput!G6652,NA())","v":"Coincident"},{"$f":"IF($E6653=DataInput!$B6652,DataInput!H6652,NA())","v":2018},{"$f":"IF($E6653=DataInput!$B6652,DataInput!I6652,NA())","v":"POE10"},{"$f":"IF($E6653=DataInput!$B6652,DataInput!J6652,NA())","v":23.818103948526002},{"$f":"IF($E6653=DataInput!$B6652,DataInput!K6652,NA())","v":0.85986363182631698},null,null,"QLD Innisfail",null,null,null,null,false,null,null,{"$f":"IF($V6653=TRUE,E6653,NA())","v":{"$error":"#N/A"}},{"$f":"IF($V6653=TRUE,F6653,NA())","v":{"$error":"#N/A"}},{"$f":"IF($V6653=TRUE,G6653,NA())","v":{"$error":"#N/A"}},{"$f":"IF($V6653=TRUE,H6653,NA())","v":{"$error":"#N/A"}},{"$f":"IF($V6653=TRUE,I6653,NA())","v":{"$error":"#N/A"}},{"$f":"IF($V6653=TRUE,J6653,NA())","v":{"$error":"#N/A"}},{"$f":"IF($V6653=TRUE,K6653,NA())","v":{"$error":"#N/A"}},{"$f":"IF($V6653=TRUE,L6653,NA())","v":{"$error":"#N/A"}},{"$f":"IF($V6653=TRUE,M6653,NA())","v":{"$error":"#N/A"}},{"$f":"IF($V6653=TRUE,N6653,NA())","v":{"$error":"#N/A"}}]
[null,{"$f":"IF(DataInput!B6686=$B$8,IF($B$9=$B$10,TRUE,IF(DataInput!E6686=$B$9,TRUE,FALSE)))","v":true},null,null,{"$f":"IF(B6687=TRUE,DataInput!B6686,NA())","v":"QLD"},{"$f":"IF($E6687=DataInput!$B6686,DataInput!C6686,NA())","v":"QINF"},{"$f":"IF($E6687=DataInput!$B6686,DataInput!D6686,NA())","v":"Innisfail"},{"$f":"IF($E6687=DataInput!$B6686,DataInput!E6686,NA())","v":"Ergon"},{"$f":"IF($E6687=DataInput!$B6686,DataInput!F6686,NA())","v":"Winter"},{"$f":"IF($E6687=DataInput!$B6686,DataInput!G6686,NA())","v":"Coincident"},{"$f":"IF($E6687=DataInput!$B6686,DataInput!H6686,NA())","v":2021},{"$f":"IF($E6687=DataInput!$B6686,DataInput!I6686,NA())","v":"POE50"},{"$f":"IF($E6687=DataInput!$B6686,DataInput!J6686,NA())","v":19.0968329237981},{"$f":"IF($E6687=DataInput!$B6686,DataInput!K6686,NA())","v":0.90443366348794296},null,null,"QLD Innisfail",null,null,null,null,false,null,null,{"$error":"#N/A"},{"$error":"#N/A"},{"$error":"#N/A"},{"$error":"#N/A"},{"$error":"#N/A"},{"$error":"#N/A"},{"$error":"#N/A"},{"$error":"#N/A"},{"$error":"#N/A"},{"$error":"#N/A"}]
[null,{"$f":"IF(DataInput!B6700=$B$8,IF($B$9=$B$10,TRUE,IF(DataInput!E6700=$B$9,TRUE,FALSE)))","v":true},null,null,{"$f":"IF(B6701=TRUE,DataInput!B6700,NA())","v":"QLD"},{"$f":"IF($E6701=DataInput!$B6700,DataInput!C6700,NA())","v":"QING"},{"$f":"IF($E6701=DataInput!$B6700,DataInput!D6700,NA())","v":"Ingham"},{"$f":"IF($E6701=DataInput!$B6700,DataInput!E6700,NA())","v":"Ergon"},{"$f":"IF($E6701=DataInput!$B6700,DataInput!F6700,NA())","v":"Summer"},{"$f":"IF($E6701=DataInput!$B6700,DataInput!G6700,NA())","v":"Coincident"},{"$f":"IF($E6701=DataInput!$B6700,DataInput!H6700,NA())","v":2026},{"$f":"IF($E6701=DataInput!$B6700,DataInput!I6700,NA())","v":"POE10"},{"$f":"IF($E6701=DataInput!$B6700,DataInput!J6700,NA())","v":18.2144820849228},{"$f":"IF($E6701=DataInput!$B6700,DataInput!K6700,NA())","v":0.81006758211895102},null,null,"QLD Ingham",null,null,null,null,false,null,null,{"$error":"#N/A"},{"$error":"#N/A"},{"$error":"#N/A"},{"$error":"#N/A"},{"$error":"#N/A"},{"$error":"#N/A"},{"$error":"#N/A"},{"$error":"#N/A"},{"$error":"#N/A"},{"$error":"#N/A"}]
[null,{"$f":"IF(DataInput!B6747=$B$8,IF($B$9=$B$10,TRUE,IF(DataInput!E6747=$B$9,TRUE,FALSE)))","v":true},null,null,{"$f":"IF(B6748=TRUE,DataInput!B6747,NA())","v":"QLD"},{"$f":"IF($E6748=DataInput!$B6747,DataInput!C6747,NA())","v":"QINV"},{"$f":"IF($E6748=DataInput!$B6747,DataInput!D6747,NA())","v":"Invicta Load"},{"$f":"IF($E6748=DataInput!$B6747,DataInput!E6747,NA())","v":"Powerlink"},{"$f":"IF($E6748=DataInput!$B6747,DataInput!F6747,NA())","v":"Summer"},{"$f":"IF($E6748=DataInput!$B6747,DataInput!G6747,NA())","v":"Coincident"},{"$f":"IF($E6748=DataInput!$B6747,DataInput!H6747,NA())","v":2023},{"$f":"IF($E6748=DataInput!$B6747,DataInput!I6747,NA())","v":"POE50"},{"$f":"IF($E6748=DataInput!$B6747,DataInput!J6747,NA())","v":"NA"},{"$f":"IF($E6748=DataInput!$B6747,DataInput!K6747,NA())","v":"NA"},null,null,"QLD Invicta Load",null,null,null,null,false,null,null,{"$error":"#N/A"},{"$error":"#N/A"},{"$error":"#N/A"},{"$error":"#N/A"},{"$error":"#N/A"},{"$error":"#N/A"},{"$error":"#N/A"},{"$error":"#N/A"},{"$error":"#N/A"},{"$error":"#N/A"}]
[null,{"$f":"IF(DataInput!B6778=$B$8,IF($B$9=$B$10,TRUE,IF(DataInput!E6778=$B$9,TRUE,FALSE)))","v":true},null,null,{"$f":"IF(B6779=TRUE,DataInput!B6778,NA())","v":"QLD"},{"$f":"IF($E6779=DataInput!$B6778,DataInput!C6778,NA())","v":"QKAM"},{"$f":"IF($E6779=DataInput!$B6778,DataInput!D6778,NA())","v":"Kamerunga"},{"$f":"IF($E6779=DataInput!$B6778,DataInput!E6778,NA())","v":"Ergon"},{"$f":"IF($E6779=DataInput!$B6778,DataInput!F6778,NA())","v":"Summer"},{"$f":"IF($E6779=DataInput!$B6778,DataInput!G6778,NA())","v":"Coincident"},{"$f":"IF($E6779=DataInput!$B6778,DataInput!H6778,NA())","v":2024},{"$f":"IF($E6779=DataInput!$B6778,DataInput!I6778,NA())","v":"POE10"},{"$f":"IF($E6779=DataInput!$B6778,DataInput!J6778,NA())","v":63.498639443964301},{"$f":"IF($E6779=DataInput!$B6778,DataInput!K6778,NA())","v":0.74809794071460001},null,null,"QLD Kamerunga",null,null,null,null,false,null,null,{"$error":"#N/A"},{"$error":"#N/A"},{"$error":"#N/A"},{"$error":"#N/A"},{"$error":"#N/A"},{"$error":"#N/A"},{"$error":"#N/A"},{"$error":"#N/A"},{"$error":"#N/A"},{"$error":"#N/A"}]
[null,{"$f":"IF(DataInput!B6781=$B$8,IF($B$9=$B$10,TRUE,IF(DataInput!E6781=$B$9,TRUE,FALSE)))","v":true},null,null,{"$f":"IF(B6782=TRUE,DataInput!B6781,NA())","v":"QLD"},{"$f":"IF($E6782=DataInput!$B6781,DataInput!C6781,NA())","v":"QKAM"},{"$f":"IF($E6782=DataInput!$B6781,DataInput!D6781,NA())","v":"Kamerunga"},{"$f":"IF($E6782=DataInput!$B6781,DataInput!E6781,NA())","v":"Ergon"},{"$f":"IF($E6782=DataInput!$B6781,DataInput!F6781,NA())","v":"Summer"},{"$f":"IF($E6782=DataInput!$B6781,DataInput!G6781,NA())","v":"Coincident"},{"$f":"IF($E6782=DataInput!$B6781,DataInput!H6781,NA())","v":2017},{"$f":"IF($E6782=DataInput!$B6781,DataInput!I6781,NA())","v":"POE50"},{"$f":"IF($E6782=DataInput!$B6781,DataInput!J6781,NA())","v":45.461621158122099},{"$f":"IF($E6782=DataInput!$B6781,DataInput!K6781,NA())","v":0.75901672993018598},null,null,"QLD Kamerunga",null,null,null,null,false,null,null,{"$error":"#N/A"},{"$error":"#N/A"},{"$error":"#N/A"},{"$error":"#N/A"},{"$error":"#N/A"},{"$error":"#N/A"},{"$error":"#N/A"},{"$error":"#N/A"},{"$error":"#N/A"},{"$error":"#N/A"}]
[null,{"$f":"IF(DataInput!B6826=$B$8,IF($B$9=$B$10,TRUE,IF(DataInput!E6826=$B$9,TRUE,FALSE)))","v":true},null,null,{"$f":"IF(B6827=TRUE,DataInput!B6826,NA())","v":"QLD"},{"$f":"IF($E6827=DataInput!$B6826,DataInput!C6826,NA())","v":"QKCK"},{"$f":"IF($E6827=DataInput!$B6826,DataInput!D6826,NA())","v":"King Creek"},{"$f":"IF($E6827=DataInput!$B6826,DataInput!E6826,NA())","v":"Ergon"},{"$f":"IF($E6827=DataInput!$B6826,DataInput!F6826,NA())","v":"Summer"},{"$f":"IF($E6827=DataInput!$B6826,DataInput!G6826,NA())","v":"Coincident"},{"$f":"IF($E6827=DataInput!$B6826,DataInput!H6826,NA())","v":2022},{"$f":"IF($E6827=DataInput!$B6826,DataInput!I6826,NA())","v":"POE50"},{"$f":"IF($E6827=DataInput!$B6826,DataInput!J6826,NA())","v":"NA"},{"$f":"IF($E6827=DataInput!$B6826,DataInput!K6826,NA())","v":"NA"},null,null,"QLD King Creek",null,null,null,null,false,null,null,{"$error":"#N/A"},{"$error":"#N/A"},{"$error":"#N/A"},{"$error":"#N/A"},{"$error":"#N/A"},{"$error":"#N/A"},{"$error":"#N/A"},{"$error":"#N/A"},{"$error":"#N/A"},{"$error":"#N/A"}]
[null,{"$f":"IF(DataInput!B6857=$B$8,IF($B$9=$B$10,TRUE,IF(DataInput!E6857=$B$9,TRUE,FALSE)))","v":true},null,null,{"$f":"IF(B6858=TRUE,DataInput!B6857,NA())","v":"QLD"},{"$f":"IF($E6858=DataInput!$B6857,DataInput!C6857,NA())","v":"QLCM"},{"$f":"IF($E6858=DataInput!$B6857,DataInput!D6857,NA())","v":"Lilyvale (Barcaldine)"},{"$f":"IF($E6858=DataInput!$B6857,DataInput!E6857,NA())","v":"Ergon"},{"$f":"IF($E6858=DataInput!$B6857,DataInput!F6857,NA())","v":"Summer"},{"$f":"IF($E6858=DataInput!$B6857,DataInput!G6857,NA())","v":"Coincident"},{"$f":"IF($E6858=DataInput!$B6857,DataInput!H6857,NA())","v":2023},{"$f":"IF($E6858=DataInput!$B6857,DataInput!I6857,NA())","v":"POE10"},{"$f":"IF($E6858=DataInput!$B6857,DataInput!J6857,NA())","v":31.959350909812901},{"$f":"IF($E6858=DataInput!$B6857,DataInput!K6857,NA())","v":0.83376240425366399},null,null,"QLD Lilyvale (Barcaldine)",null,null,null,null,false,null,null,{"$error":"#N/A"},{"$error":"#N/A"},{"$error":"#N/A"},{"$error":"#N/A"},{"$error":"#N/A"},{"$error":"#N/A"},{"$error":"#N/A"},{"$error":"#N/A"},{"$error":"#N/A"},{"$error":"#N/A"}]
[null,{"$f":"IF(DataInput!B6888=$B$8,IF($B$9=$B$10,TRUE,IF(DataInput!E6888=$B$9,TRUE,FALSE)))","v":true},null,null,{"$f":"IF(B6889=TRUE,DataInput!B6888,NA())","v":"QLD"},{"$f":"IF($E6889=DataInput!$B6888,DataInput!C6888,NA())","v":"QLCM"},{"$f":"IF($E6889=DataInput!$B6888,DataInput!D6888,NA())","v":"Lilyvale (Barcaldine)"},{"$f":"IF($E6889=DataInput!$B6888,DataInput!E6888,NA())","v":"Ergon"},{"$f":"IF($E6889=DataInput!$B6888,DataInput!F6888,NA())","v":"Winter"},{"$f":"IF($E6889=DataInput!$B6888,DataInput!G6888,NA())","v":"Coincident"},{"$f":"IF($E6889=DataInput!$B6888,DataInput!H6888,NA())","v":2023},{"$f":"IF($E6889=DataInput!$B6888,DataInput!I6888,NA())","v":"POE50"},{"$f":"IF($E6889=DataInput!$B6888,DataInput!J6888,NA())","v":33.252495509328902},{"$f":"IF($E6889=DataInput!$B6888,DataInput!K6888,NA())","v":0.97664100486952998},null,null,"QLD Lilyvale (Barcaldine)",null,null,null,null,false,null,null,{"$error":"#N/A"},{"$error":"#N/A"},{"$error":"#N/A"},{"$error":"#N/A"},{"$error":"#N/A"},{"$error":"#N/A"},{"$error":"#N/A"},{"$error":"#N/A"},{"$error":"#N/A"},{"$error":"#N/A"}]
[null,{"$f":"IF(DataInput!B6908=$B$8,IF($B$9=$B$10,TRUE,IF(DataInput!E6908=$B$9,TRUE,FALSE)))","v":true},null,null,{"$f":"IF(B6909=TRUE,DataInput!B6908,NA())","v":"QLD"},{"$f":"IF($E6909=DataInput!$B6908,DataInput!C6908,NA())","v":"QLGH"},{"$f":"IF($E6909=DataInput!$B6908,DataInput!D6908,NA())","v":"Loganlea 110"},{"$f":"IF($E6909=DataInput!$B6908,DataInput!E6908,NA())","v":"Energex"},{"$f":"IF($E6909=DataInput!$B6908,DataInput!F6908,NA())","v":"Summer"},{"$f":"IF($E6909=DataInput!$B6908,DataInput!G6908,NA())","v":"Coincident"},{"$f":"IF($E6909=DataInput!$B6908,DataInput!H6908,NA())","v":2024},{"$f":"IF($E6909=DataInput!$B6908,DataInput!I6908,NA())","v":"POE50"},{"$f":"IF($E6909=DataInput!$B6908,DataInput!J6908,NA())","v":375.905468923748},{"$f":"IF($E6909=DataInput!$B6908,DataInput!K6908,NA())","v":1},null,null,"QLD Loganlea 110",null,null,null,null,false,null,null,{"$f":"IF($V6909=TRUE,E6909,NA())","v":{"$error":"#N/A"}},{"$f":"IF($V6909=TRUE,F6909,NA())","v":{"$error":"#N/A"}},{"$f":"IF($V6909=TRUE,G6909,NA())","v":{"$error":"#N/A"}},{"$f":"IF($V6909=TRUE,H6909,NA())","v":{"$error":"#N/A"}},{"$f":"IF($V6909=TRUE,I6909,NA())","v":{"$error":"#N/A"}},{"$f":"IF($V6909=TRUE,J6909,NA())","v":{"$error":"#N/A"}},{"$f":"IF($V6909=TRUE,K6909,NA())","v":{"$error":"#N/A"}},{"$f":"IF($V6909=TRUE,L6909,NA())","v":{"$error":"#N/A"}},{"$f":"IF($V6909=TRUE,M6909,NA())","v":{"$error":"#N/A"}},{"$f":"IF($V6909=TRUE,N6909,NA())","v":{"$error":"#N/A"}}]
[null,{"$f":"IF(DataInput!B6936=$B$8,IF($B$9=$B$10,TRUE,IF(DataInput!E6936=$B$9,TRUE,FALSE)))","v":true},null,null,{"$f":"IF(B6937=TRUE,DataInput!B6936,NA())","v":"QLD"},{"$f":"IF($E6937=DataInput!$B6936,DataInput!C6936,NA())","v":"QLGL"},{"$f":"IF($E6937=DataInput!$B6936,DataInput!D6936,NA())","v":"Loganlea 33"},{"$f":"IF($E6937=DataInput!$B6936,DataInput!E6936,NA())","v":"Energex"},{"$f":"IF($E6937=DataInput!$B6936,DataInput!F6936,NA())","v":"Summer"},{"$f":"IF($E6937=DataInput!$B6936,DataInput!G6936,NA())","v":"Coincident"},{"$f":"IF($E6937=DataInput!$B6936,DataInput!H6936,NA())","v":2022},{"$f":"IF($E6937=DataInput!$B6936,DataInput!I6936,NA())","v":"POE10"},{"$f":"IF($E6937=DataInput!$B6936,DataInput!J6936,NA())","v":110.089387988567},{"$f":"IF($E6937=DataInput!$B6936,DataInput!K6936,NA())","v":1},null,null,"QLD Loganlea 33",null,null,null,null,false,null,null,{"$error":"#N/A"},{"$error":"#N/A"},{"$error":"#N/A"},{"$error":"#N/A"},{"$error":"#N/A"},{"$error":"#N/A"},{"$error":"#N/A"},{"$error":"#N/A"},{"$error":"#N/A"},{"$error":"#N/A"}]
[null,{"$f":"IF(DataInput!B6954=$B$8,IF($B$9=$B$10,TRUE,IF(DataInput!E6954=$B$9,TRUE,FALSE)))","v":true},null,null,{"$f":"IF(B6955=TRUE,DataInput!B6954,NA())","v":"QLD"},{"$f":"IF($E6955=DataInput!$B6954,DataInput!C6954,NA())","v":"QLGL"},{"$f":"IF($E6955=DataInput!$B6954,DataInput!D6954,NA())","v":"Loganlea 33"},{"$f":"IF($E6955=DataInput!$B6954,DataInput!E6954,NA())","v":"Energex"},{"$f":"IF($E6955=DataInput!$B6954,DataInput!F6954,NA())","v":"Winter"},{"$f":"IF($E6955=DataInput!$B6954,DataInput!G6954,NA())","v":"Coincident"},{"$f":"IF($E6955=DataInput!$B6954,DataInput!H6954,NA())","v":2019},{"$f":"IF($E6955=DataInput!$B6954,DataInput!I6954,NA())","v":"POE10"},{"$f":"IF($E6955=DataInput!$B6954,DataInput!J6954,NA())","v":90.549419217479098},{"$f":"IF($E6955=DataInput!$B6954,DataInput!K6954,NA())","v":1},null,null,"QLD Loganlea 33",null,null,null,null,false,null,null,{"$error":"#N/A"},{"$error":"#N/A"},{"$error":"#N/A"},{"$error":"#N/A"},{"$error":"#N/A"},{"$error":"#N/A"},{"$error":"#N/A"},{"$error":"#N/A"},{"$error":"#N/A"},{"$error":"#N/A"}]
[null,{"$f":"IF(DataInput!B6985=$B$8,IF($B$9=$B$10,TRUE,IF(DataInput!E6985=$B$9,TRUE,FALSE)))","v":true},null,null,{"$f":"IF(B6986=TRUE,DataInput!B6985,NA())","v":"QLD"},{"$f":"IF($E6986=DataInput!$B6985,DataInput!C6985,NA())","v":"QLIL"},{"$f":"IF($E6986=DataInput!$B6985,DataInput!D6985,NA())","v":"Lilyvale"},{"$f":"IF($E6986=DataInput!$B6985,DataInput!E6985,NA())","v":"Ergon"},{"$f":"IF($E6986=DataInput!$B6985,DataInput!F6985,NA())","v":"Summer"},{"$f":"IF($E6986=DataInput!$B6985,DataInput!G6985,NA())","v":"Coincident"},{"$f":"IF($E6986=DataInput!$B6985,DataInput!H6985,NA())","v":2021},{"$f":"IF($E6986=DataInput!$B6985,DataInput!I6985,NA())","v":"POE50"},{"$f":"IF($E6986=DataInput!$B6985,DataInput!J6985,NA())","v":133.86589733186699},{"$f":"IF($E6986=DataInput!$B6985,DataInput!K6985,NA())","v":0.86969794746057905},null,null,"QLD Lilyvale",null,null,null,null,false,null,null,{"$error":"#N/A"},{"$error":"#N/A"},{"$error":"#N/A"},{"$error":"#N/A"},{"$error":"#N/A"},{"$error":"#N/A"},{"$error":"#N/A"},{"$error":"#N/A"},{"$error":"#N/A"},{"$error":"#N/A"}]
[null,{"$f":"IF(DataInput!B7031=$B$8,IF($B$9=$B$10,TRUE,IF(DataInput!E7031=$B$9,TRUE,FALSE)))","v":true},null,null,{"$f":"IF(B7032=TRUE,DataInput!B7031,NA())","v":"QLD"},{"$f":"IF($E7032=DataInput!$B7031,DataInput!C7031,NA())","v":"QMAR"},{"$f":"IF($E7032=DataInput!$B7031,DataInput!D7031,NA())","v":"Molendinar"},{"$f":"IF($E7032=DataInput!$B7031,DataInput!E7031,NA())","v":"Energex"},{"$f":"IF($E7032=DataInput!$B7031,DataInput!F7031,NA())","v":"Winter"},{"$f":"IF($E7032=DataInput!$B7031,DataInput!G7031,NA())","v":"Coincident"},{"$f":"IF($E7032=DataInput!$B7031,DataInput!H7031,NA())","v":2016},{"$f":"IF($E7032=DataInput!$B7031,DataInput!I7031,NA())","v":"POE10"},{"$f":"IF($E7032=DataInput!$B7031,DataInput!J7031,NA())","v":417.36980799443302},{"$f":"IF($E7032=DataInput!$B7031,DataInput!K7031,NA())","v":1},null,null,"QLD Molendinar",null,null,null,null,false,null,null,{"$error":"#N/A"},{"$error":"#N/A"},{"$error":"#N/A"},{"$error":"#N/A"},{"$error":"#N/A"},{"$error":"#N/A"},{"$error":"#N/A"},{"$error":"#N/A"},{"$error":"#N/A"},{"$error":"#N/A"}]
[null,{"$f":"IF(DataInput!B7062=$B$8,IF($B$9=$B$10,TRUE,IF(DataInput!E7062=$B$9,TRUE,FALSE)))","v":true},null,null,{"$f":"IF(B7063=TRUE,DataInput!B7062,NA())","v":"QLD"},{"$f":"IF($E7063=DataInput!$B7062,DataInput!C7062,NA())","v":"QMBS"},{"$f":"IF($E7063=DataInput!$B7062,DataInput!D7062,NA())","v":"Moranbah South (Rail)"},{"$f":"IF($E7063=DataInput!$B7062,DataInput!E7062,NA())","v":"Powerlink"},{"$f":"IF($E7063=DataInput!$B7062,DataInput!F7062,NA())","v":"Summer"},{"$f":"IF($E7063=DataInput!$B7062,DataInput!G7062,NA())","v":"Coincident"},{"$f":"IF($E7063=DataInput!$B7062,DataInput!H7062,NA())","v":2018},{"$f":"IF($E7063=DataInput!$B7062,DataInput!I7062,NA())","v":"POE50"},{"$f":"IF($E7063=DataInput!$B7062,DataInput!J7062,NA())","v":"NA"},{"$f":"IF($E7063=DataInput!$B7062,DataInput!K7062,NA())","v":"NA"},null,null,"QLD Moranbah South (Rail)",null,null,null,null,false,null,null,{"$error":"#N/A"},{"$error":"#N/A"},{"$error":"#N/A"},{"$error":"#N/A"},{"$error":"#N/A"},{"$error":"#N/A"},{"$error":"#N/A"},{"$error":"#N/A"},{"$error":"#N/A"},{"$error":"#N/A"}]
[null,{"$f":"IF(DataInput!B7093=$B$8,IF($B$9=$B$10,TRUE,IF(DataInput!E7093=$B$9,TRUE,FALSE)))","v":true},null,null,{"$f":"IF(B7094=TRUE,DataInput!B7093,NA())","v":"QLD"},{"$f":"IF($E7094=DataInput!$B7093,DataInput!C7093,NA())","v":"QMGB"},{"$f":"IF($E7094=DataInput!$B7093,DataInput!D7093,NA())","v":"Mudgeeraba 110"},{"$f":"IF($E7094=DataInput!$B7093,DataInput!E7093,NA())","v":"Energex"},{"$f":"IF($E7094=DataInput!$B7093,DataInput!F7093,NA())","v":"Summer"},{"$f":"IF($E7094=DataInput!$B7093,DataInput!G7093,NA())","v":"Coincident"},{"$f":"IF($E7094=DataInput!$B7093,DataInput!H7093,NA())","v":2019},{"$f":"IF($E7094=DataInput!$B7093,DataInput!I7093,NA())","v":"POE10"},{"$f":"IF($E7094=DataInput!$B7093,DataInput!J7093,NA())","v":328.286429287028},{"$f":"IF($E7094=DataInput!$B7093,DataInput!K7093,NA())","v":1},null,null,"QLD Mudgeeraba 110",null,null,null,null,false,null,null,{"$error":"#N/A"},{"$error":"#N/A"},{"$error":"#N/A"},{"$error":"#N/A"},{"$error":"#N/A"},{"$error":"#N/A"},{"$error":"#N/A"},{"$error":"#N/A"},{"$error":"#N/A"},{"$error":"#N/A"}]
[null,{"$f":"IF(DataInput!B7095=$B$8,IF($B$9=$B$10,TRUE,IF(DataInput!E7095=$B$9,TRUE,FALSE)))","v":true},null,null,{"$f":"IF(B7096=TRUE,DataInput!B7095,NA())","v":"QLD"},{"$f":"IF($E7096=DataInput!$B7095,DataInput!C7095,NA())","v":"QMGB"},{"$f":"IF($E7096=DataInput!$B7095,DataInput!D7095,NA())","v":"Mudgeeraba 110"},{"$f":"IF($E7096=DataInput!$B7095,DataInput!E7095,NA())","v":"Energex"},{"$f":"IF($E7096=DataInput!$B7095,DataInput!F7095,NA())","v":"Summer"},{"$f":"IF($E7096=DataInput!$B7095,DataInput!G7095,NA())","v":"Coincident"},{"$f":"IF($E7096=DataInput!$B7095,DataInput!H7095,NA())","v":2021},{"$f":"IF($E7096=DataInput!$B7095,DataInput!I7095,NA())","v":"POE10"},{"$f":"IF($E7096=DataInput!$B7095,DataInput!J7095,NA())","v":325.69685406360702},{"$f":"IF($E7096=DataInput!$B7095,DataInput!K7095,NA())","v":0.99629440099317701},null,null,"QLD Mudgeeraba 110",null,null,null,null,false,null,null,{"$error":"#N/A"},{"$error":"#N/A"},{"$error":"#N/A"},{"$error":"#N/A"},{"$error":"#N/A"},{"$error":"#N/A"},{"$error":"#N/A"},{"$error":"#N/A"},{"$error":"#N/A"},{"$error":"#N/A"}]
[null,{"$f":"IF(DataInput!B7130=$B$8,IF($B$9=$B$10,TRUE,IF(DataInput!E7130=$B$9,TRUE,FALSE)))","v":true},null,null,{"$f":"IF(B7131=TRUE,DataInput!B7130,NA())","v":"QLD"},{"$f":"IF($E7131=DataInput!$B7130,DataInput!C7130,NA())","v":"QMGB"},{"$f":"IF($E7131=DataInput!$B7130,DataInput!D7130,NA())","v":"Mudgeeraba 110"},{"$f":"IF($E7131=DataInput!$B7130,DataInput!E7130,NA())","v":"Energex"},{"$f":"IF($E7131=DataInput!$B7130,DataInput!F7130,NA())","v":"Winter"},{"$f":"IF($E7131=DataInput!$B7130,DataInput!G7130,NA())","v":"Coincident"},{"$f":"IF($E7131=DataInput!$B7130,DataInput!H7130,NA())","v":2025},{"$f":"IF($E7131=DataInput!$B7130,DataInput!I7130,NA())","v":"POE50"},{"$f":"IF($E7131=DataInput!$B7130,DataInput!J7130,NA())","v":272.64464928520499},{"$f":"IF($E7131=DataInput!$B7130,DataInput!K7130,NA())","v":1},null,null,"QLD Mudgeeraba 110",null,null,null,null,false,null,null,{"$error":"#N/A"},{"$error":"#N/A"},{"$error":"#N/A"},{"$error":"#N/A"},{"$error":"#N/A"},{"$error":"#N/A"},{"$error":"#N/A"},{"$error":"#N/A"},{"$error":"#N/A"},{"$error":"#N/A"}]
[null,{"$f":"IF(DataInput!B7172=$B$8,IF($B$9=$B$10,TRUE,IF(DataInput!E7172=$B$9,TRUE,FALSE)))","v":true},null,null,{"$f":"IF(B7173=TRUE,DataInput!B7172,NA())","v":"QLD"},{"$f":"IF($E7173=DataInput!$B7172,DataInput!C7172,NA())","v":"QMKA"},{"$f":"IF($E7173=DataInput!$B7172,DataInput!D7172,NA())","v":"Mackay"},{"$f":"IF($E7173=DataInput!$B7172,DataInput!E7172,NA())","v":"Ergon"},{"$f":"IF($E7173=DataInput!$B7172,DataInput!F7172,NA())","v":"Summer"},{"$f":"IF($E7173=DataInput!$B7172,DataInput!G7172,NA())","v":"Coincident"},{"$f":"IF($E7173=DataInput!$B7172,DataInput!H7172,NA())","v":2018},{"$f":"IF($E7173=DataInput!$B7172,DataInput!I7172,NA())","v":"POE10"},{"$f":"IF($E7173=DataInput!$B7172,DataInput!J7172,NA())","v":82.936354348334206},{"$f":"IF($E7173=DataInput!$B7172,DataInput!K7172,NA())","v":0.90433462482870697},null,null,"QLD Mackay",null,null,null,null,false,null,null,{"$error":"#N/A"},{"$error":"#N/A"},{"$error":"#N/A"},{"$error":"#N/A"},{"$error":"#N/A"},{"$error":"#N/A"},{"$error":"#N/A"},{"$error":"#N/A"},{"$error":"#N/A"},{"$error":"#N/A"}]
[null,{"$f":"IF(DataInput!B7190=$B$8,IF($B$9=$B$10,TRUE,IF(DataInput!E7190=$B$9,TRUE,FALSE)))","v":true},null,null,{"$f":"IF(B7191=TRUE,DataInput!B7190,NA())","v":"QLD"},{"$f":"IF($E7191=DataInput!$B7190,DataInput!C7190,NA())","v":"QMKA"},{"$f":"IF($E7191=DataInput!$B7190,DataInput!D7190,NA())","v":"Mackay"},{"$f":"IF($E7191=DataInput!$B7190,DataInput!E7190,NA())","v":"Ergon"},{"$f":"IF($E7191=DataInput!$B7190,DataInput!F7190,NA())","v":"Summer"},{"$f":"IF($E7191=DataInput!$B7190,DataInput!G7190,NA())","v":"Coincident"},{"$f":"IF($E7191=DataInput!$B7190,DataInput!H7190,NA())","v":2026},{"$f":"IF($E7191=DataInput!$B7190,DataInput!I7190,NA())","v":"POE50"},{"$f":"IF($E7191=DataInput!$B7190,DataInput!J7190,NA())","v":70.112966448738703},{"$f":"IF($E7191=DataInput!$B7190,DataInput!K7190,NA())","v":0.91591396176207496},null,null,"QLD Mackay",null,null,null,null,false,null,null,{"$error":"#N/A"},{"$error":"#N/A"},{"$error":"#N/A"},{"$error":"#N/A"},{"$error":"#N/A"},{"$error":"#N/A"},{"$error":"#N/A"},{"$error":"#N/A"},{"$error":"#N/A"},{"$error":"#N/A"}]
[null,{"$f":"IF(DataInput!B7221=$B$8,IF($B$9=$B$10,TRUE,IF(DataInput!E7221=$B$9,TRUE,FALSE)))","v":true},null,null,{"$f":"IF(B7222=TRUE,DataInput!B7221,NA())","v":"QLD"},{"$f":"IF($E7222=DataInput!$B7221,DataInput!C7221,NA())","v":"QMND"},{"$f":"IF($E7222=DataInput!$B7221,DataInput!D7221,NA())","v":"Mindi (Rail)"},{"$f":"IF($E7222=DataInput!$B7221,DataInput!E7221,NA())","v":"Powerlink"},{"$f":"IF($E7222=DataInput!$B7221,DataInput!F7221,NA())","v":"Summer"},{"$f":"IF($E7222=DataInput!$B7221,DataInput!G7221,NA())","v":"Coincident"},{"$f":"IF($E7222=DataInput!$B7221,DataInput!H7221,NA())","v":2017},{"$f":"IF($E7222=DataInput!$B7221,DataInput!I7221,NA())","v":"POE50"},{"$f":"IF($E7222=DataInput!$B7221,DataInput!J7221,NA())","v":"NA"},{"$f":"IF($E7222=DataInput!$B7221,DataInput!K7221,NA())","v":"NA"},null,null,"QLD Mindi (Rail)",null,null,null,null,false,null,null,{"$error":"#N/A"},{"$error":"#N/A"},{"$error":"#N/A"},{"$error":"#N/A"},{"$error":"#N/A"},{"$error":"#N/A"},{"$error":"#N/A"},{"$error":"#N/A"},{"$error":"#N/A"},{"$error":"#N/A"}]
[null,{"$f":"IF(DataInput!B7253=$B$8,IF($B$9=$B$10,TRUE,IF(DataInput!E7253=$B$9,TRUE,FALSE)))","v":true},null,null,{"$f":"IF(B7254=TRUE,DataInput!B7253,NA())","v":"QLD"},{"$f":"IF($E7254=DataInput!$B7253,DataInput!C7253,NA())","v":"QMOB"},{"$f":"IF($E7254=DataInput!$B7253,DataInput!D7253,NA())","v":"Belmont Wecker Road 11"},{"$f":"IF($E7254=DataInput!$B7253,DataInput!E7253,NA())","v":"Powerlink"},{"$f":"IF($E7254=DataInput!$B7253,DataInput!F7253,NA())","v":"Summer"},{"$f":"IF($E7254=DataInput!$B7253,DataInput!G7253,NA())","v":"Coincident"},{"$f":"IF($E7254=DataInput!$B7253,DataInput!H7253,NA())","v":2019},{"$f":"IF($E7254=DataInput!$B7253,DataInput!I7253,NA())","v":"POE10"},{"$f":"IF($E7254=DataInput!$B7253,DataInput!J7253,NA())","v":"NA"},{"$f":"IF($E7254=DataInput!$B7253,DataInput!K7253,NA())","v":"NA"},null,null,"QLD Belmont Wecker Road 11",null,null,null,null,false,null,null,{"$error":"#N/A"},{"$error":"#N/A"},{"$error":"#N/A"},{"$error":"#N/A"},{"$error":"#N/A"},{"$error":"#N/A"},{"$error":"#N/A"},{"$error":"#N/A"},{"$error":"#N/A"},{"$error":"#N/A"}]
[null,{"$f":"IF(DataInput!B7269=$B$8,IF($B$9=$B$10,TRUE,IF(DataInput!E7269=$B$9,TRUE,FALSE)))","v":true},null,null,{"$f":"IF(B7270=TRUE,DataInput!B7269,NA())","v":"QLD"},{"$f":"IF($E7270=DataInput!$B7269,DataInput!C7269,NA())","v":"QMOB"},{"$f":"IF($E7270=DataInput!$B7269,DataInput!D7269,NA())","v":"Belmont Wecker Road 11"},{"$f":"IF($E7270=DataInput!$B7269,DataInput!E7269,NA())","v":"Powerlink"},{"$f":"IF($E7270=DataInput!$B7269,DataInput!F7269,NA())","v":"Summer"},{"$f":"IF($E7270=DataInput!$B7269,DataInput!G7269,NA())","v":"Coincident"},{"$f":"IF($E7270=DataInput!$B7269,DataInput!H7269,NA())","v":2025},{"$f":"IF($E7270=DataInput!$B7269,DataInput!I7269,NA())","v":"POE50"},{"$f":"IF($E7270=DataInput!$B7269,DataInput!J7269,NA())","v":"NA"},{"$f":"IF($E7270=DataInput!$B7269,DataInput!K7269,NA())","v":"NA"},null,null,"QLD Belmont Wecker Road 11",null,null,null,null,false,null,null,{"$error":"#N/A"},{"$error":"#N/A"},{"$error":"#N/A"},{"$error":"#N/A"},{"$error":"#N/A"},{"$error":"#N/A"},{"$error":"#N/A"},{"$error":"#N/A"},{"$error":"#N/A"},{"$error":"#N/A"}]
[null,{"$f":"IF(DataInput!B7300=$B$8,IF($B$9=$B$10,TRUE,IF(DataInput!E7300=$B$9,TRUE,FALSE)))","v":true},null,null,{"$f":"IF(B7301=TRUE,DataInput!B7300,NA())","v":"QLD"},{"$f":"IF($E7301=DataInput!$B7300,DataInput!C7300,NA())","v":"QMRA"},{"$f":"IF($E7301=DataInput!$B7300,DataInput!D7300,NA())","v":"Moura"},{"$f":"IF($E7301=DataInput!$B7300,DataInput!E7300,NA())","v":"Ergon"},{"$f":"IF($E7301=DataInput!$B7300,DataInput!F7300,NA())","v":"Summer"},{"$f":"IF($E7301=DataInput!$B7300,DataInput!G7300,NA())","v":"Coincident"},{"$f":"IF($E7301=DataInput!$B7300,DataInput!H7300,NA())","v":2026},{"$f":"IF($E7301=DataInput!$B7300,DataInput!I7300,NA())","v":"POE10"},{"$f":"IF($E7301=DataInput!$B7300,DataInput!J7300,NA())","v":53.364026626621303},{"$f":"IF($E7301=DataInput!$B7300,DataInput!K7300,NA())","v":0.84403136036633397},null,null,"QLD Moura",null,null,null,null,false,null,null,{"$error":"#N/A"},{"$error":"#N/A"},{"$error":"#N/A"},{"$error":"#N/A"},{"$error":"#N/A"},{"$error":"#N/A"},{"$error":"#N/A"},{"$error":"#N/A"},{"$error":"#N/A"},{"$error":"#N/A"}]
[null,{"$f":"IF(DataInput!B7347=$B$8,IF($B$9=$B$10,TRUE,IF(DataInput!E7347=$B$9,TRUE,FALSE)))","v":true},null,null,{"$f":"IF(B7348=TRUE,DataInput!B7347,NA())","v":"QLD"},{"$f":"IF($E7348=DataInput!$B7347,DataInput!C7347,NA())","v":"QMRE"},{"$f":"IF($E7348=DataInput!$B7347,DataInput!D7347,NA())","v":"Murarrie (Belmont)"},{"$f":"IF($E7348=DataInput!$B7347,DataInput!E7347,NA())","v":"Energex"},{"$f":"IF($E7348=DataInput!$B7347,DataInput!F7347,NA())","v":"Summer"},{"$f":"IF($E7348=DataInput!$B7347,DataInput!G7347,NA())","v":"Coincident"},{"$f":"IF($E7348=DataInput!$B7347,DataInput!H7347,NA())","v":2023},{"$f":"IF($E7348=DataInput!$B7347,DataInput!I7347,NA())","v":"POE50"},{"$f":"IF($E7348=DataInput!$B7347,DataInput!J7347,NA())","v":385.79794985143701},{"$f":"IF($E7348=DataInput!$B7347,DataInput!K7347,NA())","v":1},null,null,"QLD Murarrie (Belmont)",null,null,null,null,false,null,null,{"$error":"#N/A"},{"$error":"#N/A"},{"$error":"#N/A"},{"$error":"#N/A"},{"$error":"#N/A"},{"$error":"#N/A"},{"$error":"#N/A"},{"$error":"#N/A"},{"$error":"#N/A"},{"$error":"#N/A"}]
[null,{"$f":"IF(DataInput!B7380=$B$8,IF($B$9=$B$10,TRUE,IF(DataInput!E7380=$B$9,TRUE,FALSE)))","v":true},null,null,{"$f":"IF(B7381=TRUE,DataInput!B7380,NA())","v":"QLD"},{"$f":"IF($E7381=DataInput!$B7380,DataInput!C7380,NA())","v":"QMRG"},{"$f":"IF($E7381=DataInput!$B7380,DataInput!D7380,NA())","v":"Middle Ridge (Ergon)"},{"$f":"IF($E7381=DataInput!$B7380,DataInput!E7380,NA())","v":"Ergon"},{"$f":"IF($E7381=DataInput!$B7380,DataInput!F7380,NA())","v":"Summer"},{"$f":"IF($E7381=DataInput!$B7380,DataInput!G7380,NA())","v":"Coincident"},{"$f":"IF($E7381=DataInput!$B7380,DataInput!H7380,NA())","v":2026},{"$f":"IF($E7381=DataInput!$B7380,DataInput!I7380,NA())","v":"POE10"},{"$f":"IF($E7381=DataInput!$B7380,DataInput!J7380,NA())","v":198.803130491367},{"$f":"IF($E7381=DataInput!$B7380,DataInput!K7380,NA())","v":0.94038736198206296},null,null,"QLD Middle Ridge (Ergon)",null,null,null,null,false,null,null,{"$error":"#N/A"},{"$error":"#N/A"},{"$error":"#N/A"},{"$error":"#N/A"},{"$error":"#N/A"},{"$error":"#N/A"},{"$error":"#N/A"},{"$error":"#N/A"},{"$error":"#N/A"},{"$error":"#N/A"}]
[null,{"$f":"IF(DataInput!B7408=$B$8,IF($B$9=$B$10,TRUE,IF(DataInput!E7408=$B$9,TRUE,FALSE)))","v":true},null,null,{"$f":"IF(B7409=TRUE,DataInput!B7408,NA())","v":"QLD"},{"$f":"IF($E7409=DataInput!$B7408,DataInput!C7408,NA())","v":"QMRG"},{"$f":"IF($E7409=DataInput!$B7408,DataInput!D7408,NA())","v":"Middle Ridge (Ergon)"},{"$f":"IF($E7409=DataInput!$B7408,DataInput!E7408,NA())","v":"Ergon"},{"$f":"IF($E7409=DataInput!$B7408,DataInput!F7408,NA())","v":"Winter"},{"$f":"IF($E7409=DataInput!$B7408,DataInput!G7408,NA())","v":"Coincident"},{"$f":"IF($E7409=DataInput!$B7408,DataInput!H7408,NA())","v":2023},{"$f":"IF($E7409=DataInput!$B7408,DataInput!I7408,NA())","v":"POE50"},{"$f":"IF($E7409=DataInput!$B7408,DataInput!J7408,NA())","v":275.02443110057197},{"$f":"IF($E7409=DataInput!$B7408,DataInput!K7408,NA())","v":1},null,null,"QLD Middle Ridge (Ergon)",null,null,null,null,false,null,null,{"$error":"#N/A"},{"$error":"#N/A"},{"$error":"#N/A"},{"$error":"#N/A"},{"$error":"#N/A"},{"$error":"#N/A"},{"$error":"#N/A"},{"$error":"#N/A"},{"$error":"#N/A"},{"$error":"#N/A"}]
[null,{"$f":"IF(DataInput!B7426=$B$8,IF($B$9=$B$10,TRUE,IF(DataInput!E7426=$B$9,TRUE,FALSE)))","v":true},null,null,{"$f":"IF(B7427=TRUE,DataInput!B7426,NA())","v":"QLD"},{"$f":"IF($E7427=DataInput!$B7426,DataInput!C7426,NA())","v":"QMRH"},{"$f":"IF($E7427=DataInput!$B7426,DataInput!D7426,NA())","v":"Moranbah Substation"},{"$f":"IF($E7427=DataInput!$B7426,DataInput!E7426,NA())","v":"Ergon"},{"$f":"IF($E7427=DataInput!$B7426,DataInput!F7426,NA())","v":"Summer"},{"$f":"IF($E7427=DataInput!$B7426,DataInput!G7426,NA())","v":"Coincident"},{"$f":"IF($E7427=DataInput!$B7426,DataInput!H7426,NA())","v":2022},{"$f":"IF($E7427=DataInput!$B7426,DataInput!I7426,NA())","v":"POE50"},{"$f":"IF($E7427=DataInput!$B7426,DataInput!J7426,NA())","v":32.0781799265948},{"$f":"IF($E7427=DataInput!$B7426,DataInput!K7426,NA())","v":0.72061521006450902},null,null,"QLD Moranbah Substation",null,null,null,null,false,null,null,{"$error":"#N/A"},{"$error":"#N/A"},{"$error":"#N/A"},{"$error":"#N/A"},{"$error":"#N/A"},{"$error":"#N/A"},{"$error":"#N/A"},{"$error":"#N/A"},{"$error":"#N/A"},{"$error":"#N/A"}]
[null,{"$f":"IF(DataInput!B7457=$B$8,IF($B$9=$B$10,TRUE,IF(DataInput!E7457=$B$9,TRUE,FALSE)))","v":true},null,null,{"$f":"IF(B7458=TRUE,DataInput!B7457,NA())","v":"QLD"},{"$f":"IF($E7458=DataInput!$B7457,DataInput!C7457,NA())","v":"QMRL"},{"$f":"IF($E7458=DataInput!$B7457,DataInput!D7457,NA())","v":"Moranbah (Town)"},{"$f":"IF($E7458=DataInput!$B7457,DataInput!E7457,NA())","v":"Ergon"},{"$f":"IF($E7458=DataInput!$B7457,DataInput!F7457,NA())","v":"Summer"},{"$f":"IF($E7458=DataInput!$B7457,DataInput!G7457,NA())","v":"Coincident"},{"$f":"IF($E7458=DataInput!$B7457,DataInput!H7457,NA())","v":2023},{"$f":"IF($E7458=DataInput!$B7457,DataInput!I7457,NA())","v":"POE10"},{"$f":"IF($E7458=DataInput!$B7457,DataInput!J7457,NA())","v":16.932721428881599},{"$f":"IF($E7458=DataInput!$B7457,DataInput!K7457,NA())","v":0.86944116161156304},null,null,"QLD Moranbah (Town)",null,null,null,null,false,null,null,{"$error":"#N/A"},{"$error":"#N/A"},{"$error":"#N/A"},{"$error":"#N/A"},{"$error":"#N/A"},{"$error":"#N/A"},{"$error":"#N/A"},{"$error":"#N/A"},{"$error":"#N/A"},{"$error":"#N/A"}]
[null,{"$f":"IF(DataInput!B7475=$B$8,IF($B$9=$B$10,TRUE,IF(DataInput!E7475=$B$9,TRUE,FALSE)))","v":true},null,null,{"$f":"IF(B7476=TRUE,DataInput!B7475,NA())","v":"QLD"},{"$f":"IF($E7476=DataInput!$B7475,DataInput!C7475,NA())","v":"QMRL"},{"$f":"IF($E7476=DataInput!$B7475,DataInput!D7475,NA())","v":"Moranbah (Town)"},{"$f":"IF($E7476=DataInput!$B7475,DataInput!E7475,NA())","v":"Ergon"},{"$f":"IF($E7476=DataInput!$B7475,DataInput!F7475,NA())","v":"Winter"},{"$f":"IF($E7476=DataInput!$B7475,DataInput!G7475,NA())","v":"Coincident"},{"$f":"IF($E7476=DataInput!$B7475,DataInput!H7475,NA())","v":2020},{"$f":"IF($E7476=DataInput!$B7475,DataInput!I7475,NA())","v":"POE10"},{"$f":"IF($E7476=DataInput!$B7475,DataInput!J7475,NA())","v":15.508404653257999},{"$f":"IF($E7476=DataInput!$B7475,DataInput!K7475,NA())","v":0.92659534023323198},null,null,"QLD Moranbah (Town)",null,null,null,null,false,null,null,{"$error":"#N/A"},{"$error":"#N/A"},{"$error":"#N/A"},{"$error":"#N/A"},{"$error":"#N/A"},{"$error":"#N/A"},{"$error":"#N/A"},{"$error":"#N/A"},{"$error":"#N/A"},{"$error":"#N/A"}]
[null,{"$f":"IF(DataInput!B7505=$B$8,IF($B$9=$B$10,TRUE,IF(DataInput!E7505=$B$9,TRUE,FALSE)))","v":true},null,null,{"$f":"IF(B7506=TRUE,DataInput!B7505,NA())","v":"QLD"},{"$f":"IF($E7506=DataInput!$B7505,DataInput!C7505,NA())","v":"QMRN"},{"$f":"IF($E7506=DataInput!$B7505,DataInput!D7505,NA())","v":"Moranbah (Mine)"},{"$f":"IF($E7506=DataInput!$B7505,DataInput!E7505,NA())","v":"Ergon"},{"$f":"IF($E7506=DataInput!$B7505,DataInput!F7505,NA())","v":"Summer"},{"$f":"IF($E7506=DataInput!$B7505,DataInput!G7505,NA())","v":"Coincident"},{"$f":"IF($E7506=DataInput!$B7505,DataInput!H7505,NA())","v":2021},{"$f":"IF($E7506=DataInput!$B7505,DataInput!I7505,NA())","v":"POE50"},{"$f":"IF($E7506=DataInput!$B7505,DataInput!J7505,NA())","v":71.564858657844297},{"$f":"IF($E7506=DataInput!$B7505,DataInput!K7505,NA())","v":0.80593996413223901},null,null,"QLD Moranbah (Mine)",null,null,null,null,false,null,null,{"$error":"#N/A"},{"$error":"#N/A"},{"$error":"#N/A"},{"$error":"#N/A"},{"$error":"#N/A"},{"$error":"#N/A"},{"$error":"#N/A"},{"$error":"#N/A"},{"$error":"#N/A"},{"$error":"#N/A"}]
[null,{"$f":"IF(DataInput!B7536=$B$8,IF($B$9=$B$10,TRUE,IF(DataInput!E7536=$B$9,TRUE,FALSE)))","v":true},null,null,{"$f":"IF(B7537=TRUE,DataInput!B7536,NA())","v":"QLD"},{"$f":"IF($E7537=DataInput!$B7536,DataInput!C7536,NA())","v":"QMTM"},{"$f":"IF($E7537=DataInput!$B7536,DataInput!D7536,NA())","v":"Mt Mclaren (Rail)"},{"$f":"IF($E7537=DataInput!$B7536,DataInput!E7536,NA())","v":"Powerlink"},{"$f":"IF($E7537=DataInput!$B7536,DataInput!F7536,NA())","v":"Summer"},{"$f":"IF($E7537=DataInput!$B7536,DataInput!G7536,NA())","v":"Coincident"},{"$f":"IF($E7537=DataInput!$B7536,DataInput!H7536,NA())","v":2022},{"$f":"IF($E7537=DataInput!$B7536,DataInput!I7536,NA())","v":"POE10"},{"$f":"IF($E7537=DataInput!$B7536,DataInput!J7536,NA())","v":"NA"},{"$f":"IF($E7537=DataInput!$B7536,DataInput!K7536,NA())","v":"NA"},null,null,"QLD Mt Mclaren (Rail)",null,null,null,null,false,null,null,{"$error":"#N/A"},{"$error":"#N/A"},{"$error":"#N/A"},{"$error":"#N/A"},{"$error":"#N/A"},{"$error":"#N/A"},{"$error":"#N/A"},{"$error":"#N/A"},{"$error":"#N/A"},{"$error":"#N/A"}]
[null,{"$f":"IF(DataInput!B7583=$B$8,IF($B$9=$B$10,TRUE,IF(DataInput!E7583=$B$9,TRUE,FALSE)))","v":true},null,null,{"$f":"IF(B7584=TRUE,DataInput!B7583,NA())","v":"QLD"},{"$f":"IF($E7584=DataInput!$B7583,DataInput!C7583,NA())","v":"QNEB"},{"$f":"IF($E7584=DataInput!$B7583,DataInput!D7583,NA())","v":"Nebo"},{"$f":"IF($E7584=DataInput!$B7583,DataInput!E7583,NA())","v":"Ergon"},{"$f":"IF($E7584=DataInput!$B7583,DataInput!F7583,NA())","v":"Summer"},{"$f":"IF($E7584=DataInput!$B7583,DataInput!G7583,NA())","v":"Coincident"},{"$f":"IF($E7584=DataInput!$B7583,DataInput!H7583,NA())","v":2019},{"$f":"IF($E7584=DataInput!$B7583,DataInput!I7583,NA())","v":"POE50"},{"$f":"IF($E7584=DataInput!$B7583,DataInput!J7583,NA())","v":8.6768458698603599},{"$f":"IF($E7584=DataInput!$B7583,DataInput!K7583,NA())","v":0.83430724471186002},null,null,"QLD Nebo",null,null,null,null,false,null,null,{"$error":"#N/A"},{"$error":"#N/A"},{"$error":"#N/A"},{"$error":"#N/A"},{"$error":"#N/A"},{"$error":"#N/A"},{"$error":"#N/A"},{"$error":"#N/A"},{"$error":"#N/A"},{"$error":"#N/A"}]
[null,{"$f":"IF(DataInput!B7602=$B$8,IF($B$9=$B$10,TRUE,IF(DataInput!E7602=$B$9,TRUE,FALSE)))","v":true},null,null,{"$f":"IF(B7603=TRUE,DataInput!B7602,NA())","v":"QLD"},{"$f":"IF($E7603=DataInput!$B7602,DataInput!C7602,NA())","v":"QNEB"},{"$f":"IF($E7603=DataInput!$B7602,DataInput!D7602,NA())","v":"Nebo"},{"$f":"IF($E7603=DataInput!$B7602,DataInput!E7602,NA())","v":"Ergon"},{"$f":"IF($E7603=DataInput!$B7602,DataInput!F7602,NA())","v":"Winter"},{"$f":"IF($E7603=DataInput!$B7602,DataInput!G7602,NA())","v":"Coincident"},{"$f":"IF($E7603=DataInput!$B7602,DataInput!H7602,NA())","v":2017},{"$f":"IF($E7603=DataInput!$B7602,DataInput!I7602,NA())","v":"POE50"},{"$f":"IF($E7603=DataInput!$B7602,DataInput!J7602,NA())","v":2.40533801884858},{"$f":"IF($E7603=DataInput!$B7602,DataInput!K7602,NA())","v":0.89354722189013103},null,null,"QLD Nebo",null,null,null,null,false,null,null,{"$error":"#N/A"},{"$error":"#N/A"},{"$error":"#N/A"},{"$error":"#N/A"},{"$error":"#N/A"},{"$error":"#N/A"},{"$error":"#N/A"},{"$error":"#N/A"},{"$error":"#N/A"},{"$error":"#N/A"}]
[null,{"$f":"IF(DataInput!B7615=$B$8,IF($B$9=$B$10,TRUE,IF(DataInput!E7615=$B$9,TRUE,FALSE)))","v":true},null,null,{"$f":"IF(B7616=TRUE,DataInput!B7615,NA())","v":"QLD"},{"$f":"IF($E7616=DataInput!$B7615,DataInput!C7615,NA())","v":"QNGY"},{"$f":"IF($E7616=DataInput!$B7615,DataInput!D7615,NA())","v":"North Goonyella"},{"$f":"IF($E7616=DataInput!$B7615,DataInput!E7615,NA())","v":"Powerlink"},{"$f":"IF($E7616=DataInput!$B7615,DataInput!F7615,NA())","v":"Summer"},{"$f":"IF($E7616=DataInput!$B7615,DataInput!G7615,NA())","v":"Coincident"},{"$f":"IF($E7616=DataInput!$B7615,DataInput!H7615,NA())","v":2021},{"$f":"IF($E7616=DataInput!$B7615,DataInput!I7615,NA())","v":"POE10"},{"$f":"IF($E7616=DataInput!$B7615,DataInput!J7615,NA())","v":"NA"},{"$f":"IF($E7616=DataInput!$B7615,DataInput!K7615,NA())","v":"NA"},null,null,"QLD North Goonyella",null,null,null,null,false,null,null,{"$error":"#N/A"},{"$error":"#N/A"},{"$error":"#N/A"},{"$error":"#N/A"},{"$error":"#N/A"},{"$error":"#N/A"},{"$error":"#N/A"},{"$error":"#N/A"},{"$error":"#N/A"},{"$error":"#N/A"}]
[null,{"$f":"IF(DataInput!B7662=$B$8,IF($B$9=$B$10,TRUE,IF(DataInput!E7662=$B$9,TRUE,FALSE)))","v":true},null,null,{"$f":"IF(B7663=TRUE,DataInput!B7662,NA())","v":"QLD"},{"$f":"IF($E7663=DataInput!$B7662,DataInput!C7662,NA())","v":"QNLD"},{"$f":"IF($E7663=DataInput!$B7662,DataInput!D7662,NA())","v":"Newlands"},{"$f":"IF($E7663=DataInput!$B7662,DataInput!E7662,NA())","v":"Ergon"},{"$f":"IF($E7663=DataInput!$B7662,DataInput!F7662,NA())","v":"Summer"},{"$f":"IF($E7663=DataInput!$B7662,DataInput!G7662,NA())","v":"Coincident"},{"$f":"IF($E7663=DataInput!$B7662,DataInput!H7662,NA())","v":2018},{"$f":"IF($E7663=DataInput!$B7662,DataInput!I7662,NA())","v":"POE50"},{"$f":"IF($E7663=DataInput!$B7662,DataInput!J7662,NA())","v":79.076375071862302},{"$f":"IF($E7663=DataInput!$B7662,DataInput!K7662,NA())","v":0.93581913154916097},null,null,"QLD Newlands",null,null,null,null,false,null,null,{"$error":"#N/A"},{"$error":"#N/A"},{"$error":"#N/A"},{"$error":"#N/A"},{"$error":"#N/A"},{"$error":"#N/A"},{"$error":"#N/A"},{"$error":"#N/A"},{"$error":"#N/A"},{"$error":"#N/A"}]
[null,{"$f":"IF(DataInput!B7693=$B$8,IF($B$9=$B$10,TRUE,IF(DataInput!E7693=$B$9,TRUE,FALSE)))","v":true},null,null,{"$f":"IF(B7694=TRUE,DataInput!B7693,NA())","v":"QLD"},{"$f":"IF($E7694=DataInput!$B7693,DataInput!C7693,NA())","v":"QNOR"},{"$f":"IF($E7694=DataInput!$B7693,DataInput!D7693,NA())","v":"Norwich Park (Rail)"},{"$f":"IF($E7694=DataInput!$B7693,DataInput!E7693,NA())","v":"Powerlink"},{"$f":"IF($E7694=DataInput!$B7693,DataInput!F7693,NA())","v":"Summer"},{"$f":"IF($E7694=DataInput!$B7693,DataInput!G7693,NA())","v":"Coincident"},{"$f":"IF($E7694=DataInput!$B7693,DataInput!H7693,NA())","v":2019},{"$f":"IF($E7694=DataInput!$B7693,DataInput!I7693,NA())","v":"POE10"},{"$f":"IF($E7694=DataInput!$B7693,DataInput!J7693,NA())","v":"NA"},{"$f":"IF($E7694=DataInput!$B7693,DataInput!K7693,NA())","v":"NA"},null,null,"QLD Norwich Park (Rail)",null,null,null,null,false,null,null,{"$error":"#N/A"},{"$error":"#N/A"},{"$error":"#N/A"},{"$error":"#N/A"},{"$error":"#N/A"},{"$error":"#N/A"},{"$error":"#N/A"},{"$error":"#N/A"},{"$error":"#N/A"},{"$error":"#N/A"}]
[null,{"$f":"IF(DataInput!B7725=$B$8,IF($B$9=$B$10,TRUE,IF(DataInput!E7725=$B$9,TRUE,FALSE)))","v":true},null,null,{"$f":"IF(B7726=TRUE,DataInput!B7725,NA())","v":"QLD"},{"$f":"IF($E7726=DataInput!$B7725,DataInput!C7725,NA())","v":"QNOR"},{"$f":"IF($E7726=DataInput!$B7725,DataInput!D7725,NA())","v":"Norwich Park (Rail)"},{"$f":"IF($E7726=DataInput!$B7725,DataInput!E7725,NA())","v":"Powerlink"},{"$f":"IF($E7726=DataInput!$B7725,DataInput!F7725,NA())","v":"Winter"},{"$f":"IF($E7726=DataInput!$B7725,DataInput!G7725,NA())","v":"Coincident"},{"$f":"IF($E7726=DataInput!$B7725,DataInput!H7725,NA())","v":2020},{"$f":"IF($E7726=DataInput!$B7725,DataInput!I7725,NA())","v":"POE50"},{"$f":"IF($E7726=DataInput!$B7725,DataInput!J7725,NA())","v":"NA"},{"$f":"IF($E7726=DataInput!$B7725,DataInput!K7725,NA())","v":"NA"},null,null,"QLD Norwich Park (Rail)",null,null,null,null,false,null,null,{"$error":"#N/A"},{"$error":"#N/A"},{"$error":"#N/A"},{"$error":"#N/A"},{"$error":"#N/A"},{"$error":"#N/A"},{"$error":"#N/A"},{"$error":"#N/A"},{"$error":"#N/A"},{"$error":"#N/A"}]
[null,{"$f":"IF(DataInput!B7741=$B$8,IF($B$9=$B$10,TRUE,IF(DataInput!E7741=$B$9,TRUE,FALSE)))","v":true},null,null,{"$f":"IF(B7742=TRUE,DataInput!B7741,NA())","v":"QLD"},{"$f":"IF($E7742=DataInput!$B7741,DataInput!C7741,NA())","v":"QOKT"},{"$f":"IF($E7742=DataInput!$B7741,DataInput!D7741,NA())","v":"Oakey"},{"$f":"IF($E7742=DataInput!$B7741,DataInput!E7741,NA())","v":"Ergon"},{"$f":"IF($E7742=DataInput!$B7741,DataInput!F7741,NA())","v":"Summer"},{"$f":"IF($E7742=DataInput!$B7741,DataInput!G7741,NA())","v":"Coincident"},{"$f":"IF($E7742=DataInput!$B7741,DataInput!H7741,NA())","v":2017},{"$f":"IF($E7742=DataInput!$B7741,DataInput!I7741,NA())","v":"POE50"},{"$f":"IF($E7742=DataInput!$B7741,DataInput!J7741,NA())","v":27.957809688951802},{"$f":"IF($E7742=DataInput!$B7741,DataInput!K7741,NA())","v":0.910099747563895},null,null,"QLD Oakey",null,null,null,null,false,null,null,{"$error":"#N/A"},{"$error":"#N/A"},{"$error":"#N/A"},{"$error":"#N/A"},{"$error":"#N/A"},{"$error":"#N/A"},{"$error":"#N/A"},{"$error":"#N/A"},{"$error":"#N/A"},{"$error":"#N/A"}]
[null,{"$f":"IF(DataInput!B7772=$B$8,IF($B$9=$B$10,TRUE,IF(DataInput!E7772=$B$9,TRUE,FALSE)))","v":true},null,null,{"$f":"IF(B7773=TRUE,DataInput!B7772,NA())","v":"QLD"},{"$f":"IF($E7773=DataInput!$B7772,DataInput!C7772,NA())","v":"QOON"},{"$f":"IF($E7773=DataInput!$B7772,DataInput!D7772,NA())","v":"Oonooie (Rail)"},{"$f":"IF($E7773=DataInput!$B7772,DataInput!E7772,NA())","v":"Powerlink"},{"$f":"IF($E7773=DataInput!$B7772,DataInput!F7772,NA())","v":"Summer"},{"$f":"IF($E7773=DataInput!$B7772,DataInput!G7772,NA())","v":"Coincident"},{"$f":"IF($E7773=DataInput!$B7772,DataInput!H7772,NA())","v":2018},{"$f":"IF($E7773=DataInput!$B7772,DataInput!I7772,NA())","v":"POE10"},{"$f":"IF($E7773=DataInput!$B7772,DataInput!J7772,NA())","v":"NA"},{"$f":"IF($E7773=DataInput!$B7772,DataInput!K7772,NA())","v":"NA"},null,null,"QLD Oonooie (Rail)",null,null,null,null,false,null,null,{"$error":"#N/A"},{"$error":"#N/A"},{"$error":"#N/A"},{"$error":"#N/A"},{"$error":"#N/A"},{"$error":"#N/A"},{"$error":"#N/A"},{"$error":"#N/A"},{"$error":"#N/A"},{"$error":"#N/A"}]
[null,{"$f":"IF(DataInput!B7790=$B$8,IF($B$9=$B$10,TRUE,IF(DataInput!E7790=$B$9,TRUE,FALSE)))","v":true},null,null,{"$f":"IF(B7791=TRUE,DataInput!B7790,NA())","v":"QLD"},{"$f":"IF($E7791=DataInput!$B7790,DataInput!C7790,NA())","v":"QOON"},{"$f":"IF($E7791=DataInput!$B7790,DataInput!D7790,NA())","v":"Oonooie (Rail)"},{"$f":"IF($E7791=DataInput!$B7790,DataInput!E7790,NA())","v":"Powerlink"},{"$f":"IF($E7791=DataInput!$B7790,DataInput!F7790,NA())","v":"Summer"},{"$f":"IF($E7791=DataInput!$B7790,DataInput!G7790,NA())","v":"Coincident"},{"$f":"IF($E7791=DataInput!$B7790,DataInput!H7790,NA())","v":2026},{"$f":"IF($E7791=DataInput!$B7790,DataInput!I7790,NA())","v":"POE50"},{"$f":"IF($E7791=DataInput!$B7790,DataInput!J7790,NA())","v":"NA"},{"$f":"IF($E7791=DataInput!$B7790,DataInput!K7790,NA())","v":"NA"},null,null,"QLD Oonooie (Rail)",null,null,null,null,false,null,null,{"$error":"#N/A"},{"$error":"#N/A"},{"$error":"#N/A"},{"$error":"#N/A"},{"$error":"#N/A"},{"$error":"#N/A"},{"$error":"#N/A"},{"$error":"#N/A"},{"$error":"#N/A"},{"$error":"#N/A"}]
[null,{"$f":"IF(DataInput!B7824=$B$8,IF($B$9=$B$10,TRUE,IF(DataInput!E7824=$B$9,TRUE,FALSE)))","v":true},null,null,{"$f":"IF(B7825=TRUE,DataInput!B7824,NA())","v":"QLD"},{"$f":"IF($E7825=DataInput!$B7824,DataInput!C7824,NA())","v":"QORH"},{"$f":"IF($E7825=DataInput!$B7824,DataInput!D7824,NA())","v":"Orana"},{"$f":"IF($E7825=DataInput!$B7824,DataInput!E7824,NA())","v":"Powerlink"},{"$f":"IF($E7825=DataInput!$B7824,DataInput!F7824,NA())","v":"Summer"},{"$f":"IF($E7825=DataInput!$B7824,DataInput!G7824,NA())","v":"Coincident"},{"$f":"IF($E7825=DataInput!$B7824,DataInput!H7824,NA())","v":2020},{"$f":"IF($E7825=DataInput!$B7824,DataInput!I7824,NA())","v":"POE50"},{"$f":"IF($E7825=DataInput!$B7824,DataInput!J7824,NA())","v":"NA"},{"$f":"IF($E7825=DataInput!$B7824,DataInput!K7824,NA())","v":"NA"},null,null,"QLD Orana",null,null,null,null,false,null,null,{"$error":"#N/A"},{"$error":"#N/A"},{"$error":"#N/A"},{"$error":"#N/A"},{"$error":"#N/A"},{"$error":"#N/A"},{"$error":"#N/A"},{"$error":"#N/A"},{"$error":"#N/A"},{"$error":"#N/A"}]
[null,{"$f":"IF(DataInput!B7851=$B$8,IF($B$9=$B$10,TRUE,IF(DataInput!E7851=$B$9,TRUE,FALSE)))","v":true},null,null,{"$f":"IF(B7852=TRUE,DataInput!B7851,NA())","v":"QLD"},{"$f":"IF($E7852=DataInput!$B7851,DataInput!C7851,NA())","v":"QPIV"},{"$f":"IF($E7852=DataInput!$B7851,DataInput!D7851,NA())","v":"Pioneer Valley"},{"$f":"IF($E7852=DataInput!$B7851,DataInput!E7851,NA())","v":"Ergon"},{"$f":"IF($E7852=DataInput!$B7851,DataInput!F7851,NA())","v":"Summer"},{"$f":"IF($E7852=DataInput!$B7851,DataInput!G7851,NA())","v":"Coincident"},{"$f":"IF($E7852=DataInput!$B7851,DataInput!H7851,NA())","v":2017},{"$f":"IF($E7852=DataInput!$B7851,DataInput!I7851,NA())","v":"POE10"},{"$f":"IF($E7852=DataInput!$B7851,DataInput!J7851,NA())","v":35.825268057209897},{"$f":"IF($E7852=DataInput!$B7851,DataInput!K7851,NA())","v":0.72909714126664604},null,null,"QLD Pioneer Valley",null,null,null,null,false,null,null,{"$error":"#N/A"},{"$error":"#N/A"},{"$error":"#N/A"},{"$error":"#N/A"},{"$error":"#N/A"},{"$error":"#N/A"},{"$error":"#N/A"},{"$error":"#N/A"},{"$error":"#N/A"},{"$error":"#N/A"}]
[null,{"$f":"IF(DataInput!B7898=$B$8,IF($B$9=$B$10,TRUE,IF(DataInput!E7898=$B$9,TRUE,FALSE)))","v":true},null,null,{"$f":"IF(B7899=TRUE,DataInput!B7898,NA())","v":"QLD"},{"$f":"IF($E7899=DataInput!$B7898,DataInput!C7898,NA())","v":"QPKD"},{"$f":"IF($E7899=DataInput!$B7898,DataInput!D7898,NA())","v":"Peak Downs (Rail)"},{"$f":"IF($E7899=DataInput!$B7898,DataInput!E7898,NA())","v":"Powerlink"},{"$f":"IF($E7899=DataInput!$B7898,DataInput!F7898,NA())","v":"Summer"},{"$f":"IF($E7899=DataInput!$B7898,DataInput!G7898,NA())","v":"Coincident"},{"$f":"IF($E7899=DataInput!$B7898,DataInput!H7898,NA())","v":2024},{"$f":"IF($E7899=DataInput!$B7898,DataInput!I7898,NA())","v":"POE10"},{"$f":"IF($E7899=DataInput!$B7898,DataInput!J7898,NA())","v":"NA"},{"$f":"IF($E7899=DataInput!$B7898,DataInput!K7898,NA())","v":"NA"},null,null,"QLD Peak Downs (Rail)",null,null,null,null,false,null,null,{"$error":"#N/A"},{"$error":"#N/A"},{"$error":"#N/A"},{"$error":"#N/A"},{"$error":"#N/A"},{"$error":"#N/A"},{"$error":"#N/A"},{"$error":"#N/A"},{"$error":"#N/A"},{"$error":"#N/A"}]
[null,{"$f":"IF(DataInput!B7900=$B$8,IF($B$9=$B$10,TRUE,IF(DataInput!E7900=$B$9,TRUE,FALSE)))","v":true},null,null,{"$f":"IF(B7901=TRUE,DataInput!B7900,NA())","v":"QLD"},{"$f":"IF($E7901=DataInput!$B7900,DataInput!C7900,NA())","v":"QPKD"},{"$f":"IF($E7901=DataInput!$B7900,DataInput!D7900,NA())","v":"Peak Downs (Rail)"},{"$f":"IF($E7901=DataInput!$B7900,DataInput!E7900,NA())","v":"Powerlink"},{"$f":"IF($E7901=DataInput!$B7900,DataInput!F7900,NA())","v":"Summer"},{"$f":"IF($E7901=DataInput!$B7900,DataInput!G7900,NA())","v":"Coincident"},{"$f":"IF($E7901=DataInput!$B7900,DataInput!H7900,NA())","v":2026},{"$f":"IF($E7901=DataInput!$B7900,DataInput!I7900,NA())","v":"POE10"},{"$f":"IF($E7901=DataInput!$B7900,DataInput!J7900,NA())","v":"NA"},{"$f":"IF($E7901=DataInput!$B7900,DataInput!K7900,NA())","v":"NA"},null,null,"QLD Peak Downs (Rail)",null,null,null,null,false,null,null,{"$error":"#N/A"},{"$error":"#N/A"},{"$error":"#N/A"},{"$error":"#N/A"},{"$error":"#N/A"},{"$error":"#N/A"},{"$error":"#N/A"},{"$error":"#N/A"},{"$error":"#N/A"},{"$error":"#N/A"}]
[null,{"$f":"IF(DataInput!B7951=$B$8,IF($B$9=$B$10,TRUE,IF(DataInput!E7951=$B$9,TRUE,FALSE)))","v":true},null,null,{"$f":"IF(B7952=TRUE,DataInput!B7951,NA())","v":"QLD"},{"$f":"IF($E7952=DataInput!$B7951,DataInput!C7951,NA())","v":"QPRO"},{"$f":"IF($E7952=DataInput!$B7951,DataInput!D7951,NA())","v":"Proserpine"},{"$f":"IF($E7952=DataInput!$B7951,DataInput!E7951,NA())","v":"Ergon"},{"$f":"IF($E7952=DataInput!$B7951,DataInput!F7951,NA())","v":"Winter"},{"$f":"IF($E7952=DataInput!$B7951,DataInput!G7951,NA())","v":"Coincident"},{"$f":"IF($E7952=DataInput!$B7951,DataInput!H7951,NA())","v":2016},{"$f":"IF($E7952=DataInput!$B7951,DataInput!I7951,NA())","v":"POE10"},{"$f":"IF($E7952=DataInput!$B7951,DataInput!J7951,NA())","v":34.371370548380497},{"$f":"IF($E7952=DataInput!$B7951,DataInput!K7951,NA())","v":0.93498221359203504},null,null,"QLD Proserpine",null,null,null,null,false,null,null,{"$error":"#N/A"},{"$error":"#N/A"},{"$error":"#N/A"},{"$error":"#N/A"},{"$error":"#N/A"},{"$error":"#N/A"},{"$error":"#N/A"},{"$error":"#N/A"},{"$error":"#N/A"},{"$error":"#N/A"}]
[null,{"$f":"IF(DataInput!B7977=$B$8,IF($B$9=$B$10,TRUE,IF(DataInput!E7977=$B$9,TRUE,FALSE)))","v":true},null,null,{"$f":"IF(B7978=TRUE,DataInput!B7977,NA())","v":"QLD"},{"$f":"IF($E7978=DataInput!$B7977,DataInput!C7977,NA())","v":"QPWD"},{"$f":"IF($E7978=DataInput!$B7977,DataInput!D7977,NA())","v":"Palmwoods"},{"$f":"IF($E7978=DataInput!$B7977,DataInput!E7977,NA())","v":"Energex"},{"$f":"IF($E7978=DataInput!$B7977,DataInput!F7977,NA())","v":"Summer"},{"$f":"IF($E7978=DataInput!$B7977,DataInput!G7977,NA())","v":"Coincident"},{"$f":"IF($E7978=DataInput!$B7977,DataInput!H7977,NA())","v":2023},{"$f":"IF($E7978=DataInput!$B7977,DataInput!I7977,NA())","v":"POE10"},{"$f":"IF($E7978=DataInput!$B7977,DataInput!J7977,NA())","v":398.19120436821697},{"$f":"IF($E7978=DataInput!$B7977,DataInput!K7977,NA())","v":0.98052491816877196},null,null,"QLD Palmwoods",null,null,null,null,false,null,null,{"$error":"#N/A"},{"$error":"#N/A"},{"$error":"#N/A"},{"$error":"#N/A"},{"$error":"#N/A"},{"$error":"#N/A"},{"$error":"#N/A"},{"$error":"#N/A"},{"$error":"#N/A"},{"$error":"#N/A"}]
[null,{"$f":"IF(DataInput!B8008=$B$8,IF($B$9=$B$10,TRUE,IF(DataInput!E8008=$B$9,TRUE,FALSE)))","v":true},null,null,{"$f":"IF(B8009=TRUE,DataInput!B8008,NA())","v":"QLD"},{"$f":"IF($E8009=DataInput!$B8008,DataInput!C8008,NA())","v":"QPWD"},{"$f":"IF($E8009=DataInput!$B8008,DataInput!D8008,NA())","v":"Palmwoods"},{"$f":"IF($E8009=DataInput!$B8008,DataInput!E8008,NA())","v":"Energex"},{"$f":"IF($E8009=DataInput!$B8008,DataInput!F8008,NA())","v":"Winter"},{"$f":"IF($E8009=DataInput!$B8008,DataInput!G8008,NA())","v":"Coincident"},{"$f":"IF($E8009=DataInput!$B8008,DataInput!H8008,NA())","v":2023},{"$f":"IF($E8009=DataInput!$B8008,DataInput!I8008,NA())","v":"POE50"},{"$f":"IF($E8009=DataInput!$B8008,DataInput!J8008,NA())","v":319.34904827331201},{"$f":"IF($E8009=DataInput!$B8008,DataInput!K8008,NA())","v":1},null,null,"QLD Palmwoods",null,null,null,null,false,null,null,{"$error":"#N/A"},{"$error":"#N/A"},{"$error":"#N/A"},{"$error":"#N/A"},{"$error":"#N/A"},{"$error":"#N/A"},{"$error":"#N/A"},{"$error":"#N/A"},{"$error":"#N/A"},{"$error":"#N/A"}]
[null,{"$f":"IF(DataInput!B8026=$B$8,IF($B$9=$B$10,TRUE,IF(DataInput!E8026=$B$9,TRUE,FALSE)))","v":true},null,null,{"$f":"IF(B8027=TRUE,DataInput!B8026,NA())","v":"QLD"},{"$f":"IF($E8027=DataInput!$B8026,DataInput!C8026,NA())","v":"QQAH"},{"$f":"IF($E8027=DataInput!$B8026,DataInput!D8026,NA())","v":"Queensland Alumina Ltd (Gladstone South)"},{"$f":"IF($E8027=DataInput!$B8026,DataInput!E8026,NA())","v":"Powerlink"},{"$f":"IF($E8027=DataInput!$B8026,DataInput!F8026,NA())","v":"Summer"},{"$f":"IF($E8027=DataInput!$B8026,DataInput!G8026,NA())","v":"Coincident"},{"$f":"IF($E8027=DataInput!$B8026,DataInput!H8026,NA())","v":2022},{"$f":"IF($E8027=DataInput!$B8026,DataInput!I8026,NA())","v":"POE50"},{"$f":"IF($E8027=DataInput!$B8026,DataInput!J8026,NA())","v":"NA"},{"$f":"IF($E8027=DataInput!$B8026,DataInput!K8026,NA())","v":"NA"},null,null,"QLD Queensland Alumina Ltd (Gladstone South)",null,null,null,null,false,null,null,{"$error":"#N/A"},{"$error":"#N/A"},{"$error":"#N/A"},{"$error":"#N/A"},{"$error":"#N/A"},{"$error":"#N/A"},{"$error":"#N/A"},{"$error":"#N/A"},{"$error":"#N/A"},{"$error":"#N/A"}]
[null,{"$f":"IF(DataInput!B8046=$B$8,IF($B$9=$B$10,TRUE,IF(DataInput!E8046=$B$9,TRUE,FALSE)))","v":true},null,null,{"$f":"IF(B8047=TRUE,DataInput!B8046,NA())","v":"QLD"},{"$f":"IF($E8047=DataInput!$B8046,DataInput!C8046,NA())","v":"QQAH"},{"$f":"IF($E8047=DataInput!$B8046,DataInput!D8046,NA())","v":"Queensland Alumina Ltd (Gladstone South)"},{"$f":"IF($E8047=DataInput!$B8046,DataInput!E8046,NA())","v":"Powerlink"},{"$f":"IF($E8047=DataInput!$B8046,DataInput!F8046,NA())","v":"Winter"},{"$f":"IF($E8047=DataInput!$B8046,DataInput!G8046,NA())","v":"Coincident"},{"$f":"IF($E8047=DataInput!$B8046,DataInput!H8046,NA())","v":2021},{"$f":"IF($E8047=DataInput!$B8046,DataInput!I8046,NA())","v":"POE50"},{"$f":"IF($E8047=DataInput!$B8046,DataInput!J8046,NA())","v":"NA"},{"$f":"IF($E8047=DataInput!$B8046,DataInput!K8046,NA())","v":"NA"},null,null,"QLD Queensland Alumina Ltd (Gladstone South)",null,null,null,null,false,null,null,{"$error":"#N/A"},{"$error":"#N/A"},{"$error":"#N/A"},{"$error":"#N/A"},{"$error":"#N/A"},{"$error":"#N/A"},{"$error":"#N/A"},{"$error":"#N/A"},{"$error":"#N/A"},{"$error":"#N/A"}]
[null,{"$f":"IF(DataInput!B8087=$B$8,IF($B$9=$B$10,TRUE,IF(DataInput!E8087=$B$9,TRUE,FALSE)))","v":true},null,null,{"$f":"IF(B8088=TRUE,DataInput!B8087,NA())","v":"QLD"},{"$f":"IF($E8088=DataInput!$B8087,DataInput!C8087,NA())","v":"QQNH"},{"$f":"IF($E8088=DataInput!$B8087,DataInput!D8087,NA())","v":"Queensland Nickel (Yabulu)"},{"$f":"IF($E8088=DataInput!$B8087,DataInput!E8087,NA())","v":"Powerlink"},{"$f":"IF($E8088=DataInput!$B8087,DataInput!F8087,NA())","v":"Winter"},{"$f":"IF($E8088=DataInput!$B8087,DataInput!G8087,NA())","v":"Coincident"},{"$f":"IF($E8088=DataInput!$B8087,DataInput!H8087,NA())","v":2022},{"$f":"IF($E8088=DataInput!$B8087,DataInput!I8087,NA())","v":"POE50"},{"$f":"IF($E8088=DataInput!$B8087,DataInput!J8087,NA())","v":"NA"},{"$f":"IF($E8088=DataInput!$B8087,DataInput!K8087,NA())","v":"NA"},null,null,"QLD Queensland Nickel (Yabulu)",null,null,null,null,false,null,null,{"$error":"#N/A"},{"$error":"#N/A"},{"$error":"#N/A"},{"$error":"#N/A"},{"$error":"#N/A"},{"$error":"#N/A"},{"$error":"#N/A"},{"$error":"#N/A"},{"$error":"#N/A"},{"$error":"#N/A"}]
[null,{"$f":"IF(DataInput!B8105=$B$8,IF($B$9=$B$10,TRUE,IF(DataInput!E8105=$B$9,TRUE,FALSE)))","v":true},null,null,{"$f":"IF(B8106=TRUE,DataInput!B8105,NA())","v":"QLD"},{"$f":"IF($E8106=DataInput!$B8105,DataInput!C8105,NA())","v":"QRBS"},{"$f":"IF($E8106=DataInput!$B8105,DataInput!D8105,NA())","v":"Runcorn"},{"$f":"IF($E8106=DataInput!$B8105,DataInput!E8105,NA())","v":"Energex"},{"$f":"IF($E8106=DataInput!$B8105,DataInput!F8105,NA())","v":"Summer"},{"$f":"IF($E8106=DataInput!$B8105,DataInput!G8105,NA())","v":"Coincident"},{"$f":"IF($E8106=DataInput!$B8105,DataInput!H8105,NA())","v":2021},{"$f":"IF($E8106=DataInput!$B8105,DataInput!I8105,NA())","v":"POE50"},{"$f":"IF($E8106=DataInput!$B8105,DataInput!J8105,NA())","v":47.259910803682203},{"$f":"IF($E8106=DataInput!$B8105,DataInput!K8105,NA())","v":1},null,null,"QLD Runcorn",null,null,null,null,false,null,null,{"$error":"#N/A"},{"$error":"#N/A"},{"$error":"#N/A"},{"$error":"#N/A"},{"$error":"#N/A"},{"$error":"#N/A"},{"$error":"#N/A"},{"$error":"#N/A"},{"$error":"#N/A"},{"$error":"#N/A"}]
[null,{"$f":"IF(DataInput!B8136=$B$8,IF($B$9=$B$10,TRUE,IF(DataInput!E8136=$B$9,TRUE,FALSE)))","v":true},null,null,{"$f":"IF(B8137=TRUE,DataInput!B8136,NA())","v":"QLD"},{"$f":"IF($E8137=DataInput!$B8136,DataInput!C8136,NA())","v":"QRCK"},{"$f":"IF($E8137=DataInput!$B8136,DataInput!D8136,NA())","v":"Rocklands (Rail)"},{"$f":"IF($E8137=DataInput!$B8136,DataInput!E8136,NA())","v":"Powerlink"},{"$f":"IF($E8137=DataInput!$B8136,DataInput!F8136,NA())","v":"Summer"},{"$f":"IF($E8137=DataInput!$B8136,DataInput!G8136,NA())","v":"Coincident"},{"$f":"IF($E8137=DataInput!$B8136,DataInput!H8136,NA())","v":2022},{"$f":"IF($E8137=DataInput!$B8136,DataInput!I8136,NA())","v":"POE10"},{"$f":"IF($E8137=DataInput!$B8136,DataInput!J8136,NA())","v":"NA"},{"$f":"IF($E8137=DataInput!$B8136,DataInput!K8136,NA())","v":"NA"},null,null,"QLD Rocklands (Rail)",null,null,null,null,false,null,null,{"$error":"#N/A"},{"$error":"#N/A"},{"$error":"#N/A"},{"$error":"#N/A"},{"$error":"#N/A"},{"$error":"#N/A"},{"$error":"#N/A"},{"$error":"#N/A"},{"$error":"#N/A"},{"$error":"#N/A"}]
[null,{"$f":"IF(DataInput!B8183=$B$8,IF($B$9=$B$10,TRUE,IF(DataInput!E8183=$B$9,TRUE,FALSE)))","v":true},null,null,{"$f":"IF(B8184=TRUE,DataInput!B8183,NA())","v":"QLD"},{"$f":"IF($E8184=DataInput!$B8183,DataInput!C8183,NA())","v":"QRGL"},{"$f":"IF($E8184=DataInput!$B8183,DataInput!D8183,NA())","v":"Raglan"},{"$f":"IF($E8184=DataInput!$B8183,DataInput!E8183,NA())","v":"Powerlink"},{"$f":"IF($E8184=DataInput!$B8183,DataInput!F8183,NA())","v":"Summer"},{"$f":"IF($E8184=DataInput!$B8183,DataInput!G8183,NA())","v":"Coincident"},{"$f":"IF($E8184=DataInput!$B8183,DataInput!H8183,NA())","v":2019},{"$f":"IF($E8184=DataInput!$B8183,DataInput!I8183,NA())","v":"POE50"},{"$f":"IF($E8184=DataInput!$B8183,DataInput!J8183,NA())","v":"NA"},{"$f":"IF($E8184=DataInput!$B8183,DataInput!K8183,NA())","v":"NA"},null,null,"QLD Raglan",null,null,null,null,false,null,null,{"$error":"#N/A"},{"$error":"#N/A"},{"$error":"#N/A"},{"$error":"#N/A"},{"$error":"#N/A"},{"$error":"#N/A"},{"$error":"#N/A"},{"$error":"#N/A"},{"$error":"#N/A"},{"$error":"#N/A"}]
[null,{"$f":"IF(DataInput!B8203=$B$8,IF($B$9=$B$10,TRUE,IF(DataInput!E8203=$B$9,TRUE,FALSE)))","v":true},null,null,{"$f":"IF(B8204=TRUE,DataInput!B8203,NA())","v":"QLD"},{"$f":"IF($E8204=DataInput!$B8203,DataInput!C8203,NA())","v":"QRGL"},{"$f":"IF($E8204=DataInput!$B8203,DataInput!D8203,NA())","v":"Raglan"},{"$f":"IF($E8204=DataInput!$B8203,DataInput!E8203,NA())","v":"Powerlink"},{"$f":"IF($E8204=DataInput!$B8203,DataInput!F8203,NA())","v":"Winter"},{"$f":"IF($E8204=DataInput!$B8203,DataInput!G8203,NA())","v":"Coincident"},{"$f":"IF($E8204=DataInput!$B8203,DataInput!H8203,NA())","v":2018},{"$f":"IF($E8204=DataInput!$B8203,DataInput!I8203,NA())","v":"POE50"},{"$f":"IF($E8204=DataInput!$B8203,DataInput!J8203,NA())","v":"NA"},{"$f":"IF($E8204=DataInput!$B8203,DataInput!K8203,NA())","v":"NA"},null,null,{"$f":"IF(OR(ISERROR(E8204),ISERROR(G8204)),\"  \",E8204&\" \"&G8204)","v":"QLD Raglan"},null,null,null,null,{"$f":"IF(ISERROR(G8204),FALSE,IF($V$9=G8204,TRUE,FALSE))","v":false},null,null,{"$error":"#N/A"},{"$error":"#N/A"},{"$error":"#N/A"},{"$error":"#N/A"},{"$error":"#N/A"},{"$error":"#N/A"},{"$error":"#N/A"},{"$error":"#N/A"},{"$error":"#N/A"},{"$error":"#N/A"}]
[null,{"$f":"IF(DataInput!B8244=$B$8,IF($B$9=$B$10,TRUE,IF(DataInput!E8244=$B$9,TRUE,FALSE)))","v":true},null,null,{"$f":"IF(B8245=TRUE,DataInput!B8244,NA())","v":"QLD"},{"$f":"IF($E8245=DataInput!$B8244,DataInput!C8244,NA())","v":"QRLD"},{"$f":"IF($E8245=DataInput!$B8244,DataInput!D8244,NA())","v":"Richlands"},{"$f":"IF($E8245=DataInput!$B8244,DataInput!E8244,NA())","v":"Energex"},{"$f":"IF($E8245=DataInput!$B8244,DataInput!F8244,NA())","v":"Winter"},{"$f":"IF($E8245=DataInput!$B8244,DataInput!G8244,NA())","v":"Coincident"},{"$f":"IF($E8245=DataInput!$B8244,DataInput!H8244,NA())","v":2019},{"$f":"IF($E8245=DataInput!$B8244,DataInput!I8244,NA())","v":"POE50"},{"$f":"IF($E8245=DataInput!$B8244,DataInput!J8244,NA())","v":88.410820661015094},{"$f":"IF($E8245=DataInput!$B8244,DataInput!K8244,NA())","v":0.96789601101218603},null,null,"QLD Richlands",null,null,null,null,false,null,null,{"$error":"#N/A"},{"$error":"#N/A"},{"$error":"#N/A"},{"$error":"#N/A"},{"$error":"#N/A"},{"$error":"#N/A"},{"$error":"#N/A"},{"$error":"#N/A"},{"$error":"#N/A"},{"$error":"#N/A"}]
[null,{"$f":"IF(DataInput!B8262=$B$8,IF($B$9=$B$10,TRUE,IF(DataInput!E8262=$B$9,TRUE,FALSE)))","v":true},null,null,{"$f":"IF(B8263=TRUE,DataInput!B8262,NA())","v":"QLD"},{"$f":"IF($E8263=DataInput!$B8262,DataInput!C8262,NA())","v":"QRLE"},{"$f":"IF($E8263=DataInput!$B8262,DataInput!D8262,NA())","v":"Rocklea (Archerfield)"},{"$f":"IF($E8263=DataInput!$B8262,DataInput!E8262,NA())","v":"Energex"},{"$f":"IF($E8263=DataInput!$B8262,DataInput!F8262,NA())","v":"Summer"},{"$f":"IF($E8263=DataInput!$B8262,DataInput!G8262,NA())","v":"Coincident"},{"$f":"IF($E8263=DataInput!$B8262,DataInput!H8262,NA())","v":2018},{"$f":"IF($E8263=DataInput!$B8262,DataInput!I8262,NA())","v":"POE50"},{"$f":"IF($E8263=DataInput!$B8262,DataInput!J8262,NA())","v":172.51551933993599},{"$f":"IF($E8263=DataInput!$B8262,DataInput!K8262,NA())","v":0.98380786782200402},null,null,"QLD Rocklea (Archerfield)",null,null,null,null,false,null,null,{"$error":"#N/A"},{"$error":"#N/A"},{"$error":"#N/A"},{"$error":"#N/A"},{"$error":"#N/A"},{"$error":"#N/A"},{"$error":"#N/A"},{"$error":"#N/A"},{"$error":"#N/A"},{"$error":"#N/A"}]
[null,{"$f":"IF(DataInput!B8293=$B$8,IF($B$9=$B$10,TRUE,IF(DataInput!E8293=$B$9,TRUE,FALSE)))","v":true},null,null,{"$f":"IF(B8294=TRUE,DataInput!B8293,NA())","v":"QLD"},{"$f":"IF($E8294=DataInput!$B8293,DataInput!C8293,NA())","v":"QROS"},{"$f":"IF($E8294=DataInput!$B8293,DataInput!D8293,NA())","v":"Ross"},{"$f":"IF($E8294=DataInput!$B8293,DataInput!E8293,NA())","v":"Ergon"},{"$f":"IF($E8294=DataInput!$B8293,DataInput!F8293,NA())","v":"Summer"},{"$f":"IF($E8294=DataInput!$B8293,DataInput!G8293,NA())","v":"Coincident"},{"$f":"IF($E8294=DataInput!$B8293,DataInput!H8293,NA())","v":2019},{"$f":"IF($E8294=DataInput!$B8293,DataInput!I8293,NA())","v":"POE10"},{"$f":"IF($E8294=DataInput!$B8293,DataInput!J8293,NA())","v":38.884840694757798},{"$f":"IF($E8294=DataInput!$B8293,DataInput!K8293,NA())","v":0.934733492809525},null,null,"QLD Ross",null,null,null,null,false,null,null,{"$error":"#N/A"},{"$error":"#N/A"},{"$error":"#N/A"},{"$error":"#N/A"},{"$error":"#N/A"},{"$error":"#N/A"},{"$error":"#N/A"},{"$error":"#N/A"},{"$error":"#N/A"},{"$error":"#N/A"}]
[null,{"$f":"IF(DataInput!B8330=$B$8,IF($B$9=$B$10,TRUE,IF(DataInput!E8330=$B$9,TRUE,FALSE)))","v":true},null,null,{"$f":"IF(B8331=TRUE,DataInput!B8330,NA())","v":"QLD"},{"$f":"IF($E8331=DataInput!$B8330,DataInput!C8330,NA())","v":"QROS"},{"$f":"IF($E8331=DataInput!$B8330,DataInput!D8330,NA())","v":"Ross"},{"$f":"IF($E8331=DataInput!$B8330,DataInput!E8330,NA())","v":"Ergon"},{"$f":"IF($E8331=DataInput!$B8330,DataInput!F8330,NA())","v":"Winter"},{"$f":"IF($E8331=DataInput!$B8330,DataInput!G8330,NA())","v":"Coincident"},{"$f":"IF($E8331=DataInput!$B8330,DataInput!H8330,NA())","v":2025},{"$f":"IF($E8331=DataInput!$B8330,DataInput!I8330,NA())","v":"POE50"},{"$f":"IF($E8331=DataInput!$B8330,DataInput!J8330,NA())","v":26.463144129247301},{"$f":"IF($E8331=DataInput!$B8330,DataInput!K8330,NA())","v":0.79496881394123797},null,null,"QLD Ross",null,null,null,null,false,null,null,{"$f":"IF($V8331=TRUE,E8331,NA())","v":{"$error":"#N/A"}},{"$error":"#N/A"},{"$error":"#N/A"},{"$error":"#N/A"},{"$error":"#N/A"},{"$error":"#N/A"},{"$error":"#N/A"},{"$error":"#N/A"},{"$error":"#N/A"},{"$error":"#N/A"}]
[null,{"$f":"IF(DataInput!B8341=$B$8,IF($B$9=$B$10,TRUE,IF(DataInput!E8341=$B$9,TRUE,FALSE)))","v":true},null,null,{"$f":"IF(B8342=TRUE,DataInput!B8341,NA())","v":"QLD"},{"$f":"IF($E8342=DataInput!$B8341,DataInput!C8341,NA())","v":"QRPN"},{"$f":"IF($E8342=DataInput!$B8341,DataInput!D8341,NA())","v":"Redbank Plains"},{"$f":"IF($E8342=DataInput!$B8341,DataInput!E8341,NA())","v":"Energex"},{"$f":"IF($E8342=DataInput!$B8341,DataInput!F8341,NA())","v":"Summer"},{"$f":"IF($E8342=DataInput!$B8341,DataInput!G8341,NA())","v":"Coincident"},{"$f":"IF($E8342=DataInput!$B8341,DataInput!H8341,NA())","v":2017},{"$f":"IF($E8342=DataInput!$B8341,DataInput!I8341,NA())","v":"POE50"},{"$f":"IF($E8342=DataInput!$B8341,DataInput!J8341,NA())","v":17.4622487647786},{"$f":"IF($E8342=DataInput!$B8341,DataInput!K8341,NA())","v":0.91085087756098104},null,null,"QLD Redbank Plains",null,null,null,null,false,null,null,{"$error":"#N/A"},{"$error":"#N/A"},{"$error":"#N/A"},{"$error":"#N/A"},{"$error":"#N/A"},{"$error":"#N/A"},{"$error":"#N/A"},{"$error":"#N/A"},{"$error":"#N/A"},{"$error":"#N/A"}]
[null,{"$f":"IF(DataInput!B8372=$B$8,IF($B$9=$B$10,TRUE,IF(DataInput!E8372=$B$9,TRUE,FALSE)))","v":true},null,null,{"$f":"IF(B8373=TRUE,DataInput!B8372,NA())","v":"QLD"},{"$f":"IF($E8373=DataInput!$B8372,DataInput!C8372,NA())","v":"QSPN"},{"$f":"IF($E8373=DataInput!$B8372,DataInput!D8372,NA())","v":"South Pine"},{"$f":"IF($E8373=DataInput!$B8372,DataInput!E8372,NA())","v":"Energex"},{"$f":"IF($E8373=DataInput!$B8372,DataInput!F8372,NA())","v":"Summer"},{"$f":"IF($E8373=DataInput!$B8372,DataInput!G8372,NA())","v":"Coincident"},{"$f":"IF($E8373=DataInput!$B8372,DataInput!H8372,NA())","v":2018},{"$f":"IF($E8373=DataInput!$B8372,DataInput!I8372,NA())","v":"POE10"},{"$f":"IF($E8373=DataInput!$B8372,DataInput!J8372,NA())","v":914.71364937893497},{"$f":"IF($E8373=DataInput!$B8372,DataInput!K8372,NA())","v":1},null,null,"QLD South Pine",null,null,null,null,false,null,null,{"$error":"#N/A"},{"$error":"#N/A"},{"$error":"#N/A"},{"$error":"#N/A"},{"$error":"#N/A"},{"$error":"#N/A"},{"$error":"#N/A"},{"$error":"#N/A"},{"$error":"#N/A"},{"$error":"#N/A"}]
[null,{"$f":"IF(DataInput!B8390=$B$8,IF($B$9=$B$10,TRUE,IF(DataInput!E8390=$B$9,TRUE,FALSE)))","v":true},null,null,{"$f":"IF(B8391=TRUE,DataInput!B8390,NA())","v":"QLD"},{"$f":"IF($E8391=DataInput!$B8390,DataInput!C8390,NA())","v":"QSPN"},{"$f":"IF($E8391=DataInput!$B8390,DataInput!D8390,NA())","v":"South Pine"},{"$f":"IF($E8391=DataInput!$B8390,DataInput!E8390,NA())","v":"Energex"},{"$f":"IF($E8391=DataInput!$B8390,DataInput!F8390,NA())","v":"Summer"},{"$f":"IF($E8391=DataInput!$B8390,DataInput!G8390,NA())","v":"Coincident"},{"$f":"IF($E8391=DataInput!$B8390,DataInput!H8390,NA())","v":2026},{"$f":"IF($E8391=DataInput!$B8390,DataInput!I8390,NA())","v":"POE50"},{"$f":"IF($E8391=DataInput!$B8390,DataInput!J8390,NA())","v":882.68532992345604},{"$f":"IF($E8391=DataInput!$B8390,DataInput!K8390,NA())","v":1},null,null,"QLD South Pine",null,null,null,null,false,null,null,{"$error":"#N/A"},{"$error":"#N/A"},{"$error":"#N/A"},{"$error":"#N/A"},{"$error":"#N/A"},{"$error":"#N/A"},{"$error":"#N/A"},{"$error":"#N/A"},{"$error":"#N/A"},{"$error":"#N/A"}]
[null,{"$f":"IF(DataInput!B8425=$B$8,IF($B$9=$B$10,TRUE,IF(DataInput!E8425=$B$9,TRUE,FALSE)))","v":true},null,null,{"$f":"IF(B8426=TRUE,DataInput!B8425,NA())","v":"QLD"},{"$f":"IF($E8426=DataInput!$B8425,DataInput!C8425,NA())","v":"QSUM"},{"$f":"IF($E8426=DataInput!$B8425,DataInput!D8425,NA())","v":"Sumner"},{"$f":"IF($E8426=DataInput!$B8425,DataInput!E8425,NA())","v":"Energex"},{"$f":"IF($E8426=DataInput!$B8425,DataInput!F8425,NA())","v":"Summer"},{"$f":"IF($E8426=DataInput!$B8425,DataInput!G8425,NA())","v":"Coincident"},{"$f":"IF($E8426=DataInput!$B8425,DataInput!H8425,NA())","v":2021},{"$f":"IF($E8426=DataInput!$B8425,DataInput!I8425,NA())","v":"POE50"},{"$f":"IF($E8426=DataInput!$B8425,DataInput!J8425,NA())","v":36.639974479273597},{"$f":"IF($E8426=DataInput!$B8425,DataInput!K8425,NA())","v":1},null,null,"QLD Sumner",null,null,null,null,false,null,null,{"$error":"#N/A"},{"$error":"#N/A"},{"$error":"#N/A"},{"$error":"#N/A"},{"$error":"#N/A"},{"$error":"#N/A"},{"$error":"#N/A"},{"$error":"#N/A"},{"$error":"#N/A"},{"$error":"#N/A"}]
[null,{"$f":"IF(DataInput!B8451=$B$8,IF($B$9=$B$10,TRUE,IF(DataInput!E8451=$B$9,TRUE,FALSE)))","v":true},null,null,{"$f":"IF(B8452=TRUE,DataInput!B8451,NA())","v":"QLD"},{"$f":"IF($E8452=DataInput!$B8451,DataInput!C8451,NA())","v":"QSYC"},{"$f":"IF($E8452=DataInput!$B8451,DataInput!D8451,NA())","v":"Stony Creek"},{"$f":"IF($E8452=DataInput!$B8451,DataInput!E8451,NA())","v":"Ergon"},{"$f":"IF($E8452=DataInput!$B8451,DataInput!F8451,NA())","v":"Summer"},{"$f":"IF($E8452=DataInput!$B8451,DataInput!G8451,NA())","v":"Coincident"},{"$f":"IF($E8452=DataInput!$B8451,DataInput!H8451,NA())","v":2017},{"$f":"IF($E8452=DataInput!$B8451,DataInput!I8451,NA())","v":"POE10"},{"$f":"IF($E8452=DataInput!$B8451,DataInput!J8451,NA())","v":0.50812412861735601},{"$f":"IF($E8452=DataInput!$B8451,DataInput!K8451,NA())","v":0.190490377691171},null,null,"QLD Stony Creek",null,null,null,null,false,null,null,{"$error":"#N/A"},{"$error":"#N/A"},{"$error":"#N/A"},{"$error":"#N/A"},{"$error":"#N/A"},{"$error":"#N/A"},{"$error":"#N/A"},{"$error":"#N/A"},{"$error":"#N/A"},{"$error":"#N/A"}]
[null,{"$f":"IF(DataInput!B8498=$B$8,IF($B$9=$B$10,TRUE,IF(DataInput!E8498=$B$9,TRUE,FALSE)))","v":true},null,null,{"$f":"IF(B8499=TRUE,DataInput!B8498,NA())","v":"QLD"},{"$f":"IF($E8499=DataInput!$B8498,DataInput!C8498,NA())","v":"QTBC"},{"$f":"IF($E8499=DataInput!$B8498,DataInput!D8498,NA())","v":"Teebar Creek"},{"$f":"IF($E8499=DataInput!$B8498,DataInput!E8498,NA())","v":"Ergon"},{"$f":"IF($E8499=DataInput!$B8498,DataInput!F8498,NA())","v":"Summer"},{"$f":"IF($E8499=DataInput!$B8498,DataInput!G8498,NA())","v":"Coincident"},{"$f":"IF($E8499=DataInput!$B8498,DataInput!H8498,NA())","v":2024},{"$f":"IF($E8499=DataInput!$B8498,DataInput!I8498,NA())","v":"POE10"},{"$f":"IF($E8499=DataInput!$B8498,DataInput!J8498,NA())","v":91.942111398669397},{"$f":"IF($E8499=DataInput!$B8498,DataInput!K8498,NA())","v":0.81551551030192204},null,null,"QLD Teebar Creek",null,null,null,null,false,null,null,{"$error":"#N/A"},{"$error":"#N/A"},{"$error":"#N/A"},{"$error":"#N/A"},{"$error":"#N/A"},{"$error":"#N/A"},{"$error":"#N/A"},{"$error":"#N/A"},{"$error":"#N/A"},{"$error":"#N/A"}]
[null,{"$f":"IF(DataInput!B8529=$B$8,IF($B$9=$B$10,TRUE,IF(DataInput!E8529=$B$9,TRUE,FALSE)))","v":true},null,null,{"$f":"IF(B8530=TRUE,DataInput!B8529,NA())","v":"QLD"},{"$f":"IF($E8530=DataInput!$B8529,DataInput!C8529,NA())","v":"QTBC"},{"$f":"IF($E8530=DataInput!$B8529,DataInput!D8529,NA())","v":"Teebar Creek"},{"$f":"IF($E8530=DataInput!$B8529,DataInput!E8529,NA())","v":"Ergon"},{"$f":"IF($E8530=DataInput!$B8529,DataInput!F8529,NA())","v":"Winter"},{"$f":"IF($E8530=DataInput!$B8529,DataInput!G8529,NA())","v":"Coincident"},{"$f":"IF($E8530=DataInput!$B8529,DataInput!H8529,NA())","v":2024},{"$f":"IF($E8530=DataInput!$B8529,DataInput!I8529,NA())","v":"POE50"},{"$f":"IF($E8530=DataInput!$B8529,DataInput!J8529,NA())","v":70.805782120279105},{"$f":"IF($E8530=DataInput!$B8529,DataInput!K8529,NA())","v":0.81346529891363695},null,null,"QLD Teebar Creek",null,null,null,null,false,null,null,{"$error":"#N/A"},{"$error":"#N/A"},{"$error":"#N/A"},{"$error":"#N/A"},{"$error":"#N/A"},{"$error":"#N/A"},{"$error":"#N/A"},{"$error":"#N/A"},{"$error":"#N/A"},{"$error":"#N/A"}]
[null,{"$f":"IF(DataInput!B8552=$B$8,IF($B$9=$B$10,TRUE,IF(DataInput!E8552=$B$9,TRUE,FALSE)))","v":true},null,null,{"$f":"IF(B8553=TRUE,DataInput!B8552,NA())","v":"QLD"},{"$f":"IF($E8553=DataInput!$B8552,DataInput!C8552,NA())","v":"QTKM"},{"$f":"IF($E8553=DataInput!$B8552,DataInput!D8552,NA())","v":"Tangkam (Dalby)"},{"$f":"IF($E8553=DataInput!$B8552,DataInput!E8552,NA())","v":"Ergon"},{"$f":"IF($E8553=DataInput!$B8552,DataInput!F8552,NA())","v":"Winter"},{"$f":"IF($E8553=DataInput!$B8552,DataInput!G8552,NA())","v":"Coincident"},{"$f":"IF($E8553=DataInput!$B8552,DataInput!H8552,NA())","v":2017},{"$f":"IF($E8553=DataInput!$B8552,DataInput!I8552,NA())","v":"POE10"},{"$f":"IF($E8553=DataInput!$B8552,DataInput!J8552,NA())","v":28.965851724292001},{"$f":"IF($E8553=DataInput!$B8552,DataInput!K8552,NA())","v":0.92363049490082305},null,null,"QLD Tangkam (Dalby)",null,null,null,null,false,null,null,{"$error":"#N/A"},{"$error":"#N/A"},{"$error":"#N/A"},{"$error":"#N/A"},{"$error":"#N/A"},{"$error":"#N/A"},{"$error":"#N/A"},{"$error":"#N/A"},{"$error":"#N/A"},{"$error":"#N/A"}]
[null,{"$f":"IF(DataInput!B8577=$B$8,IF($B$9=$B$10,TRUE,IF(DataInput!E8577=$B$9,TRUE,FALSE)))","v":true},null,null,{"$f":"IF(B8578=TRUE,DataInput!B8577,NA())","v":"QLD"},{"$f":"IF($E8578=DataInput!$B8577,DataInput!C8577,NA())","v":"QTLL"},{"$f":"IF($E8578=DataInput!$B8577,DataInput!D8577,NA())","v":"Tully"},{"$f":"IF($E8578=DataInput!$B8577,DataInput!E8577,NA())","v":"Ergon"},{"$f":"IF($E8578=DataInput!$B8577,DataInput!F8577,NA())","v":"Summer"},{"$f":"IF($E8578=DataInput!$B8577,DataInput!G8577,NA())","v":"Coincident"},{"$f":"IF($E8578=DataInput!$B8577,DataInput!H8577,NA())","v":2023},{"$f":"IF($E8578=DataInput!$B8577,DataInput!I8577,NA())","v":"POE10"},{"$f":"IF($E8578=DataInput!$B8577,DataInput!J8577,NA())","v":12.8489797078041},{"$f":"IF($E8578=DataInput!$B8577,DataInput!K8577,NA())","v":0.81508972714184302},null,null,"QLD Tully",null,null,null,null,false,null,null,{"$error":"#N/A"},{"$error":"#N/A"},{"$error":"#N/A"},{"$error":"#N/A"},{"$error":"#N/A"},{"$error":"#N/A"},{"$error":"#N/A"},{"$error":"#N/A"},{"$error":"#N/A"},{"$error":"#N/A"}]
[null,{"$f":"IF(DataInput!B8608=$B$8,IF($B$9=$B$10,TRUE,IF(DataInput!E8608=$B$9,TRUE,FALSE)))","v":true},null,null,{"$f":"IF(B8609=TRUE,DataInput!B8608,NA())","v":"QLD"},{"$f":"IF($E8609=DataInput!$B8608,DataInput!C8608,NA())","v":"QTLL"},{"$f":"IF($E8609=DataInput!$B8608,DataInput!D8608,NA())","v":"Tully"},{"$f":"IF($E8609=DataInput!$B8608,DataInput!E8608,NA())","v":"Ergon"},{"$f":"IF($E8609=DataInput!$B8608,DataInput!F8608,NA())","v":"Winter"},{"$f":"IF($E8609=DataInput!$B8608,DataInput!G8608,NA())","v":"Coincident"},{"$f":"IF($E8609=DataInput!$B8608,DataInput!H8608,NA())","v":2023},{"$f":"IF($E8609=DataInput!$B8608,DataInput!I8608,NA())","v":"POE50"},{"$f":"IF($E8609=DataInput!$B8608,DataInput!J8608,NA())","v":13.166684284315499},{"$f":"IF($E8609=DataInput!$B8608,DataInput!K8608,NA())","v":0.90507899655656199},null,null,"QLD Tully",null,null,null,null,false,null,null,{"$error":"#N/A"},{"$error":"#N/A"},{"$error":"#N/A"},{"$error":"#N/A"},{"$error":"#N/A"},{"$error":"#N/A"},{"$error":"#N/A"},{"$error":"#N/A"},{"$error":"#N/A"},{"$error":"#N/A"}]
[null,{"$f":"IF(DataInput!B8626=$B$8,IF($B$9=$B$10,TRUE,IF(DataInput!E8626=$B$9,TRUE,FALSE)))","v":true},null,null,{"$f":"IF(B8627=TRUE,DataInput!B8626,NA())","v":"QLD"},{"$f":"IF($E8627=DataInput!$B8626,DataInput!C8626,NA())","v":"QTNN"},{"$f":"IF($E8627=DataInput!$B8626,DataInput!D8626,NA())","v":"Tennyson (Rail)"},{"$f":"IF($E8627=DataInput!$B8626,DataInput!E8626,NA())","v":"Powerlink"},{"$f":"IF($E8627=DataInput!$B8626,DataInput!F8626,NA())","v":"Summer"},{"$f":"IF($E8627=DataInput!$B8626,DataInput!G8626,NA())","v":"Coincident"},{"$f":"IF($E8627=DataInput!$B8626,DataInput!H8626,NA())","v":2022},{"$f":"IF($E8627=DataInput!$B8626,DataInput!I8626,NA())","v":"POE50"},{"$f":"IF($E8627=DataInput!$B8626,DataInput!J8626,NA())","v":"NA"},{"$f":"IF($E8627=DataInput!$B8626,DataInput!K8626,NA())","v":"NA"},null,null,"QLD Tennyson (Rail)",null,null,null,null,false,null,null,{"$error":"#N/A"},{"$error":"#N/A"},{"$error":"#N/A"},{"$error":"#N/A"},{"$error":"#N/A"},{"$error":"#N/A"},{"$error":"#N/A"},{"$error":"#N/A"},{"$error":"#N/A"},{"$error":"#N/A"}]
[null,{"$f":"IF(DataInput!B8675=$B$8,IF($B$9=$B$10,TRUE,IF(DataInput!E8675=$B$9,TRUE,FALSE)))","v":true},null,null,{"$f":"IF(B8676=TRUE,DataInput!B8675,NA())","v":"QLD"},{"$f":"IF($E8676=DataInput!$B8675,DataInput!C8675,NA())","v":"QTNS"},{"$f":"IF($E8676=DataInput!$B8675,DataInput!D8675,NA())","v":"Tennyson"},{"$f":"IF($E8676=DataInput!$B8675,DataInput!E8675,NA())","v":"Energex"},{"$f":"IF($E8676=DataInput!$B8675,DataInput!F8675,NA())","v":"Winter"},{"$f":"IF($E8676=DataInput!$B8675,DataInput!G8675,NA())","v":"Coincident"},{"$f":"IF($E8676=DataInput!$B8675,DataInput!H8675,NA())","v":2020},{"$f":"IF($E8676=DataInput!$B8675,DataInput!I8675,NA())","v":"POE10"},{"$f":"IF($E8676=DataInput!$B8675,DataInput!J8675,NA())","v":162.00306945558199},{"$f":"IF($E8676=DataInput!$B8675,DataInput!K8675,NA())","v":0.99292511234303005},null,null,"QLD Tennyson",null,null,null,null,false,null,null,{"$error":"#N/A"},{"$error":"#N/A"},{"$error":"#N/A"},{"$error":"#N/A"},{"$error":"#N/A"},{"$error":"#N/A"},{"$error":"#N/A"},{"$error":"#N/A"},{"$error":"#N/A"},{"$error":"#N/A"}]
[null,{"$f":"IF(DataInput!B8687=$B$8,IF($B$9=$B$10,TRUE,IF(DataInput!E8687=$B$9,TRUE,FALSE)))","v":true},null,null,{"$f":"IF(B8688=TRUE,DataInput!B8687,NA())","v":"QLD"},{"$f":"IF($E8688=DataInput!$B8687,DataInput!C8687,NA())","v":"QTNS"},{"$f":"IF($E8688=DataInput!$B8687,DataInput!D8687,NA())","v":"Tennyson"},{"$f":"IF($E8688=DataInput!$B8687,DataInput!E8687,NA())","v":"Energex"},{"$f":"IF($E8688=DataInput!$B8687,DataInput!F8687,NA())","v":"Winter"},{"$f":"IF($E8688=DataInput!$B8687,DataInput!G8687,NA())","v":"Coincident"},{"$f":"IF($E8688=DataInput!$B8687,DataInput!H8687,NA())","v":2022},{"$f":"IF($E8688=DataInput!$B8687,DataInput!I8687,NA())","v":"POE50"},{"$f":"IF($E8688=DataInput!$B8687,DataInput!J8687,NA())","v":161.21105958787601},{"$f":"IF($E8688=DataInput!$B8687,DataInput!K8687,NA())","v":1},null,null,"QLD Tennyson",null,null,null,null,false,null,null,{"$error":"#N/A"},{"$error":"#N/A"},{"$error":"#N/A"},{"$error":"#N/A"},{"$error":"#N/A"},{"$error":"#N/A"},{"$error":"#N/A"},{"$error":"#N/A"},{"$error":"#N/A"},{"$error":"#N/A"}]
[null,{"$f":"IF(DataInput!B8705=$B$8,IF($B$9=$B$10,TRUE,IF(DataInput!E8705=$B$9,TRUE,FALSE)))","v":true},null,null,{"$f":"IF(B8706=TRUE,DataInput!B8705,NA())","v":"QLD"},{"$f":"IF($E8706=DataInput!$B8705,DataInput!C8705,NA())","v":"QTRL"},{"$f":"IF($E8706=DataInput!$B8705,DataInput!D8705,NA())","v":"Tarong"},{"$f":"IF($E8706=DataInput!$B8705,DataInput!E8705,NA())","v":"Ergon"},{"$f":"IF($E8706=DataInput!$B8705,DataInput!F8705,NA())","v":"Summer"},{"$f":"IF($E8706=DataInput!$B8705,DataInput!G8705,NA())","v":"Coincident"},{"$f":"IF($E8706=DataInput!$B8705,DataInput!H8705,NA())","v":2021},{"$f":"IF($E8706=DataInput!$B8705,DataInput!I8705,NA())","v":"POE50"},{"$f":"IF($E8706=DataInput!$B8705,DataInput!J8705,NA())","v":36.772764580904003},{"$f":"IF($E8706=DataInput!$B8705,DataInput!K8705,NA())","v":0.93494959928348398},null,null,"QLD Tarong",null,null,null,null,false,null,null,{"$error":"#N/A"},{"$error":"#N/A"},{"$error":"#N/A"},{"$error":"#N/A"},{"$error":"#N/A"},{"$error":"#N/A"},{"$error":"#N/A"},{"$error":"#N/A"},{"$error":"#N/A"},{"$error":"#N/A"}]
[null,{"$f":"IF(DataInput!B8736=$B$8,IF($B$9=$B$10,TRUE,IF(DataInput!E8736=$B$9,TRUE,FALSE)))","v":true},null,null,{"$f":"IF(B8737=TRUE,DataInput!B8736,NA())","v":"QLD"},{"$f":"IF($E8737=DataInput!$B8736,DataInput!C8736,NA())","v":"QTUH"},{"$f":"IF($E8737=DataInput!$B8736,DataInput!D8736,NA())","v":"Turkinje (Craiglee)"},{"$f":"IF($E8737=DataInput!$B8736,DataInput!E8736,NA())","v":"Ergon"},{"$f":"IF($E8737=DataInput!$B8736,DataInput!F8736,NA())","v":"Summer"},{"$f":"IF($E8737=DataInput!$B8736,DataInput!G8736,NA())","v":"Coincident"},{"$f":"IF($E8737=DataInput!$B8736,DataInput!H8736,NA())","v":2022},{"$f":"IF($E8737=DataInput!$B8736,DataInput!I8736,NA())","v":"POE10"},{"$f":"IF($E8737=DataInput!$B8736,DataInput!J8736,NA())","v":21.884748235562899},{"$f":"IF($E8737=DataInput!$B8736,DataInput!K8736,NA())","v":0.87996522513581699},null,null,"QLD Turkinje (Craiglee)",null,null,null,null,false,null,null,{"$error":"#N/A"},{"$error":"#N/A"},{"$error":"#N/A"},{"$error":"#N/A"},{"$error":"#N/A"},{"$error":"#N/A"},{"$error":"#N/A"},{"$error":"#N/A"},{"$error":"#N/A"},{"$error":"#N/A"}]
[null,{"$f":"IF(DataInput!B8774=$B$8,IF($B$9=$B$10,TRUE,IF(DataInput!E8774=$B$9,TRUE,FALSE)))","v":true},null,null,{"$f":"IF(B8775=TRUE,DataInput!B8774,NA())","v":"QLD"},{"$f":"IF($E8775=DataInput!$B8774,DataInput!C8774,NA())","v":"QTUL"},{"$f":"IF($E8775=DataInput!$B8774,DataInput!D8774,NA())","v":"Turkinje"},{"$f":"IF($E8775=DataInput!$B8774,DataInput!E8774,NA())","v":"Ergon"},{"$f":"IF($E8775=DataInput!$B8774,DataInput!F8774,NA())","v":"Summer"},{"$f":"IF($E8775=DataInput!$B8774,DataInput!G8774,NA())","v":"Coincident"},{"$f":"IF($E8775=DataInput!$B8774,DataInput!H8774,NA())","v":2020},{"$f":"IF($E8775=DataInput!$B8774,DataInput!I8774,NA())","v":"POE10"},{"$f":"IF($E8775=DataInput!$B8774,DataInput!J8774,NA())","v":53.237652887626098},{"$f":"IF($E8775=DataInput!$B8774,DataInput!K8774,NA())","v":0.70394657792351301},null,null,"QLD Turkinje",null,null,null,null,false,null,null,{"$error":"#N/A"},{"$error":"#N/A"},{"$error":"#N/A"},{"$error":"#N/A"},{"$error":"#N/A"},{"$error":"#N/A"},{"$error":"#N/A"},{"$error":"#N/A"},{"$error":"#N/A"},{"$error":"#N/A"}]
[null,{"$f":"IF(DataInput!B8813=$B$8,IF($B$9=$B$10,TRUE,IF(DataInput!E8813=$B$9,TRUE,FALSE)))","v":true},null,null,{"$f":"IF(B8814=TRUE,DataInput!B8813,NA())","v":"QLD"},{"$f":"IF($E8814=DataInput!$B8813,DataInput!C8813,NA())","v":"QTZS"},{"$f":"IF($E8814=DataInput!$B8813,DataInput!D8813,NA())","v":"Townsville South (Kz)"},{"$f":"IF($E8814=DataInput!$B8813,DataInput!E8813,NA())","v":"Powerlink"},{"$f":"IF($E8814=DataInput!$B8813,DataInput!F8813,NA())","v":"Summer"},{"$f":"IF($E8814=DataInput!$B8813,DataInput!G8813,NA())","v":"Coincident"},{"$f":"IF($E8814=DataInput!$B8813,DataInput!H8813,NA())","v":2019},{"$f":"IF($E8814=DataInput!$B8813,DataInput!I8813,NA())","v":"POE10"},{"$f":"IF($E8814=DataInput!$B8813,DataInput!J8813,NA())","v":"NA"},{"$f":"IF($E8814=DataInput!$B8813,DataInput!K8813,NA())","v":"NA"},null,null,"QLD Townsville South (Kz)",null,null,null,null,false,null,null,{"$error":"#N/A"},{"$error":"#N/A"},{"$error":"#N/A"},{"$error":"#N/A"},{"$error":"#N/A"},{"$error":"#N/A"},{"$error":"#N/A"},{"$error":"#N/A"},{"$error":"#N/A"},{"$error":"#N/A"}]
[null,{"$f":"IF(DataInput!B8844=$B$8,IF($B$9=$B$10,TRUE,IF(DataInput!E8844=$B$9,TRUE,FALSE)))","v":true},null,null,{"$f":"IF(B8845=TRUE,DataInput!B8844,NA())","v":"QLD"},{"$f":"IF($E8845=DataInput!$B8844,DataInput!C8844,NA())","v":"QTZS"},{"$f":"IF($E8845=DataInput!$B8844,DataInput!D8844,NA())","v":"Townsville South (Kz)"},{"$f":"IF($E8845=DataInput!$B8844,DataInput!E8844,NA())","v":"Powerlink"},{"$f":"IF($E8845=DataInput!$B8844,DataInput!F8844,NA())","v":"Winter"},{"$f":"IF($E8845=DataInput!$B8844,DataInput!G8844,NA())","v":"Coincident"},{"$f":"IF($E8845=DataInput!$B8844,DataInput!H8844,NA())","v":2019},{"$f":"IF($E8845=DataInput!$B8844,DataInput!I8844,NA())","v":"POE50"},{"$f":"IF($E8845=DataInput!$B8844,DataInput!J8844,NA())","v":"NA"},{"$f":"IF($E8845=DataInput!$B8844,DataInput!K8844,NA())","v":"NA"},null,null,"QLD Townsville South (Kz)",null,null,null,null,false,null,null,{"$error":"#N/A"},{"$error":"#N/A"},{"$error":"#N/A"},{"$error":"#N/A"},{"$error":"#N/A"},{"$error":"#N/A"},{"$error":"#N/A"},{"$error":"#N/A"},{"$error":"#N/A"},{"$error":"#N/A"}]
[null,{"$f":"IF(DataInput!B8862=$B$8,IF($B$9=$B$10,TRUE,IF(DataInput!E8862=$B$9,TRUE,FALSE)))","v":true},null,null,{"$f":"IF(B8863=TRUE,DataInput!B8862,NA())","v":"QLD"},{"$f":"IF($E8863=DataInput!$B8862,DataInput!C8862,NA())","v":"QWAN"},{"$f":"IF($E8863=DataInput!$B8862,DataInput!D8862,NA())","v":"Wandoo (Rail)"},{"$f":"IF($E8863=DataInput!$B8862,DataInput!E8862,NA())","v":"Powerlink"},{"$f":"IF($E8863=DataInput!$B8862,DataInput!F8862,NA())","v":"Summer"},{"$f":"IF($E8863=DataInput!$B8862,DataInput!G8862,NA())","v":"Coincident"},{"$f":"IF($E8863=DataInput!$B8862,DataInput!H8862,NA())","v":2018},{"$f":"IF($E8863=DataInput!$B8862,DataInput!I8862,NA())","v":"POE50"},{"$f":"IF($E8863=DataInput!$B8862,DataInput!J8862,NA())","v":"NA"},{"$f":"IF($E8863=DataInput!$B8862,DataInput!K8862,NA())","v":"NA"},null,null,"QLD Wandoo (Rail)",null,null,null,null,false,null,null,{"$error":"#N/A"},{"$error":"#N/A"},{"$error":"#N/A"},{"$error":"#N/A"},{"$error":"#N/A"},{"$error":"#N/A"},{"$error":"#N/A"},{"$error":"#N/A"},{"$error":"#N/A"},{"$error":"#N/A"}]
[null,{"$f":"IF(DataInput!B8897=$B$8,IF($B$9=$B$10,TRUE,IF(DataInput!E8897=$B$9,TRUE,FALSE)))","v":true},null,null,{"$f":"IF(B8898=TRUE,DataInput!B8897,NA())","v":"QLD"},{"$f":"IF($E8898=DataInput!$B8897,DataInput!C8897,NA())","v":"QWCB"},{"$f":"IF($E8898=DataInput!$B8897,DataInput!D8897,NA())","v":"Wycarbah"},{"$f":"IF($E8898=DataInput!$B8897,DataInput!E8897,NA())","v":"Powerlink"},{"$f":"IF($E8898=DataInput!$B8897,DataInput!F8897,NA())","v":"Summer"},{"$f":"IF($E8898=DataInput!$B8897,DataInput!G8897,NA())","v":"Coincident"},{"$f":"IF($E8898=DataInput!$B8897,DataInput!H8897,NA())","v":2023},{"$f":"IF($E8898=DataInput!$B8897,DataInput!I8897,NA())","v":"POE10"},{"$f":"IF($E8898=DataInput!$B8897,DataInput!J8897,NA())","v":"NA"},{"$f":"IF($E8898=DataInput!$B8897,DataInput!K8897,NA())","v":"NA"},null,null,"QLD Wycarbah",null,null,null,null,false,null,null,{"$error":"#N/A"},{"$error":"#N/A"},{"$error":"#N/A"},{"$error":"#N/A"},{"$error":"#N/A"},{"$error":"#N/A"},{"$error":"#N/A"},{"$error":"#N/A"},{"$error":"#N/A"},{"$error":"#N/A"}]
[null,{"$f":"IF(DataInput!B8910=$B$8,IF($B$9=$B$10,TRUE,IF(DataInput!E8910=$B$9,TRUE,FALSE)))","v":true},null,null,{"$f":"IF(B8911=TRUE,DataInput!B8910,NA())","v":"QLD"},{"$f":"IF($E8911=DataInput!$B8910,DataInput!C8910,NA())","v":"QWCB"},{"$f":"IF($E8911=DataInput!$B8910,DataInput!D8910,NA())","v":"Wycarbah"},{"$f":"IF($E8911=DataInput!$B8910,DataInput!E8910,NA())","v":"Powerlink"},{"$f":"IF($E8911=DataInput!$B8910,DataInput!F8910,NA())","v":"Summer"},{"$f":"IF($E8911=DataInput!$B8910,DataInput!G8910,NA())","v":"Coincident"},{"$f":"IF($E8911=DataInput!$B8910,DataInput!H8910,NA())","v":2026},{"$f":"IF($E8911=DataInput!$B8910,DataInput!I8910,NA())","v":"POE50"},{"$f":"IF($E8911=DataInput!$B8910,DataInput!J8910,NA())","v":"NA"},{"$f":"IF($E8911=DataInput!$B8910,DataInput!K8910,NA())","v":"NA"},null,null,"QLD Wycarbah",null,null,null,null,false,null,null,{"$error":"#N/A"},{"$error":"#N/A"},{"$error":"#N/A"},{"$error":"#N/A"},{"$error":"#N/A"},{"$error":"#N/A"},{"$error":"#N/A"},{"$error":"#N/A"},{"$error":"#N/A"},{"$error":"#N/A"}]
[null,{"$f":"IF(DataInput!B8941=$B$8,IF($B$9=$B$10,TRUE,IF(DataInput!E8941=$B$9,TRUE,FALSE)))","v":true},null,null,{"$f":"IF(B8942=TRUE,DataInput!B8941,NA())","v":"QLD"},{"$f":"IF($E8942=DataInput!$B8941,DataInput!C8941,NA())","v":"QWLG"},{"$f":"IF($E8942=DataInput!$B8941,DataInput!D8941,NA())","v":"Woolooga (Energex)"},{"$f":"IF($E8942=DataInput!$B8941,DataInput!E8941,NA())","v":"Energex"},{"$f":"IF($E8942=DataInput!$B8941,DataInput!F8941,NA())","v":"Summer"},{"$f":"IF($E8942=DataInput!$B8941,DataInput!G8941,NA())","v":"Coincident"},{"$f":"IF($E8942=DataInput!$B8941,DataInput!H8941,NA())","v":2017},{"$f":"IF($E8942=DataInput!$B8941,DataInput!I8941,NA())","v":"POE50"},{"$f":"IF($E8942=DataInput!$B8941,DataInput!J8941,NA())","v":145.46937777687},{"$f":"IF($E8942=DataInput!$B8941,DataInput!K8941,NA())","v":0.95425845243509899},null,null,"QLD Woolooga (Energex)",null,null,null,null,false,null,null,{"$error":"#N/A"},{"$error":"#N/A"},{"$error":"#N/A"},{"$error":"#N/A"},{"$error":"#N/A"},{"$error":"#N/A"},{"$error":"#N/A"},{"$error":"#N/A"},{"$error":"#N/A"},{"$error":"#N/A"}]
[null,{"$f":"IF(DataInput!B8972=$B$8,IF($B$9=$B$10,TRUE,IF(DataInput!E8972=$B$9,TRUE,FALSE)))","v":true},null,null,{"$f":"IF(B8973=TRUE,DataInput!B8972,NA())","v":"QLD"},{"$f":"IF($E8973=DataInput!$B8972,DataInput!C8972,NA())","v":"QWLN"},{"$f":"IF($E8973=DataInput!$B8972,DataInput!D8972,NA())","v":"Woolooga (Ergon)"},{"$f":"IF($E8973=DataInput!$B8972,DataInput!E8972,NA())","v":"Ergon"},{"$f":"IF($E8973=DataInput!$B8972,DataInput!F8972,NA())","v":"Summer"},{"$f":"IF($E8973=DataInput!$B8972,DataInput!G8972,NA())","v":"Coincident"},{"$f":"IF($E8973=DataInput!$B8972,DataInput!H8972,NA())","v":2018},{"$f":"IF($E8973=DataInput!$B8972,DataInput!I8972,NA())","v":"POE10"},{"$f":"IF($E8973=DataInput!$B8972,DataInput!J8972,NA())","v":16.7445059494469},{"$f":"IF($E8973=DataInput!$B8972,DataInput!K8972,NA())","v":0.55875005755208096},null,null,"QLD Woolooga (Ergon)",null,null,null,null,false,null,null,{"$error":"#N/A"},{"$error":"#N/A"},{"$error":"#N/A"},{"$error":"#N/A"},{"$error":"#N/A"},{"$error":"#N/A"},{"$error":"#N/A"},{"$error":"#N/A"},{"$error":"#N/A"},{"$error":"#N/A"}]
[null,{"$f":"IF(DataInput!B8996=$B$8,IF($B$9=$B$10,TRUE,IF(DataInput!E8996=$B$9,TRUE,FALSE)))","v":true},null,null,{"$f":"IF(B8997=TRUE,DataInput!B8996,NA())","v":"QLD"},{"$f":"IF($E8997=DataInput!$B8996,DataInput!C8996,NA())","v":"QWLN"},{"$f":"IF($E8997=DataInput!$B8996,DataInput!D8996,NA())","v":"Woolooga (Ergon)"},{"$f":"IF($E8997=DataInput!$B8996,DataInput!E8996,NA())","v":"Ergon"},{"$f":"IF($E8997=DataInput!$B8996,DataInput!F8996,NA())","v":"Winter"},{"$f":"IF($E8997=DataInput!$B8996,DataInput!G8996,NA())","v":"Coincident"},{"$f":"IF($E8997=DataInput!$B8996,DataInput!H8996,NA())","v":2021},{"$f":"IF($E8997=DataInput!$B8996,DataInput!I8996,NA())","v":"POE10"},{"$f":"IF($E8997=DataInput!$B8996,DataInput!J8996,NA())","v":19.750986091083401},{"$f":"IF($E8997=DataInput!$B8996,DataInput!K8996,NA())","v":0.913114079384162},null,null,"QLD Woolooga (Ergon)",null,null,null,null,false,null,null,{"$error":"#N/A"},{"$error":"#N/A"},{"$error":"#N/A"},{"$error":"#N/A"},{"$error":"#N/A"},{"$error":"#N/A"},{"$error":"#N/A"},{"$error":"#N/A"},{"$error":"#N/A"},{"$error":"#N/A"}]
[null,{"$f":"IF(DataInput!B9049=$B$8,IF($B$9=$B$10,TRUE,IF(DataInput!E9049=$B$9,TRUE,FALSE)))","v":true},null,null,{"$f":"IF(B9050=TRUE,DataInput!B9049,NA())","v":"QLD"},{"$f":"IF($E9050=DataInput!$B9049,DataInput!C9049,NA())","v":"QWOT"},{"$f":"IF($E9050=DataInput!$B9049,DataInput!D9049,NA())","v":"Wotonga"},{"$f":"IF($E9050=DataInput!$B9049,DataInput!E9049,NA())","v":"Powerlink"},{"$f":"IF($E9050=DataInput!$B9049,DataInput!F9049,NA())","v":"Winter"},{"$f":"IF($E9050=DataInput!$B9049,DataInput!G9049,NA())","v":"Coincident"},{"$f":"IF($E9050=DataInput!$B9049,DataInput!H9049,NA())","v":2024},{"$f":"IF($E9050=DataInput!$B9049,DataInput!I9049,NA())","v":"POE50"},{"$f":"IF($E9050=DataInput!$B9049,DataInput!J9049,NA())","v":"NA"},{"$f":"IF($E9050=DataInput!$B9049,DataInput!K9049,NA())","v":"NA"},null,null,"QLD Wotonga",null,null,null,null,false,null,null,{"$error":"#N/A"},{"$error":"#N/A"},{"$error":"#N/A"},{"$error":"#N/A"},{"$error":"#N/A"},{"$error":"#N/A"},{"$error":"#N/A"},{"$error":"#N/A"},{"$error":"#N/A"},{"$error":"#N/A"}]
[null,{"$f":"IF(DataInput!B9051=$B$8,IF($B$9=$B$10,TRUE,IF(DataInput!E9051=$B$9,TRUE,FALSE)))","v":true},null,null,{"$f":"IF(B9052=TRUE,DataInput!B9051,NA())","v":"QLD"},{"$f":"IF($E9052=DataInput!$B9051,DataInput!C9051,NA())","v":"QWRE"},{"$f":"IF($E9052=DataInput!$B9051,DataInput!D9051,NA())","v":"Woree"},{"$f":"IF($E9052=DataInput!$B9051,DataInput!E9051,NA())","v":"Ergon"},{"$f":"IF($E9052=DataInput!$B9051,DataInput!F9051,NA())","v":"Summer"},{"$f":"IF($E9052=DataInput!$B9051,DataInput!G9051,NA())","v":"Coincident"},{"$f":"IF($E9052=DataInput!$B9051,DataInput!H9051,NA())","v":2017},{"$f":"IF($E9052=DataInput!$B9051,DataInput!I9051,NA())","v":"POE10"},{"$f":"IF($E9052=DataInput!$B9051,DataInput!J9051,NA())","v":41.962209601785602},{"$f":"IF($E9052=DataInput!$B9051,DataInput!K9051,NA())","v":0.83500896207086595},null,null,"QLD Woree",null,null,null,null,false,null,null,{"$error":"#N/A"},{"$error":"#N/A"},{"$error":"#N/A"},{"$error":"#N/A"},{"$error":"#N/A"},{"$error":"#N/A"},{"$error":"#N/A"},{"$error":"#N/A"},{"$error":"#N/A"},{"$error":"#N/A"}]
[null,{"$f":"IF(DataInput!B9098=$B$8,IF($B$9=$B$10,TRUE,IF(DataInput!E9098=$B$9,TRUE,FALSE)))","v":true},null,null,{"$f":"IF(B9099=TRUE,DataInput!B9098,NA())","v":"QLD"},{"$f":"IF($E9099=DataInput!$B9098,DataInput!C9098,NA())","v":"QWSH"},{"$f":"IF($E9099=DataInput!$B9098,DataInput!D9098,NA())","v":"Wandoan South"},{"$f":"IF($E9099=DataInput!$B9098,DataInput!E9098,NA())","v":"Powerlink"},{"$f":"IF($E9099=DataInput!$B9098,DataInput!F9098,NA())","v":"Summer"},{"$f":"IF($E9099=DataInput!$B9098,DataInput!G9098,NA())","v":"Coincident"},{"$f":"IF($E9099=DataInput!$B9098,DataInput!H9098,NA())","v":2024},{"$f":"IF($E9099=DataInput!$B9098,DataInput!I9098,NA())","v":"POE10"},{"$f":"IF($E9099=DataInput!$B9098,DataInput!J9098,NA())","v":"NA"},{"$f":"IF($E9099=DataInput!$B9098,DataInput!K9098,NA())","v":"NA"},null,null,"QLD Wandoan South",null,null,null,null,false,null,null,{"$f":"IF($V9099=TRUE,E9099,NA())","v":{"$error":"#N/A"}},{"$error":"#N/A"},{"$error":"#N/A"},{"$error":"#N/A"},{"$error":"#N/A"},{"$error":"#N/A"},{"$error":"#N/A"},{"$error":"#N/A"},{"$error":"#N/A"},{"$error":"#N/A"}]
[null,{"$f":"IF(DataInput!B9119=$B$8,IF($B$9=$B$10,TRUE,IF(DataInput!E9119=$B$9,TRUE,FALSE)))","v":true},null,null,{"$f":"IF(B9120=TRUE,DataInput!B9119,NA())","v":"QLD"},{"$f":"IF($E9120=DataInput!$B9119,DataInput!C9119,NA())","v":"QWSH"},{"$f":"IF($E9120=DataInput!$B9119,DataInput!D9119,NA())","v":"Wandoan South"},{"$f":"IF($E9120=DataInput!$B9119,DataInput!E9119,NA())","v":"Powerlink"},{"$f":"IF($E9120=DataInput!$B9119,DataInput!F9119,NA())","v":"Winter"},{"$f":"IF($E9120=DataInput!$B9119,DataInput!G9119,NA())","v":"Coincident"},{"$f":"IF($E9120=DataInput!$B9119,DataInput!H9119,NA())","v":2024},{"$f":"IF($E9120=DataInput!$B9119,DataInput!I9119,NA())","v":"POE10"},{"$f":"IF($E9120=DataInput!$B9119,DataInput!J9119,NA())","v":"NA"},{"$f":"IF($E9120=DataInput!$B9119,DataInput!K9119,NA())","v":"NA"},null,null,"QLD Wandoan South",null,null,null,null,false,null,null,{"$error":"#N/A"},{"$error":"#N/A"},{"$error":"#N/A"},{"$error":"#N/A"},{"$error":"#N/A"},{"$error":"#N/A"},{"$error":"#N/A"},{"$error":"#N/A"},{"$error":"#N/A"},{"$error":"#N/A"}]
[null,{"$f":"IF(DataInput!B9146=$B$8,IF($B$9=$B$10,TRUE,IF(DataInput!E9146=$B$9,TRUE,FALSE)))","v":true},null,null,{"$f":"IF(B9147=TRUE,DataInput!B9146,NA())","v":"QLD"},{"$f":"IF($E9147=DataInput!$B9146,DataInput!C9146,NA())","v":"QWST"},{"$f":"IF($E9147=DataInput!$B9146,DataInput!D9146,NA())","v":"Wandoan South (Nw Surat)"},{"$f":"IF($E9147=DataInput!$B9146,DataInput!E9146,NA())","v":"Powerlink"},{"$f":"IF($E9147=DataInput!$B9146,DataInput!F9146,NA())","v":"Summer"},{"$f":"IF($E9147=DataInput!$B9146,DataInput!G9146,NA())","v":"Coincident"},{"$f":"IF($E9147=DataInput!$B9146,DataInput!H9146,NA())","v":2022},{"$f":"IF($E9147=DataInput!$B9146,DataInput!I9146,NA())","v":"POE50"},{"$f":"IF($E9147=DataInput!$B9146,DataInput!J9146,NA())","v":"NA"},{"$f":"IF($E9147=DataInput!$B9146,DataInput!K9146,NA())","v":"NA"},null,null,"QLD Wandoan South (Nw Surat)",null,null,null,null,false,null,null,{"$error":"#N/A"},{"$error":"#N/A"},{"$error":"#N/A"},{"$error":"#N/A"},{"$error":"#N/A"},{"$error":"#N/A"},{"$error":"#N/A"},{"$error":"#N/A"},{"$error":"#N/A"},{"$error":"#N/A"}]
[null,{"$f":"IF(DataInput!B9177=$B$8,IF($B$9=$B$10,TRUE,IF(DataInput!E9177=$B$9,TRUE,FALSE)))","v":true},null,null,{"$f":"IF(B9178=TRUE,DataInput!B9177,NA())","v":"QLD"},{"$f":"IF($E9178=DataInput!$B9177,DataInput!C9177,NA())","v":"QYAE"},{"$f":"IF($E9178=DataInput!$B9177,DataInput!D9177,NA())","v":"Yarwun - Boat Creek"},{"$f":"IF($E9178=DataInput!$B9177,DataInput!E9177,NA())","v":"Ergon"},{"$f":"IF($E9178=DataInput!$B9177,DataInput!F9177,NA())","v":"Summer"},{"$f":"IF($E9178=DataInput!$B9177,DataInput!G9177,NA())","v":"Coincident"},{"$f":"IF($E9178=DataInput!$B9177,DataInput!H9177,NA())","v":2023},{"$f":"IF($E9178=DataInput!$B9177,DataInput!I9177,NA())","v":"POE10"},{"$f":"IF($E9178=DataInput!$B9177,DataInput!J9177,NA())","v":32.2544856650957},{"$f":"IF($E9178=DataInput!$B9177,DataInput!K9177,NA())","v":0.67449351966985005},null,null,"QLD Yarwun - Boat Creek",null,null,null,null,false,null,null,{"$error":"#N/A"},{"$error":"#N/A"},{"$error":"#N/A"},{"$error":"#N/A"},{"$error":"#N/A"},{"$error":"#N/A"},{"$error":"#N/A"},{"$error":"#N/A"},{"$error":"#N/A"},{"$error":"#N/A"}]
[null,{"$f":"IF(DataInput!B9208=$B$8,IF($B$9=$B$10,TRUE,IF(DataInput!E9208=$B$9,TRUE,FALSE)))","v":true},null,null,{"$f":"IF(B9209=TRUE,DataInput!B9208,NA())","v":"QLD"},{"$f":"IF($E9209=DataInput!$B9208,DataInput!C9208,NA())","v":"QYAE"},{"$f":"IF($E9209=DataInput!$B9208,DataInput!D9208,NA())","v":"Yarwun - Boat Creek"},{"$f":"IF($E9209=DataInput!$B9208,DataInput!E9208,NA())","v":"Ergon"},{"$f":"IF($E9209=DataInput!$B9208,DataInput!F9208,NA())","v":"Winter"},{"$f":"IF($E9209=DataInput!$B9208,DataInput!G9208,NA())","v":"Coincident"},{"$f":"IF($E9209=DataInput!$B9208,DataInput!H9208,NA())","v":2023},{"$f":"IF($E9209=DataInput!$B9208,DataInput!I9208,NA())","v":"POE50"},{"$f":"IF($E9209=DataInput!$B9208,DataInput!J9208,NA())","v":46.334497147403098},{"$f":"IF($E9209=DataInput!$B9208,DataInput!K9208,NA())","v":0.86068122225088095},null,null,"QLD Yarwun - Boat Creek",null,null,null,null,false,null,null,{"$error":"#N/A"},{"$error":"#N/A"},{"$error":"#N/A"},{"$error":"#N/A"},{"$error":"#N/A"},{"$error":"#N/A"},{"$error":"#N/A"},{"$error":"#N/A"},{"$error":"#N/A"},{"$error":"#N/A"}]
[null,{"$f":"IF(DataInput!B9246=$B$8,IF($B$9=$B$10,TRUE,IF(DataInput!E9246=$B$9,TRUE,FALSE)))","v":true},null,null,{"$f":"IF(B9247=TRUE,DataInput!B9246,NA())","v":"QLD"},{"$f":"IF($E9247=DataInput!$B9246,DataInput!C9246,NA())","v":"QYAR"},{"$f":"IF($E9247=DataInput!$B9246,DataInput!D9246,NA())","v":"Yarwun Alumina"},{"$f":"IF($E9247=DataInput!$B9246,DataInput!E9246,NA())","v":"Powerlink"},{"$f":"IF($E9247=DataInput!$B9246,DataInput!F9246,NA())","v":"Winter"},{"$f":"IF($E9247=DataInput!$B9246,DataInput!G9246,NA())","v":"Coincident"},{"$f":"IF($E9247=DataInput!$B9246,DataInput!H9246,NA())","v":2021},{"$f":"IF($E9247=DataInput!$B9246,DataInput!I9246,NA())","v":"POE50"},{"$f":"IF($E9247=DataInput!$B9246,DataInput!J9246,NA())","v":"NA"},{"$f":"IF($E9247=DataInput!$B9246,DataInput!K9246,NA())","v":"NA"},null,null,"QLD Yarwun Alumina",null,null,null,null,false,null,null,{"$error":"#N/A"},{"$error":"#N/A"},{"$error":"#N/A"},{"$error":"#N/A"},{"$error":"#N/A"},{"$error":"#N/A"},{"$error":"#N/A"},{"$error":"#N/A"},{"$error":"#N/A"},{"$error":"#N/A"}]
[null,{"$f":"IF(DataInput!B9256=$B$8,IF($B$9=$B$10,TRUE,IF(DataInput!E9256=$B$9,TRUE,FALSE)))","v":true},null,null,{"$f":"IF(B9257=TRUE,DataInput!B9256,NA())","v":"QLD"},{"$f":"IF($E9257=DataInput!$B9256,DataInput!C9256,NA())","v":"Rockhampton"},{"$f":"IF($E9257=DataInput!$B9256,DataInput!D9256,NA())","v":"Rockhampton Loop"},{"$f":"IF($E9257=DataInput!$B9256,DataInput!E9256,NA())","v":"Ergon"},{"$f":"IF($E9257=DataInput!$B9256,DataInput!F9256,NA())","v":"Summer"},{"$f":"IF($E9257=DataInput!$B9256,DataInput!G9256,NA())","v":"Coincident"},{"$f":"IF($E9257=DataInput!$B9256,DataInput!H9256,NA())","v":2022},{"$f":"IF($E9257=DataInput!$B9256,DataInput!I9256,NA())","v":"POE10"},{"$f":"IF($E9257=DataInput!$B9256,DataInput!J9256,NA())","v":238.298525656473},{"$f":"IF($E9257=DataInput!$B9256,DataInput!K9256,NA())","v":0.92034516863700699},null,null,"QLD Rockhampton Loop",null,null,null,null,false,null,null,{"$error":"#N/A"},{"$error":"#N/A"},{"$error":"#N/A"},{"$error":"#N/A"},{"$error":"#N/A"},{"$error":"#N/A"},{"$error":"#N/A"},{"$error":"#N/A"},{"$error":"#N/A"},{"$error":"#N/A"}]
[null,{"$f":"IF(DataInput!B9303=$B$8,IF($B$9=$B$10,TRUE,IF(DataInput!E9303=$B$9,TRUE,FALSE)))","v":true},null,null,{"$f":"IF(B9304=TRUE,DataInput!B9303,NA())","v":"QLD"},{"$f":"IF($E9304=DataInput!$B9303,DataInput!C9303,NA())","v":"QABRQMRXloop"},{"$f":"IF($E9304=DataInput!$B9303,DataInput!D9303,NA())","v":"Abermain - Middle Ridge Loop"},{"$f":"IF($E9304=DataInput!$B9303,DataInput!E9303,NA())","v":"Energex"},{"$f":"IF($E9304=DataInput!$B9303,DataInput!F9303,NA())","v":"Summer"},{"$f":"IF($E9304=DataInput!$B9303,DataInput!G9303,NA())","v":"Non-Coincident"},{"$f":"IF($E9304=DataInput!$B9303,DataInput!H9303,NA())","v":2013},{"$f":"IF($E9304=DataInput!$B9303,DataInput!I9303,NA())","v":"TempCorrActualPOE50"},{"$f":"IF($E9304=DataInput!$B9303,DataInput!J9303,NA())","v":84.106770906057903},{"$f":"IF($E9304=DataInput!$B9303,DataInput!K9303,NA())","v":"NA"},null,null,"QLD Abermain - Middle Ridge Loop",null,null,null,null,true,null,null,"QLD","QABRQMRXloop","Abermain - Middle Ridge Loop","Energex","Summer","Non-Coincident",2013,"TempCorrActualPOE50",84.106770906057903,"NA"]
[null,{"$f":"IF(DataInput!B9334=$B$8,IF($B$9=$B$10,TRUE,IF(DataInput!E9334=$B$9,TRUE,FALSE)))","v":true},null,null,{"$f":"IF(B9335=TRUE,DataInput!B9334,NA())","v":"QLD"},{"$f":"IF($E9335=DataInput!$B9334,DataInput!C9334,NA())","v":"QABM"},{"$f":"IF($E9335=DataInput!$B9334,DataInput!D9334,NA())","v":"Abermain 33"},{"$f":"IF($E9335=DataInput!$B9334,DataInput!E9334,NA())","v":"Energex"},{"$f":"IF($E9335=DataInput!$B9334,DataInput!F9334,NA())","v":"Summer"},{"$f":"IF($E9335=DataInput!$B9334,DataInput!G9334,NA())","v":"Non-Coincident"},{"$f":"IF($E9335=DataInput!$B9334,DataInput!H9334,NA())","v":2011},{"$f":"IF($E9335=DataInput!$B9334,DataInput!I9334,NA())","v":"TempCorrActualPOE10"},{"$f":"IF($E9335=DataInput!$B9334,DataInput!J9334,NA())","v":101.678231283499},{"$f":"IF($E9335=DataInput!$B9334,DataInput!K9334,NA())","v":"NA"},null,null,"QLD Abermain 33",null,null,null,null,false,null,null,{"$error":"#N/A"},{"$error":"#N/A"},{"$error":"#N/A"},{"$error":"#N/A"},{"$error":"#N/A"},{"$error":"#N/A"},{"$error":"#N/A"},{"$error":"#N/A"},{"$error":"#N/A"},{"$error":"#N/A"}]
[null,{"$f":"IF(DataInput!B9341=$B$8,IF($B$9=$B$10,TRUE,IF(DataInput!E9341=$B$9,TRUE,FALSE)))","v":true},null,null,{"$f":"IF(B9342=TRUE,DataInput!B9341,NA())","v":"QLD"},{"$f":"IF($E9342=DataInput!$B9341,DataInput!C9341,NA())","v":"QABM"},{"$f":"IF($E9342=DataInput!$B9341,DataInput!D9341,NA())","v":"Abermain 33"},{"$f":"IF($E9342=DataInput!$B9341,DataInput!E9341,NA())","v":"Energex"},{"$f":"IF($E9342=DataInput!$B9341,DataInput!F9341,NA())","v":"Summer"},{"$f":"IF($E9342=DataInput!$B9341,DataInput!G9341,NA())","v":"Non-Coincident"},{"$f":"IF($E9342=DataInput!$B9341,DataInput!H9341,NA())","v":2015},{"$f":"IF($E9342=DataInput!$B9341,DataInput!I9341,NA())","v":"TempCorrActualPOE50"},{"$f":"IF($E9342=DataInput!$B9341,DataInput!J9341,NA())","v":91.415969703473095},{"$f":"IF($E9342=DataInput!$B9341,DataInput!K9341,NA())","v":"NA"},null,null,"QLD Abermain 33",null,null,null,null,false,null,null,{"$error":"#N/A"},{"$error":"#N/A"},{"$error":"#N/A"},{"$error":"#N/A"},{"$error":"#N/A"},{"$error":"#N/A"},{"$error":"#N/A"},{"$error":"#N/A"},{"$error":"#N/A"},{"$error":"#N/A"}]
[null,{"$f":"IF(DataInput!B9382=$B$8,IF($B$9=$B$10,TRUE,IF(DataInput!E9382=$B$9,TRUE,FALSE)))","v":true},null,null,{"$f":"IF(B9383=TRUE,DataInput!B9382,NA())","v":"QLD"},{"$f":"IF($E9383=DataInput!$B9382,DataInput!C9382,NA())","v":"QASF"},{"$f":"IF($E9383=DataInput!$B9382,DataInput!D9382,NA())","v":"Alan Sherriff"},{"$f":"IF($E9383=DataInput!$B9382,DataInput!E9382,NA())","v":"Ergon"},{"$f":"IF($E9383=DataInput!$B9382,DataInput!F9382,NA())","v":"Summer"},{"$f":"IF($E9383=DataInput!$B9382,DataInput!G9382,NA())","v":"Non-Coincident"},{"$f":"IF($E9383=DataInput!$B9382,DataInput!H9382,NA())","v":2015},{"$f":"IF($E9383=DataInput!$B9382,DataInput!I9382,NA())","v":"TempCorrActualPOE10"},{"$f":"IF($E9383=DataInput!$B9382,DataInput!J9382,NA())","v":21.043647155097201},{"$f":"IF($E9383=DataInput!$B9382,DataInput!K9382,NA())","v":"NA"},null,null,"QLD Alan Sherriff",null,null,null,null,false,null,null,{"$error":"#N/A"},{"$error":"#N/A"},{"$error":"#N/A"},{"$error":"#N/A"},{"$error":"#N/A"},{"$error":"#N/A"},{"$error":"#N/A"},{"$error":"#N/A"},{"$error":"#N/A"},{"$error":"#N/A"}]
[null,{"$f":"IF(DataInput!B9413=$B$8,IF($B$9=$B$10,TRUE,IF(DataInput!E9413=$B$9,TRUE,FALSE)))","v":true},null,null,{"$f":"IF(B9414=TRUE,DataInput!B9413,NA())","v":"QLD"},{"$f":"IF($E9414=DataInput!$B9413,DataInput!C9413,NA())","v":"QALG"},{"$f":"IF($E9414=DataInput!$B9413,DataInput!D9413,NA())","v":"Algester"},{"$f":"IF($E9414=DataInput!$B9413,DataInput!E9413,NA())","v":"Energex"},{"$f":"IF($E9414=DataInput!$B9413,DataInput!F9413,NA())","v":"Summer"},{"$f":"IF($E9414=DataInput!$B9413,DataInput!G9413,NA())","v":"Non-Coincident"},{"$f":"IF($E9414=DataInput!$B9413,DataInput!H9413,NA())","v":2012},{"$f":"IF($E9414=DataInput!$B9413,DataInput!I9413,NA())","v":"TempCorrActualPOE50"},{"$f":"IF($E9414=DataInput!$B9413,DataInput!J9413,NA())","v":69.805310743751207},{"$f":"IF($E9414=DataInput!$B9413,DataInput!K9413,NA())","v":"NA"},null,null,"QLD Algester",null,null,null,null,false,null,null,{"$error":"#N/A"},{"$error":"#N/A"},{"$error":"#N/A"},{"$error":"#N/A"},{"$error":"#N/A"},{"$error":"#N/A"},{"$error":"#N/A"},{"$error":"#N/A"},{"$error":"#N/A"},{"$error":"#N/A"}]
[null,{"$f":"IF(DataInput!B9444=$B$8,IF($B$9=$B$10,TRUE,IF(DataInput!E9444=$B$9,TRUE,FALSE)))","v":true},null,null,{"$f":"IF(B9445=TRUE,DataInput!B9444,NA())","v":"QLD"},{"$f":"IF($E9445=DataInput!$B9444,DataInput!C9444,NA())","v":"QALH"},{"$f":"IF($E9445=DataInput!$B9444,DataInput!D9444,NA())","v":"Alligator Creek 132"},{"$f":"IF($E9445=DataInput!$B9444,DataInput!E9444,NA())","v":"Ergon"},{"$f":"IF($E9445=DataInput!$B9444,DataInput!F9444,NA())","v":"Summer"},{"$f":"IF($E9445=DataInput!$B9444,DataInput!G9444,NA())","v":"Non-Coincident"},{"$f":"IF($E9445=DataInput!$B9444,DataInput!H9444,NA())","v":2013},{"$f":"IF($E9445=DataInput!$B9444,DataInput!I9444,NA())","v":"TempCorrActualPOE10"},{"$f":"IF($E9445=DataInput!$B9444,DataInput!J9444,NA())","v":32.562386298994603},{"$f":"IF($E9445=DataInput!$B9444,DataInput!K9444,NA())","v":"NA"},null,null,"QLD Alligator Creek 132",null,null,null,null,false,null,null,{"$error":"#N/A"},{"$error":"#N/A"},{"$error":"#N/A"},{"$error":"#N/A"},{"$error":"#N/A"},{"$error":"#N/A"},{"$error":"#N/A"},{"$error":"#N/A"},{"$error":"#N/A"},{"$error":"#N/A"}]
[null,{"$f":"IF(DataInput!B9468=$B$8,IF($B$9=$B$10,TRUE,IF(DataInput!E9468=$B$9,TRUE,FALSE)))","v":true},null,null,{"$f":"IF(B9469=TRUE,DataInput!B9468,NA())","v":"QLD"},{"$f":"IF($E9469=DataInput!$B9468,DataInput!C9468,NA())","v":"QALC"},{"$f":"IF($E9469=DataInput!$B9468,DataInput!D9468,NA())","v":"Alligator Creek 33"},{"$f":"IF($E9469=DataInput!$B9468,DataInput!E9468,NA())","v":"Ergon"},{"$f":"IF($E9469=DataInput!$B9468,DataInput!F9468,NA())","v":"Summer"},{"$f":"IF($E9469=DataInput!$B9468,DataInput!G9468,NA())","v":"Non-Coincident"},{"$f":"IF($E9469=DataInput!$B9468,DataInput!H9468,NA())","v":2015},{"$f":"IF($E9469=DataInput!$B9468,DataInput!I9468,NA())","v":"TempCorrActualPOE10"},{"$f":"IF($E9469=DataInput!$B9468,DataInput!J9468,NA())","v":35.453097090078103},{"$f":"IF($E9469=DataInput!$B9468,DataInput!K9468,NA())","v":"NA"},null,null,"QLD Alligator Creek 33",null,null,null,null,false,null,null,{"$error":"#N/A"},{"$f":"IF($V9469=TRUE,F9469,NA())","v":{"$error":"#N/A"}},{"$f":"IF($V9469=TRUE,G9469,NA())","v":{"$error":"#N/A"}},{"$f":"IF($V9469=TRUE,H9469,NA())","v":{"$error":"#N/A"}},{"$f":"IF($V9469=TRUE,I9469,NA())","v":{"$error":"#N/A"}},{"$f":"IF($V9469=TRUE,J9469,NA())","v":{"$error":"#N/A"}},{"$f":"IF($V9469=TRUE,K9469,NA())","v":{"$error":"#N/A"}},{"$f":"IF($V9469=TRUE,L9469,NA())","v":{"$error":"#N/A"}},{"$f":"IF($V9469=TRUE,M9469,NA())","v":{"$error":"#N/A"}},{"$f":"IF($V9469=TRUE,N9469,NA())","v":{"$error":"#N/A"}}]
[null,{"$f":"IF(DataInput!B9492=$B$8,IF($B$9=$B$10,TRUE,IF(DataInput!E9492=$B$9,TRUE,FALSE)))","v":true},null,null,{"$f":"IF(B9493=TRUE,DataInput!B9492,NA())","v":"QLD"},{"$f":"IF($E9493=DataInput!$B9492,DataInput!C9492,NA())","v":"QCBW"},{"$f":"IF($E9493=DataInput!$B9492,DataInput!D9492,NA())","v":"Ashgrove West 110"},{"$f":"IF($E9493=DataInput!$B9492,DataInput!E9492,NA())","v":"Energex"},{"$f":"IF($E9493=DataInput!$B9492,DataInput!F9492,NA())","v":"Summer"},{"$f":"IF($E9493=DataInput!$B9492,DataInput!G9492,NA())","v":"Non-Coincident"},{"$f":"IF($E9493=DataInput!$B9492,DataInput!H9492,NA())","v":2015},{"$f":"IF($E9493=DataInput!$B9492,DataInput!I9492,NA())","v":"TempCorrActualPOE10"},{"$f":"IF($E9493=DataInput!$B9492,DataInput!J9492,NA())","v":112.754548308517},{"$f":"IF($E9493=DataInput!$B9492,DataInput!K9492,NA())","v":"NA"},null,null,"QLD Ashgrove West 110",null,null,null,null,false,null,null,{"$error":"#N/A"},{"$error":"#N/A"},{"$error":"#N/A"},{"$error":"#N/A"},{"$error":"#N/A"},{"$error":"#N/A"},{"$error":"#N/A"},{"$error":"#N/A"},{"$error":"#N/A"},{"$error":"#N/A"}]
[null,{"$f":"IF(DataInput!B9510=$B$8,IF($B$9=$B$10,TRUE,IF(DataInput!E9510=$B$9,TRUE,FALSE)))","v":true},null,null,{"$f":"IF(B9511=TRUE,DataInput!B9510,NA())","v":"QLD"},{"$f":"IF($E9511=DataInput!$B9510,DataInput!C9510,NA())","v":"QAGW"},{"$f":"IF($E9511=DataInput!$B9510,DataInput!D9510,NA())","v":"Ashgrove West 33"},{"$f":"IF($E9511=DataInput!$B9510,DataInput!E9510,NA())","v":"Energex"},{"$f":"IF($E9511=DataInput!$B9510,DataInput!F9510,NA())","v":"Summer"},{"$f":"IF($E9511=DataInput!$B9510,DataInput!G9510,NA())","v":"Non-Coincident"},{"$f":"IF($E9511=DataInput!$B9510,DataInput!H9510,NA())","v":2009},{"$f":"IF($E9511=DataInput!$B9510,DataInput!I9510,NA())","v":"TempCorrActualPOE10"},{"$f":"IF($E9511=DataInput!$B9510,DataInput!J9510,NA())","v":82.765659039008497},{"$f":"IF($E9511=DataInput!$B9510,DataInput!K9510,NA())","v":"NA"},null,null,"QLD Ashgrove West 33",null,null,null,null,false,null,null,{"$error":"#N/A"},{"$error":"#N/A"},{"$error":"#N/A"},{"$error":"#N/A"},{"$error":"#N/A"},{"$error":"#N/A"},{"$error":"#N/A"},{"$error":"#N/A"},{"$error":"#N/A"},{"$error":"#N/A"}]
[null,{"$f":"IF(DataInput!B9541=$B$8,IF($B$9=$B$10,TRUE,IF(DataInput!E9541=$B$9,TRUE,FALSE)))","v":true},null,null,{"$f":"IF(B9542=TRUE,DataInput!B9541,NA())","v":"QLD"},{"$f":"IF($E9542=DataInput!$B9541,DataInput!C9541,NA())","v":"QAGW"},{"$f":"IF($E9542=DataInput!$B9541,DataInput!D9541,NA())","v":"Ashgrove West 33"},{"$f":"IF($E9542=DataInput!$B9541,DataInput!E9541,NA())","v":"Energex"},{"$f":"IF($E9542=DataInput!$B9541,DataInput!F9541,NA())","v":"Winter"},{"$f":"IF($E9542=DataInput!$B9541,DataInput!G9541,NA())","v":"Non-Coincident"},{"$f":"IF($E9542=DataInput!$B9541,DataInput!H9541,NA())","v":2014},{"$f":"IF($E9542=DataInput!$B9541,DataInput!I9541,NA())","v":"TempCorrActualPOE50"},{"$f":"IF($E9542=DataInput!$B9541,DataInput!J9541,NA())","v":59.839335588308302},{"$f":"IF($E9542=DataInput!$B9541,DataInput!K9541,NA())","v":"NA"},null,null,"QLD Ashgrove West 33",null,null,null,null,false,null,null,{"$error":"#N/A"},{"$error":"#N/A"},{"$error":"#N/A"},{"$error":"#N/A"},{"$error":"#N/A"},{"$error":"#N/A"},{"$error":"#N/A"},{"$error":"#N/A"},{"$error":"#N/A"},{"$error":"#N/A"}]
[null,{"$f":"IF(DataInput!B9591=$B$8,IF($B$9=$B$10,TRUE,IF(DataInput!E9591=$B$9,TRUE,FALSE)))","v":true},null,null,{"$f":"IF(B9592=TRUE,DataInput!B9591,NA())","v":"QLD"},{"$f":"IF($E9592=DataInput!$B9591,DataInput!C9591,NA())","v":"QBMH"},{"$f":"IF($E9592=DataInput!$B9591,DataInput!D9591,NA())","v":"Belmont Wecker Road 110"},{"$f":"IF($E9592=DataInput!$B9591,DataInput!E9591,NA())","v":"Energex"},{"$f":"IF($E9592=DataInput!$B9591,DataInput!F9591,NA())","v":"Summer"},{"$f":"IF($E9592=DataInput!$B9591,DataInput!G9591,NA())","v":"Non-Coincident"},{"$f":"IF($E9592=DataInput!$B9591,DataInput!H9591,NA())","v":2016},{"$f":"IF($E9592=DataInput!$B9591,DataInput!I9591,NA())","v":"TempCorrActualPOE50"},{"$f":"IF($E9592=DataInput!$B9591,DataInput!J9591,NA())","v":401.49295412924897},{"$f":"IF($E9592=DataInput!$B9591,DataInput!K9591,NA())","v":"NA"},null,null,"QLD Belmont Wecker Road 110",null,null,null,null,false,null,null,{"$error":"#N/A"},{"$error":"#N/A"},{"$error":"#N/A"},{"$error":"#N/A"},{"$error":"#N/A"},{"$error":"#N/A"},{"$error":"#N/A"},{"$error":"#N/A"},{"$error":"#N/A"},{"$error":"#N/A"}]
[null,{"$f":"IF(DataInput!B9618=$B$8,IF($B$9=$B$10,TRUE,IF(DataInput!E9618=$B$9,TRUE,FALSE)))","v":true},null,null,{"$f":"IF(B9619=TRUE,DataInput!B9618,NA())","v":"QLD"},{"$f":"IF($E9619=DataInput!$B9618,DataInput!C9618,NA())","v":"QBBS"},{"$f":"IF($E9619=DataInput!$B9618,DataInput!D9618,NA())","v":"Belmont Wecker Road 33"},{"$f":"IF($E9619=DataInput!$B9618,DataInput!E9618,NA())","v":"Energex"},{"$f":"IF($E9619=DataInput!$B9618,DataInput!F9618,NA())","v":"Summer"},{"$f":"IF($E9619=DataInput!$B9618,DataInput!G9618,NA())","v":"Non-Coincident"},{"$f":"IF($E9619=DataInput!$B9618,DataInput!H9618,NA())","v":2009},{"$f":"IF($E9619=DataInput!$B9618,DataInput!I9618,NA())","v":"TempCorrActualPOE10"},{"$f":"IF($E9619=DataInput!$B9618,DataInput!J9618,NA())","v":123.622068152221},{"$f":"IF($E9619=DataInput!$B9618,DataInput!K9618,NA())","v":"NA"},null,null,"QLD Belmont Wecker Road 33",null,null,null,null,false,null,null,{"$error":"#N/A"},{"$error":"#N/A"},{"$error":"#N/A"},{"$error":"#N/A"},{"$error":"#N/A"},{"$error":"#N/A"},{"$error":"#N/A"},{"$error":"#N/A"},{"$error":"#N/A"},{"$error":"#N/A"}]
[null,{"$f":"IF(DataInput!B9649=$B$8,IF($B$9=$B$10,TRUE,IF(DataInput!E9649=$B$9,TRUE,FALSE)))","v":true},null,null,{"$f":"IF(B9650=TRUE,DataInput!B9649,NA())","v":"QLD"},{"$f":"IF($E9650=DataInput!$B9649,DataInput!C9649,NA())","v":"QBBS"},{"$f":"IF($E9650=DataInput!$B9649,DataInput!D9649,NA())","v":"Belmont Wecker Road 33"},{"$f":"IF($E9650=DataInput!$B9649,DataInput!E9649,NA())","v":"Energex"},{"$f":"IF($E9650=DataInput!$B9649,DataInput!F9649,NA())","v":"Winter"},{"$f":"IF($E9650=DataInput!$B9649,DataInput!G9649,NA())","v":"Non-Coincident"},{"$f":"IF($E9650=DataInput!$B9649,DataInput!H9649,NA())","v":2014},{"$f":"IF($E9650=DataInput!$B9649,DataInput!I9649,NA())","v":"TempCorrActualPOE50"},{"$f":"IF($E9650=DataInput!$B9649,DataInput!J9649,NA())","v":97.093004362246802},{"$f":"IF($E9650=DataInput!$B9649,DataInput!K9649,NA())","v":"NA"},null,null,"QLD Belmont Wecker Road 33",null,null,null,null,false,null,null,{"$error":"#N/A"},{"$error":"#N/A"},{"$error":"#N/A"},{"$error":"#N/A"},{"$error":"#N/A"},{"$error":"#N/A"},{"$error":"#N/A"},{"$error":"#N/A"},{"$error":"#N/A"},{"$error":"#N/A"}]
[null,{"$f":"IF(DataInput!B9680=$B$8,IF($B$9=$B$10,TRUE,IF(DataInput!E9680=$B$9,TRUE,FALSE)))","v":true},null,null,{"$f":"IF(B9681=TRUE,DataInput!B9680,NA())","v":"QLD"},{"$f":"IF($E9681=DataInput!$B9680,DataInput!C9680,NA())","v":"QBIL"},{"$f":"IF($E9681=DataInput!$B9680,DataInput!D9680,NA())","v":"Biloela"},{"$f":"IF($E9681=DataInput!$B9680,DataInput!E9680,NA())","v":"Ergon"},{"$f":"IF($E9681=DataInput!$B9680,DataInput!F9680,NA())","v":"Winter"},{"$f":"IF($E9681=DataInput!$B9680,DataInput!G9680,NA())","v":"Non-Coincident"},{"$f":"IF($E9681=DataInput!$B9680,DataInput!H9680,NA())","v":2009},{"$f":"IF($E9681=DataInput!$B9680,DataInput!I9680,NA())","v":"TempCorrActualPOE10"},{"$f":"IF($E9681=DataInput!$B9680,DataInput!J9680,NA())","v":33.680030570600202},{"$f":"IF($E9681=DataInput!$B9680,DataInput!K9680,NA())","v":"NA"},null,null,"QLD Biloela",null,null,null,null,false,null,null,{"$error":"#N/A"},{"$error":"#N/A"},{"$error":"#N/A"},{"$error":"#N/A"},{"$error":"#N/A"},{"$error":"#N/A"},{"$error":"#N/A"},{"$error":"#N/A"},{"$error":"#N/A"},{"$error":"#N/A"}]
[null,{"$f":"IF(DataInput!B9690=$B$8,IF($B$9=$B$10,TRUE,IF(DataInput!E9690=$B$9,TRUE,FALSE)))","v":true},null,null,{"$f":"IF(B9691=TRUE,DataInput!B9690,NA())","v":"QLD"},{"$f":"IF($E9691=DataInput!$B9690,DataInput!C9690,NA())","v":"QBIL"},{"$f":"IF($E9691=DataInput!$B9690,DataInput!D9690,NA())","v":"Biloela"},{"$f":"IF($E9691=DataInput!$B9690,DataInput!E9690,NA())","v":"Ergon"},{"$f":"IF($E9691=DataInput!$B9690,DataInput!F9690,NA())","v":"Winter"},{"$f":"IF($E9691=DataInput!$B9690,DataInput!G9690,NA())","v":"Non-Coincident"},{"$f":"IF($E9691=DataInput!$B9690,DataInput!H9690,NA())","v":2014},{"$f":"IF($E9691=DataInput!$B9690,DataInput!I9690,NA())","v":"TempCorrActualPOE10"},{"$f":"IF($E9691=DataInput!$B9690,DataInput!J9690,NA())","v":31.6139566421555},{"$f":"IF($E9691=DataInput!$B9690,DataInput!K9690,NA())","v":"NA"},null,null,"QLD Biloela",null,null,null,null,false,null,null,{"$error":"#N/A"},{"$error":"#N/A"},{"$error":"#N/A"},{"$error":"#N/A"},{"$error":"#N/A"},{"$error":"#N/A"},{"$error":"#N/A"},{"$error":"#N/A"},{"$error":"#N/A"},{"$error":"#N/A"}]
[null,{"$f":"IF(DataInput!B9728=$B$8,IF($B$9=$B$10,TRUE,IF(DataInput!E9728=$B$9,TRUE,FALSE)))","v":true},null,null,{"$f":"IF(B9729=TRUE,DataInput!B9728,NA())","v":"QLD"},{"$f":"IF($E9729=DataInput!$B9728,DataInput!C9728,NA())","v":"QBWH"},{"$f":"IF($E9729=DataInput!$B9728,DataInput!D9728,NA())","v":"Blackwater 132"},{"$f":"IF($E9729=DataInput!$B9728,DataInput!E9728,NA())","v":"Ergon"},{"$f":"IF($E9729=DataInput!$B9728,DataInput!F9728,NA())","v":"Winter"},{"$f":"IF($E9729=DataInput!$B9728,DataInput!G9728,NA())","v":"Non-Coincident"},{"$f":"IF($E9729=DataInput!$B9728,DataInput!H9728,NA())","v":2010},{"$f":"IF($E9729=DataInput!$B9728,DataInput!I9728,NA())","v":"TempCorrActualPOE10"},{"$f":"IF($E9729=DataInput!$B9728,DataInput!J9728,NA())","v":33.713988941775703},{"$f":"IF($E9729=DataInput!$B9728,DataInput!K9728,NA())","v":"NA"},null,null,"QLD Blackwater 132",null,null,null,null,false,null,null,{"$error":"#N/A"},{"$error":"#N/A"},{"$error":"#N/A"},{"$error":"#N/A"},{"$error":"#N/A"},{"$error":"#N/A"},{"$error":"#N/A"},{"$error":"#N/A"},{"$error":"#N/A"},{"$error":"#N/A"}]
[null,{"$f":"IF(DataInput!B9746=$B$8,IF($B$9=$B$10,TRUE,IF(DataInput!E9746=$B$9,TRUE,FALSE)))","v":true},null,null,{"$f":"IF(B9747=TRUE,DataInput!B9746,NA())","v":"QLD"},{"$f":"IF($E9747=DataInput!$B9746,DataInput!C9746,NA())","v":"QBWL"},{"$f":"IF($E9747=DataInput!$B9746,DataInput!D9746,NA())","v":"Blackwater 66/11"},{"$f":"IF($E9747=DataInput!$B9746,DataInput!E9746,NA())","v":"Ergon"},{"$f":"IF($E9747=DataInput!$B9746,DataInput!F9746,NA())","v":"Summer"},{"$f":"IF($E9747=DataInput!$B9746,DataInput!G9746,NA())","v":"Non-Coincident"},{"$f":"IF($E9747=DataInput!$B9746,DataInput!H9746,NA())","v":2011},{"$f":"IF($E9747=DataInput!$B9746,DataInput!I9746,NA())","v":"TempCorrActualPOE10"},{"$f":"IF($E9747=DataInput!$B9746,DataInput!J9746,NA())","v":96.264366993494207},{"$f":"IF($E9747=DataInput!$B9746,DataInput!K9746,NA())","v":"NA"},null,null,"QLD Blackwater 66/11",null,null,null,null,false,null,null,{"$error":"#N/A"},{"$error":"#N/A"},{"$error":"#N/A"},{"$error":"#N/A"},{"$error":"#N/A"},{"$error":"#N/A"},{"$error":"#N/A"},{"$error":"#N/A"},{"$error":"#N/A"},{"$error":"#N/A"}]
[null,{"$f":"IF(DataInput!B9777=$B$8,IF($B$9=$B$10,TRUE,IF(DataInput!E9777=$B$9,TRUE,FALSE)))","v":true},null,null,{"$f":"IF(B9778=TRUE,DataInput!B9777,NA())","v":"QLD"},{"$f":"IF($E9778=DataInput!$B9777,DataInput!C9777,NA())","v":"QBLF"},{"$f":"IF($E9778=DataInput!$B9777,DataInput!D9777,NA())","v":"Bluff (Rail)"},{"$f":"IF($E9778=DataInput!$B9777,DataInput!E9777,NA())","v":"Powerlink"},{"$f":"IF($E9778=DataInput!$B9777,DataInput!F9777,NA())","v":"Summer"},{"$f":"IF($E9778=DataInput!$B9777,DataInput!G9777,NA())","v":"Non-Coincident"},{"$f":"IF($E9778=DataInput!$B9777,DataInput!H9777,NA())","v":2015},{"$f":"IF($E9778=DataInput!$B9777,DataInput!I9777,NA())","v":"TempCorrActualPOE50"},{"$f":"IF($E9778=DataInput!$B9777,DataInput!J9777,NA())","v":"NA"},{"$f":"IF($E9778=DataInput!$B9777,DataInput!K9777,NA())","v":"NA"},null,null,"QLD Bluff (Rail)",null,null,null,null,false,null,null,{"$error":"#N/A"},{"$error":"#N/A"},{"$error":"#N/A"},{"$error":"#N/A"},{"$error":"#N/A"},{"$error":"#N/A"},{"$error":"#N/A"},{"$error":"#N/A"},{"$error":"#N/A"},{"$error":"#N/A"}]
[null,{"$f":"IF(DataInput!B9813=$B$8,IF($B$9=$B$10,TRUE,IF(DataInput!E9813=$B$9,TRUE,FALSE)))","v":true},null,null,{"$f":"IF(B9814=TRUE,DataInput!B9813,NA())","v":"QLD"},{"$f":"IF($E9814=DataInput!$B9813,DataInput!C9813,NA())","v":"QBNB"},{"$f":"IF($E9814=DataInput!$B9813,DataInput!D9813,NA())","v":"Bolingbroke (Rail)"},{"$f":"IF($E9814=DataInput!$B9813,DataInput!E9813,NA())","v":"Powerlink"},{"$f":"IF($E9814=DataInput!$B9813,DataInput!F9813,NA())","v":"Winter"},{"$f":"IF($E9814=DataInput!$B9813,DataInput!G9813,NA())","v":"Non-Coincident"},{"$f":"IF($E9814=DataInput!$B9813,DataInput!H9813,NA())","v":2014},{"$f":"IF($E9814=DataInput!$B9813,DataInput!I9813,NA())","v":"TempCorrActualPOE50"},{"$f":"IF($E9814=DataInput!$B9813,DataInput!J9813,NA())","v":"NA"},{"$f":"IF($E9814=DataInput!$B9813,DataInput!K9813,NA())","v":"NA"},null,null,"QLD Bolingbroke (Rail)",null,null,null,null,false,null,null,{"$error":"#N/A"},{"$error":"#N/A"},{"$error":"#N/A"},{"$error":"#N/A"},{"$error":"#N/A"},{"$error":"#N/A"},{"$error":"#N/A"},{"$error":"#N/A"},{"$error":"#N/A"},{"$error":"#N/A"}]
[null,{"$f":"IF(DataInput!B9854=$B$8,IF($B$9=$B$10,TRUE,IF(DataInput!E9854=$B$9,TRUE,FALSE)))","v":true},null,null,{"$f":"IF(B9855=TRUE,DataInput!B9854,NA())","v":"QLD"},{"$f":"IF($E9855=DataInput!$B9854,DataInput!C9854,NA())","v":"QBOL"},{"$f":"IF($E9855=DataInput!$B9854,DataInput!D9854,NA())","v":"Boyne Island 132"},{"$f":"IF($E9855=DataInput!$B9854,DataInput!E9854,NA())","v":"Powerlink"},{"$f":"IF($E9855=DataInput!$B9854,DataInput!F9854,NA())","v":"Summer"},{"$f":"IF($E9855=DataInput!$B9854,DataInput!G9854,NA())","v":"Non-Coincident"},{"$f":"IF($E9855=DataInput!$B9854,DataInput!H9854,NA())","v":2016},{"$f":"IF($E9855=DataInput!$B9854,DataInput!I9854,NA())","v":"TempCorrActualPOE10"},{"$f":"IF($E9855=DataInput!$B9854,DataInput!J9854,NA())","v":"NA"},{"$f":"IF($E9855=DataInput!$B9854,DataInput!K9854,NA())","v":"NA"},null,null,"QLD Boyne Island 132",null,null,null,null,false,null,null,{"$error":"#N/A"},{"$error":"#N/A"},{"$error":"#N/A"},{"$error":"#N/A"},{"$error":"#N/A"},{"$error":"#N/A"},{"$error":"#N/A"},{"$error":"#N/A"},{"$error":"#N/A"},{"$error":"#N/A"}]
[null,{"$f":"IF(DataInput!B9856=$B$8,IF($B$9=$B$10,TRUE,IF(DataInput!E9856=$B$9,TRUE,FALSE)))","v":true},null,null,{"$f":"IF(B9857=TRUE,DataInput!B9856,NA())","v":"QLD"},{"$f":"IF($E9857=DataInput!$B9856,DataInput!C9856,NA())","v":"QBOL"},{"$f":"IF($E9857=DataInput!$B9856,DataInput!D9856,NA())","v":"Boyne Island 132"},{"$f":"IF($E9857=DataInput!$B9856,DataInput!E9856,NA())","v":"Powerlink"},{"$f":"IF($E9857=DataInput!$B9856,DataInput!F9856,NA())","v":"Winter"},{"$f":"IF($E9857=DataInput!$B9856,DataInput!G9856,NA())","v":"Non-Coincident"},{"$f":"IF($E9857=DataInput!$B9856,DataInput!H9856,NA())","v":2006},{"$f":"IF($E9857=DataInput!$B9856,DataInput!I9856,NA())","v":"TempCorrActualPOE10"},{"$f":"IF($E9857=DataInput!$B9856,DataInput!J9856,NA())","v":"NA"},{"$f":"IF($E9857=DataInput!$B9856,DataInput!K9856,NA())","v":"NA"},null,null,"QLD Boyne Island 132",null,null,null,null,false,null,null,{"$error":"#N/A"},{"$error":"#N/A"},{"$error":"#N/A"},{"$error":"#N/A"},{"$error":"#N/A"},{"$error":"#N/A"},{"$error":"#N/A"},{"$error":"#N/A"},{"$error":"#N/A"},{"$error":"#N/A"}]
[null,{"$f":"IF(DataInput!B9903=$B$8,IF($B$9=$B$10,TRUE,IF(DataInput!E9903=$B$9,TRUE,FALSE)))","v":true},null,null,{"$f":"IF(B9904=TRUE,DataInput!B9903,NA())","v":"QLD"},{"$f":"IF($E9904=DataInput!$B9903,DataInput!C9903,NA())","v":"QBOH"},{"$f":"IF($E9904=DataInput!$B9903,DataInput!D9903,NA())","v":"Boyne Island 275"},{"$f":"IF($E9904=DataInput!$B9903,DataInput!E9903,NA())","v":"Powerlink"},{"$f":"IF($E9904=DataInput!$B9903,DataInput!F9903,NA())","v":"Winter"},{"$f":"IF($E9904=DataInput!$B9903,DataInput!G9903,NA())","v":"Non-Coincident"},{"$f":"IF($E9904=DataInput!$B9903,DataInput!H9903,NA())","v":2010},{"$f":"IF($E9904=DataInput!$B9903,DataInput!I9903,NA())","v":"TempCorrActualPOE50"},{"$f":"IF($E9904=DataInput!$B9903,DataInput!J9903,NA())","v":"NA"},{"$f":"IF($E9904=DataInput!$B9903,DataInput!K9903,NA())","v":"NA"},null,null,"QLD Boyne Island 275",null,null,null,null,false,null,null,{"$error":"#N/A"},{"$error":"#N/A"},{"$error":"#N/A"},{"$error":"#N/A"},{"$error":"#N/A"},{"$error":"#N/A"},{"$error":"#N/A"},{"$error":"#N/A"},{"$error":"#N/A"},{"$error":"#N/A"}]
[null,{"$f":"IF(DataInput!B9940=$B$8,IF($B$9=$B$10,TRUE,IF(DataInput!E9940=$B$9,TRUE,FALSE)))","v":true},null,null,{"$f":"IF(B9941=TRUE,DataInput!B9940,NA())","v":"QLD"},{"$f":"IF($E9941=DataInput!$B9940,DataInput!C9940,NA())","v":"QBK2"},{"$f":"IF($E9941=DataInput!$B9940,DataInput!D9940,NA())","v":"Bulli Creek"},{"$f":"IF($E9941=DataInput!$B9940,DataInput!E9940,NA())","v":"Essential Energy"},{"$f":"IF($E9941=DataInput!$B9940,DataInput!F9940,NA())","v":"Summer"},{"$f":"IF($E9941=DataInput!$B9940,DataInput!G9940,NA())","v":"Non-Coincident"},{"$f":"IF($E9941=DataInput!$B9940,DataInput!H9940,NA())","v":2013},{"$f":"IF($E9941=DataInput!$B9940,DataInput!I9940,NA())","v":"TempCorrActualPOE10"},{"$f":"IF($E9941=DataInput!$B9940,DataInput!J9940,NA())","v":9.9999999999999998E-20},{"$f":"IF($E9941=DataInput!$B9940,DataInput!K9940,NA())","v":"NA"},null,null,"QLD Bulli Creek",null,null,null,null,false,null,null,{"$error":"#N/A"},{"$error":"#N/A"},{"$error":"#N/A"},{"$error":"#N/A"},{"$error":"#N/A"},{"$error":"#N/A"},{"$error":"#N/A"},{"$error":"#N/A"},{"$error":"#N/A"},{"$error":"#N/A"}]
[null,{"$f":"IF(DataInput!B9964=$B$8,IF($B$9=$B$10,TRUE,IF(DataInput!E9964=$B$9,TRUE,FALSE)))","v":true},null,null,{"$f":"IF(B9965=TRUE,DataInput!B9964,NA())","v":"QLD"},{"$f":"IF($E9965=DataInput!$B9964,DataInput!C9964,NA())","v":"QBK2"},{"$f":"IF($E9965=DataInput!$B9964,DataInput!D9964,NA())","v":"Bulli Creek"},{"$f":"IF($E9965=DataInput!$B9964,DataInput!E9964,NA())","v":"Essential Energy"},{"$f":"IF($E9965=DataInput!$B9964,DataInput!F9964,NA())","v":"Winter"},{"$f":"IF($E9965=DataInput!$B9964,DataInput!G9964,NA())","v":"Non-Coincident"},{"$f":"IF($E9965=DataInput!$B9964,DataInput!H9964,NA())","v":2014},{"$f":"IF($E9965=DataInput!$B9964,DataInput!I9964,NA())","v":"TempCorrActualPOE10"},{"$f":"IF($E9965=DataInput!$B9964,DataInput!J9964,NA())","v":9.9999999999999998E-20},{"$f":"IF($E9965=DataInput!$B9964,DataInput!K9964,NA())","v":"NA"},null,null,"QLD Bulli Creek",null,null,null,null,false,null,null,{"$error":"#N/A"},{"$error":"#N/A"},{"$error":"#N/A"},{"$error":"#N/A"},{"$error":"#N/A"},{"$error":"#N/A"},{"$error":"#N/A"},{"$error":"#N/A"},{"$error":"#N/A"},{"$error":"#N/A"}]
[null,{"$f":"IF(DataInput!B9982=$B$8,IF($B$9=$B$10,TRUE,IF(DataInput!E9982=$B$9,TRUE,FALSE)))","v":true},null,null,{"$f":"IF(B9983=TRUE,DataInput!B9982,NA())","v":"QLD"},{"$f":"IF($E9983=DataInput!$B9982,DataInput!C9982,NA())","v":"QBLK"},{"$f":"IF($E9983=DataInput!$B9982,DataInput!D9982,NA())","v":"Bulli Creek (Waggamba)"},{"$f":"IF($E9983=DataInput!$B9982,DataInput!E9982,NA())","v":"Ergon"},{"$f":"IF($E9983=DataInput!$B9982,DataInput!F9982,NA())","v":"Summer"},{"$f":"IF($E9983=DataInput!$B9982,DataInput!G9982,NA())","v":"Non-Coincident"},{"$f":"IF($E9983=DataInput!$B9982,DataInput!H9982,NA())","v":2014},{"$f":"IF($E9983=DataInput!$B9982,DataInput!I9982,NA())","v":"TempCorrActualPOE10"},{"$f":"IF($E9983=DataInput!$B9982,DataInput!J9982,NA())","v":20.7149966108089},{"$f":"IF($E9983=DataInput!$B9982,DataInput!K9982,NA())","v":"NA"},null,null,"QLD Bulli Creek (Waggamba)",null,null,null,null,false,null,null,{"$error":"#N/A"},{"$error":"#N/A"},{"$error":"#N/A"},{"$error":"#N/A"},{"$error":"#N/A"},{"$error":"#N/A"},{"$error":"#N/A"},{"$error":"#N/A"},{"$error":"#N/A"},{"$error":"#N/A"}]
[null,{"$f":"IF(DataInput!B10013=$B$8,IF($B$9=$B$10,TRUE,IF(DataInput!E10013=$B$9,TRUE,FALSE)))","v":true},null,null,{"$f":"IF(B10014=TRUE,DataInput!B10013,NA())","v":"QLD"},{"$f":"IF($E10014=DataInput!$B10013,DataInput!C10013,NA())","v":"QBDA"},{"$f":"IF($E10014=DataInput!$B10013,DataInput!D10013,NA())","v":"Bundamba"},{"$f":"IF($E10014=DataInput!$B10013,DataInput!E10013,NA())","v":"Energex"},{"$f":"IF($E10014=DataInput!$B10013,DataInput!F10013,NA())","v":"Summer"},{"$f":"IF($E10014=DataInput!$B10013,DataInput!G10013,NA())","v":"Non-Coincident"},{"$f":"IF($E10014=DataInput!$B10013,DataInput!H10013,NA())","v":2010},{"$f":"IF($E10014=DataInput!$B10013,DataInput!I10013,NA())","v":"TempCorrActualPOE50"},{"$f":"IF($E10014=DataInput!$B10013,DataInput!J10013,NA())","v":31.062553835269},{"$f":"IF($E10014=DataInput!$B10013,DataInput!K10013,NA())","v":"NA"},null,null,"QLD Bundamba",null,null,null,null,false,null,null,{"$error":"#N/A"},{"$error":"#N/A"},{"$error":"#N/A"},{"$error":"#N/A"},{"$error":"#N/A"},{"$error":"#N/A"},{"$error":"#N/A"},{"$error":"#N/A"},{"$error":"#N/A"},{"$error":"#N/A"}]
[null,{"$f":"IF(DataInput!B10035=$B$8,IF($B$9=$B$10,TRUE,IF(DataInput!E10035=$B$9,TRUE,FALSE)))","v":true},null,null,{"$f":"IF(B10036=TRUE,DataInput!B10035,NA())","v":"QLD"},{"$f":"IF($E10036=DataInput!$B10035,DataInput!C10035,NA())","v":"QBDA"},{"$f":"IF($E10036=DataInput!$B10035,DataInput!D10035,NA())","v":"Bundamba"},{"$f":"IF($E10036=DataInput!$B10035,DataInput!E10035,NA())","v":"Energex"},{"$f":"IF($E10036=DataInput!$B10035,DataInput!F10035,NA())","v":"Winter"},{"$f":"IF($E10036=DataInput!$B10035,DataInput!G10035,NA())","v":"Non-Coincident"},{"$f":"IF($E10036=DataInput!$B10035,DataInput!H10035,NA())","v":2010},{"$f":"IF($E10036=DataInput!$B10035,DataInput!I10035,NA())","v":"TempCorrActualPOE50"},{"$f":"IF($E10036=DataInput!$B10035,DataInput!J10035,NA())","v":32.925863991852196},{"$f":"IF($E10036=DataInput!$B10035,DataInput!K10035,NA())","v":"NA"},null,null,"QLD Bundamba",null,null,null,null,false,null,null,{"$error":"#N/A"},{"$error":"#N/A"},{"$error":"#N/A"},{"$error":"#N/A"},{"$error":"#N/A"},{"$error":"#N/A"},{"$error":"#N/A"},{"$error":"#N/A"},{"$error":"#N/A"},{"$error":"#N/A"}]
[null,{"$f":"IF(DataInput!B10061=$B$8,IF($B$9=$B$10,TRUE,IF(DataInput!E10061=$B$9,TRUE,FALSE)))","v":true},null,null,{"$f":"IF(B10062=TRUE,DataInput!B10061,NA())","v":"QLD"},{"$f":"IF($E10062=DataInput!$B10061,DataInput!C10061,NA())","v":"QBUR"},{"$f":"IF($E10062=DataInput!$B10061,DataInput!D10061,NA())","v":"Burton Downs"},{"$f":"IF($E10062=DataInput!$B10061,DataInput!E10061,NA())","v":"Powerlink"},{"$f":"IF($E10062=DataInput!$B10061,DataInput!F10061,NA())","v":"Summer"},{"$f":"IF($E10062=DataInput!$B10061,DataInput!G10061,NA())","v":"Non-Coincident"},{"$f":"IF($E10062=DataInput!$B10061,DataInput!H10061,NA())","v":2014},{"$f":"IF($E10062=DataInput!$B10061,DataInput!I10061,NA())","v":"TempCorrActualPOE50"},{"$f":"IF($E10062=DataInput!$B10061,DataInput!J10061,NA())","v":"NA"},{"$f":"IF($E10062=DataInput!$B10061,DataInput!K10061,NA())","v":"NA"},null,null,"QLD Burton Downs",null,null,null,null,false,null,null,{"$error":"#N/A"},{"$error":"#N/A"},{"$error":"#N/A"},{"$error":"#N/A"},{"$error":"#N/A"},{"$error":"#N/A"},{"$error":"#N/A"},{"$error":"#N/A"},{"$error":"#N/A"},{"$error":"#N/A"}]
[null,{"$f":"IF(DataInput!B10092=$B$8,IF($B$9=$B$10,TRUE,IF(DataInput!E10092=$B$9,TRUE,FALSE)))","v":true},null,null,{"$f":"IF(B10093=TRUE,DataInput!B10092,NA())","v":"QLD"},{"$f":"IF($E10093=DataInput!$B10092,DataInput!C10092,NA())","v":"QCRN"},{"$f":"IF($E10093=DataInput!$B10092,DataInput!D10092,NA())","v":"Cairns"},{"$f":"IF($E10093=DataInput!$B10092,DataInput!E10092,NA())","v":"Ergon"},{"$f":"IF($E10093=DataInput!$B10092,DataInput!F10092,NA())","v":"Summer"},{"$f":"IF($E10093=DataInput!$B10092,DataInput!G10092,NA())","v":"Non-Coincident"},{"$f":"IF($E10093=DataInput!$B10092,DataInput!H10092,NA())","v":2009},{"$f":"IF($E10093=DataInput!$B10092,DataInput!I10092,NA())","v":"TempCorrActualPOE10"},{"$f":"IF($E10093=DataInput!$B10092,DataInput!J10092,NA())","v":75.847413764653496},{"$f":"IF($E10093=DataInput!$B10092,DataInput!K10092,NA())","v":"NA"},null,null,"QLD Cairns",null,null,null,null,false,null,null,{"$error":"#N/A"},{"$error":"#N/A"},{"$error":"#N/A"},{"$error":"#N/A"},{"$error":"#N/A"},{"$error":"#N/A"},{"$error":"#N/A"},{"$error":"#N/A"},{"$error":"#N/A"},{"$error":"#N/A"}]
[null,{"$f":"IF(DataInput!B10139=$B$8,IF($B$9=$B$10,TRUE,IF(DataInput!E10139=$B$9,TRUE,FALSE)))","v":true},null,null,{"$f":"IF(B10140=TRUE,DataInput!B10139,NA())","v":"QLD"},{"$f":"IF($E10140=DataInput!$B10139,DataInput!C10139,NA())","v":"QCNS"},{"$f":"IF($E10140=DataInput!$B10139,DataInput!D10139,NA())","v":"Cairns City"},{"$f":"IF($E10140=DataInput!$B10139,DataInput!E10139,NA())","v":"Ergon"},{"$f":"IF($E10140=DataInput!$B10139,DataInput!F10139,NA())","v":"Winter"},{"$f":"IF($E10140=DataInput!$B10139,DataInput!G10139,NA())","v":"Non-Coincident"},{"$f":"IF($E10140=DataInput!$B10139,DataInput!H10139,NA())","v":2007},{"$f":"IF($E10140=DataInput!$B10139,DataInput!I10139,NA())","v":"TempCorrActualPOE50"},{"$f":"IF($E10140=DataInput!$B10139,DataInput!J10139,NA())","v":40.7276871084593},{"$f":"IF($E10140=DataInput!$B10139,DataInput!K10139,NA())","v":"NA"},null,null,"QLD Cairns City",null,null,null,null,false,null,null,{"$error":"#N/A"},{"$error":"#N/A"},{"$error":"#N/A"},{"$error":"#N/A"},{"$error":"#N/A"},{"$error":"#N/A"},{"$error":"#N/A"},{"$error":"#N/A"},{"$error":"#N/A"},{"$error":"#N/A"}]
[null,{"$f":"IF(DataInput!B10162=$B$8,IF($B$9=$B$10,TRUE,IF(DataInput!E10162=$B$9,TRUE,FALSE)))","v":true},null,null,{"$f":"IF(B10163=TRUE,DataInput!B10162,NA())","v":"QLD"},{"$f":"IF($E10163=DataInput!$B10162,DataInput!C10162,NA())","v":"QCMD"},{"$f":"IF($E10163=DataInput!$B10162,DataInput!D10162,NA())","v":"Callemondah (Rail)"},{"$f":"IF($E10163=DataInput!$B10162,DataInput!E10162,NA())","v":"Powerlink"},{"$f":"IF($E10163=DataInput!$B10162,DataInput!F10162,NA())","v":"Summer"},{"$f":"IF($E10163=DataInput!$B10162,DataInput!G10162,NA())","v":"Non-Coincident"},{"$f":"IF($E10163=DataInput!$B10162,DataInput!H10162,NA())","v":2009},{"$f":"IF($E10163=DataInput!$B10162,DataInput!I10162,NA())","v":"TempCorrActualPOE10"},{"$f":"IF($E10163=DataInput!$B10162,DataInput!J10162,NA())","v":"NA"},{"$f":"IF($E10163=DataInput!$B10162,DataInput!K10162,NA())","v":"NA"},null,null,"QLD Callemondah (Rail)",null,null,null,null,false,null,null,{"$error":"#N/A"},{"$error":"#N/A"},{"$error":"#N/A"},{"$error":"#N/A"},{"$error":"#N/A"},{"$error":"#N/A"},{"$error":"#N/A"},{"$error":"#N/A"},{"$error":"#N/A"},{"$error":"#N/A"}]
[null,{"$f":"IF(DataInput!B10171=$B$8,IF($B$9=$B$10,TRUE,IF(DataInput!E10171=$B$9,TRUE,FALSE)))","v":true},null,null,{"$f":"IF(B10172=TRUE,DataInput!B10171,NA())","v":"QLD"},{"$f":"IF($E10172=DataInput!$B10171,DataInput!C10171,NA())","v":"QCMD"},{"$f":"IF($E10172=DataInput!$B10171,DataInput!D10171,NA())","v":"Callemondah (Rail)"},{"$f":"IF($E10172=DataInput!$B10171,DataInput!E10171,NA())","v":"Powerlink"},{"$f":"IF($E10172=DataInput!$B10171,DataInput!F10171,NA())","v":"Summer"},{"$f":"IF($E10172=DataInput!$B10171,DataInput!G10171,NA())","v":"Non-Coincident"},{"$f":"IF($E10172=DataInput!$B10171,DataInput!H10171,NA())","v":2014},{"$f":"IF($E10172=DataInput!$B10171,DataInput!I10171,NA())","v":"TempCorrActualPOE50"},{"$f":"IF($E10172=DataInput!$B10171,DataInput!J10171,NA())","v":"NA"},{"$f":"IF($E10172=DataInput!$B10171,DataInput!K10171,NA())","v":"NA"},null,null,"QLD Callemondah (Rail)",null,null,null,null,false,null,null,{"$error":"#N/A"},{"$error":"#N/A"},{"$error":"#N/A"},{"$error":"#N/A"},{"$error":"#N/A"},{"$error":"#N/A"},{"$error":"#N/A"},{"$error":"#N/A"},{"$error":"#N/A"},{"$error":"#N/A"}]
[null,{"$f":"IF(DataInput!B10218=$B$8,IF($B$9=$B$10,TRUE,IF(DataInput!E10218=$B$9,TRUE,FALSE)))","v":true},null,null,{"$f":"IF(B10219=TRUE,DataInput!B10218,NA())","v":"QLD"},{"$f":"IF($E10219=DataInput!$B10218,DataInput!C10218,NA())","v":"QCDW"},{"$f":"IF($E10219=DataInput!$B10218,DataInput!D10218,NA())","v":"Cardwell"},{"$f":"IF($E10219=DataInput!$B10218,DataInput!E10218,NA())","v":"Ergon"},{"$f":"IF($E10219=DataInput!$B10218,DataInput!F10218,NA())","v":"Summer"},{"$f":"IF($E10219=DataInput!$B10218,DataInput!G10218,NA())","v":"Non-Coincident"},{"$f":"IF($E10219=DataInput!$B10218,DataInput!H10218,NA())","v":2014},{"$f":"IF($E10219=DataInput!$B10218,DataInput!I10218,NA())","v":"TempCorrActualPOE10"},{"$f":"IF($E10219=DataInput!$B10218,DataInput!J10218,NA())","v":5.6520939462281996},{"$f":"IF($E10219=DataInput!$B10218,DataInput!K10218,NA())","v":"NA"},null,null,"QLD Cardwell",null,null,null,null,false,null,null,{"$error":"#N/A"},{"$error":"#N/A"},{"$error":"#N/A"},{"$error":"#N/A"},{"$error":"#N/A"},{"$error":"#N/A"},{"$error":"#N/A"},{"$error":"#N/A"},{"$error":"#N/A"},{"$error":"#N/A"}]
[null,{"$f":"IF(DataInput!B10249=$B$8,IF($B$9=$B$10,TRUE,IF(DataInput!E10249=$B$9,TRUE,FALSE)))","v":true},null,null,{"$f":"IF(B10250=TRUE,DataInput!B10249,NA())","v":"QLD"},{"$f":"IF($E10250=DataInput!$B10249,DataInput!C10249,NA())","v":"QCHA"},{"$f":"IF($E10250=DataInput!$B10249,DataInput!D10249,NA())","v":"Chinchilla"},{"$f":"IF($E10250=DataInput!$B10249,DataInput!E10249,NA())","v":"Ergon"},{"$f":"IF($E10250=DataInput!$B10249,DataInput!F10249,NA())","v":"Winter"},{"$f":"IF($E10250=DataInput!$B10249,DataInput!G10249,NA())","v":"Non-Coincident"},{"$f":"IF($E10250=DataInput!$B10249,DataInput!H10249,NA())","v":2014},{"$f":"IF($E10250=DataInput!$B10249,DataInput!I10249,NA())","v":"TempCorrActualPOE50"},{"$f":"IF($E10250=DataInput!$B10249,DataInput!J10249,NA())","v":18.7605500188726},{"$f":"IF($E10250=DataInput!$B10249,DataInput!K10249,NA())","v":"NA"},null,null,"QLD Chinchilla",null,null,null,null,false,null,null,{"$error":"#N/A"},{"$error":"#N/A"},{"$error":"#N/A"},{"$error":"#N/A"},{"$error":"#N/A"},{"$error":"#N/A"},{"$error":"#N/A"},{"$error":"#N/A"},{"$error":"#N/A"},{"$error":"#N/A"}]
[null,{"$f":"IF(DataInput!B10285=$B$8,IF($B$9=$B$10,TRUE,IF(DataInput!E10285=$B$9,TRUE,FALSE)))","v":true},null,null,{"$f":"IF(B10286=TRUE,DataInput!B10285,NA())","v":"QLD"},{"$f":"IF($E10286=DataInput!$B10285,DataInput!C10285,NA())","v":"QCOL"},{"$f":"IF($E10286=DataInput!$B10285,DataInput!D10285,NA())","v":"Collinsville Load"},{"$f":"IF($E10286=DataInput!$B10285,DataInput!E10285,NA())","v":"Ergon"},{"$f":"IF($E10286=DataInput!$B10285,DataInput!F10285,NA())","v":"Summer"},{"$f":"IF($E10286=DataInput!$B10285,DataInput!G10285,NA())","v":"Non-Coincident"},{"$f":"IF($E10286=DataInput!$B10285,DataInput!H10285,NA())","v":2012},{"$f":"IF($E10286=DataInput!$B10285,DataInput!I10285,NA())","v":"TempCorrActualPOE50"},{"$f":"IF($E10286=DataInput!$B10285,DataInput!J10285,NA())","v":17.1659588350695},{"$f":"IF($E10286=DataInput!$B10285,DataInput!K10285,NA())","v":"NA"},null,null,"QLD Collinsville Load",null,null,null,null,false,null,null,{"$error":"#N/A"},{"$error":"#N/A"},{"$error":"#N/A"},{"$error":"#N/A"},{"$error":"#N/A"},{"$error":"#N/A"},{"$error":"#N/A"},{"$error":"#N/A"},{"$error":"#N/A"},{"$error":"#N/A"}]
[null,{"$f":"IF(DataInput!B10297=$B$8,IF($B$9=$B$10,TRUE,IF(DataInput!E10297=$B$9,TRUE,FALSE)))","v":true},null,null,{"$f":"IF(B10298=TRUE,DataInput!B10297,NA())","v":"QLD"},{"$f":"IF($E10298=DataInput!$B10297,DataInput!C10297,NA())","v":"QCOL"},{"$f":"IF($E10298=DataInput!$B10297,DataInput!D10297,NA())","v":"Collinsville Load"},{"$f":"IF($E10298=DataInput!$B10297,DataInput!E10297,NA())","v":"Ergon"},{"$f":"IF($E10298=DataInput!$B10297,DataInput!F10297,NA())","v":"Winter"},{"$f":"IF($E10298=DataInput!$B10297,DataInput!G10297,NA())","v":"Non-Coincident"},{"$f":"IF($E10298=DataInput!$B10297,DataInput!H10297,NA())","v":2009},{"$f":"IF($E10298=DataInput!$B10297,DataInput!I10297,NA())","v":"TempCorrActualPOE50"},{"$f":"IF($E10298=DataInput!$B10297,DataInput!J10297,NA())","v":16.330036956241301},{"$f":"IF($E10298=DataInput!$B10297,DataInput!K10297,NA())","v":"NA"},null,null,"QLD Collinsville Load",null,null,null,null,false,null,null,{"$error":"#N/A"},{"$error":"#N/A"},{"$error":"#N/A"},{"$error":"#N/A"},{"$error":"#N/A"},{"$error":"#N/A"},{"$error":"#N/A"},{"$error":"#N/A"},{"$error":"#N/A"},{"$error":"#N/A"}]
[null,{"$f":"IF(DataInput!B10328=$B$8,IF($B$9=$B$10,TRUE,IF(DataInput!E10328=$B$9,TRUE,FALSE)))","v":true},null,null,{"$f":"IF(B10329=TRUE,DataInput!B10328,NA())","v":"QLD"},{"$f":"IF($E10329=DataInput!$B10328,DataInput!C10328,NA())","v":"QCBL"},{"$f":"IF($E10329=DataInput!$B10328,DataInput!D10328,NA())","v":"Columboola"},{"$f":"IF($E10329=DataInput!$B10328,DataInput!E10328,NA())","v":"Ergon"},{"$f":"IF($E10329=DataInput!$B10328,DataInput!F10328,NA())","v":"Winter"},{"$f":"IF($E10329=DataInput!$B10328,DataInput!G10328,NA())","v":"Non-Coincident"},{"$f":"IF($E10329=DataInput!$B10328,DataInput!H10328,NA())","v":2013},{"$f":"IF($E10329=DataInput!$B10328,DataInput!I10328,NA())","v":"TempCorrActualPOE10"},{"$f":"IF($E10329=DataInput!$B10328,DataInput!J10328,NA())","v":73.704531194378902},{"$f":"IF($E10329=DataInput!$B10328,DataInput!K10328,NA())","v":"NA"},null,null,"QLD Columboola",null,null,null,null,false,null,null,{"$error":"#N/A"},{"$error":"#N/A"},{"$error":"#N/A"},{"$error":"#N/A"},{"$error":"#N/A"},{"$error":"#N/A"},{"$error":"#N/A"},{"$error":"#N/A"},{"$error":"#N/A"},{"$error":"#N/A"}]
[null,{"$f":"IF(DataInput!B10346=$B$8,IF($B$9=$B$10,TRUE,IF(DataInput!E10346=$B$9,TRUE,FALSE)))","v":true},null,null,{"$f":"IF(B10347=TRUE,DataInput!B10346,NA())","v":"QLD"},{"$f":"IF($E10347=DataInput!$B10346,DataInput!C10346,NA())","v":"QCOP"},{"$f":"IF($E10347=DataInput!$B10346,DataInput!D10346,NA())","v":"Coppabella (Rail)"},{"$f":"IF($E10347=DataInput!$B10346,DataInput!E10346,NA())","v":"Powerlink"},{"$f":"IF($E10347=DataInput!$B10346,DataInput!F10346,NA())","v":"Summer"},{"$f":"IF($E10347=DataInput!$B10346,DataInput!G10346,NA())","v":"Non-Coincident"},{"$f":"IF($E10347=DataInput!$B10346,DataInput!H10346,NA())","v":2013},{"$f":"IF($E10347=DataInput!$B10346,DataInput!I10346,NA())","v":"TempCorrActualPOE10"},{"$f":"IF($E10347=DataInput!$B10346,DataInput!J10346,NA())","v":"NA"},{"$f":"IF($E10347=DataInput!$B10346,DataInput!K10346,NA())","v":"NA"},null,null,"QLD Coppabella (Rail)",null,null,null,null,false,null,null,{"$error":"#N/A"},{"$error":"#N/A"},{"$error":"#N/A"},{"$error":"#N/A"},{"$error":"#N/A"},{"$error":"#N/A"},{"$error":"#N/A"},{"$error":"#N/A"},{"$error":"#N/A"},{"$error":"#N/A"}]
[null,{"$f":"IF(DataInput!B10384=$B$8,IF($B$9=$B$10,TRUE,IF(DataInput!E10384=$B$9,TRUE,FALSE)))","v":true},null,null,{"$f":"IF(B10385=TRUE,DataInput!B10384,NA())","v":"QLD"},{"$f":"IF($E10385=DataInput!$B10384,DataInput!C10384,NA())","v":"QDNG"},{"$f":"IF($E10385=DataInput!$B10384,DataInput!D10384,NA())","v":"Dingo (Rail)"},{"$f":"IF($E10385=DataInput!$B10384,DataInput!E10384,NA())","v":"Powerlink"},{"$f":"IF($E10385=DataInput!$B10384,DataInput!F10384,NA())","v":"Summer"},{"$f":"IF($E10385=DataInput!$B10384,DataInput!G10384,NA())","v":"Non-Coincident"},{"$f":"IF($E10385=DataInput!$B10384,DataInput!H10384,NA())","v":2012},{"$f":"IF($E10385=DataInput!$B10384,DataInput!I10384,NA())","v":"TempCorrActualPOE10"},{"$f":"IF($E10385=DataInput!$B10384,DataInput!J10384,NA())","v":"NA"},{"$f":"IF($E10385=DataInput!$B10384,DataInput!K10384,NA())","v":"NA"},null,null,"QLD Dingo (Rail)",null,null,null,null,false,null,null,{"$error":"#N/A"},{"$error":"#N/A"},{"$error":"#N/A"},{"$error":"#N/A"},{"$error":"#N/A"},{"$error":"#N/A"},{"$error":"#N/A"},{"$error":"#N/A"},{"$error":"#N/A"},{"$error":"#N/A"}]
[null,{"$f":"IF(DataInput!B10407=$B$8,IF($B$9=$B$10,TRUE,IF(DataInput!E10407=$B$9,TRUE,FALSE)))","v":true},null,null,{"$f":"IF(B10408=TRUE,DataInput!B10407,NA())","v":"QLD"},{"$f":"IF($E10408=DataInput!$B10407,DataInput!C10407,NA())","v":"QDNG"},{"$f":"IF($E10408=DataInput!$B10407,DataInput!D10407,NA())","v":"Dingo (Rail)"},{"$f":"IF($E10408=DataInput!$B10407,DataInput!E10407,NA())","v":"Powerlink"},{"$f":"IF($E10408=DataInput!$B10407,DataInput!F10407,NA())","v":"Winter"},{"$f":"IF($E10408=DataInput!$B10407,DataInput!G10407,NA())","v":"Non-Coincident"},{"$f":"IF($E10408=DataInput!$B10407,DataInput!H10407,NA())","v":2013},{"$f":"IF($E10408=DataInput!$B10407,DataInput!I10407,NA())","v":"TempCorrActualPOE50"},{"$f":"IF($E10408=DataInput!$B10407,DataInput!J10407,NA())","v":"NA"},{"$f":"IF($E10408=DataInput!$B10407,DataInput!K10407,NA())","v":"NA"},null,null,"QLD Dingo (Rail)",null,null,null,null,false,null,null,{"$error":"#N/A"},{"$error":"#N/A"},{"$error":"#N/A"},{"$error":"#N/A"},{"$error":"#N/A"},{"$error":"#N/A"},{"$error":"#N/A"},{"$error":"#N/A"},{"$error":"#N/A"},{"$error":"#N/A"}]
[null,{"$f":"IF(DataInput!B10454=$B$8,IF($B$9=$B$10,TRUE,IF(DataInput!E10454=$B$9,TRUE,FALSE)))","v":true},null,null,{"$f":"IF(B10455=TRUE,DataInput!B10454,NA())","v":"QLD"},{"$f":"IF($E10455=DataInput!$B10454,DataInput!C10454,NA())","v":"QEMT"},{"$f":"IF($E10455=DataInput!$B10454,DataInput!D10454,NA())","v":"Edmonton"},{"$f":"IF($E10455=DataInput!$B10454,DataInput!E10454,NA())","v":"Ergon"},{"$f":"IF($E10455=DataInput!$B10454,DataInput!F10454,NA())","v":"Summer"},{"$f":"IF($E10455=DataInput!$B10454,DataInput!G10454,NA())","v":"Non-Coincident"},{"$f":"IF($E10455=DataInput!$B10454,DataInput!H10454,NA())","v":2010},{"$f":"IF($E10455=DataInput!$B10454,DataInput!I10454,NA())","v":"TempCorrActualPOE10"},{"$f":"IF($E10455=DataInput!$B10454,DataInput!J10454,NA())","v":45.867817713632597},{"$f":"IF($E10455=DataInput!$B10454,DataInput!K10454,NA())","v":"NA"},null,null,"QLD Edmonton",null,null,null,null,false,null,null,{"$error":"#N/A"},{"$error":"#N/A"},{"$error":"#N/A"},{"$error":"#N/A"},{"$error":"#N/A"},{"$error":"#N/A"},{"$error":"#N/A"},{"$error":"#N/A"},{"$error":"#N/A"},{"$error":"#N/A"}]
[null,{"$f":"IF(DataInput!B10485=$B$8,IF($B$9=$B$10,TRUE,IF(DataInput!E10485=$B$9,TRUE,FALSE)))","v":true},null,null,{"$f":"IF(B10486=TRUE,DataInput!B10485,NA())","v":"QLD"},{"$f":"IF($E10486=DataInput!$B10485,DataInput!C10485,NA())","v":"QEMT"},{"$f":"IF($E10486=DataInput!$B10485,DataInput!D10485,NA())","v":"Edmonton"},{"$f":"IF($E10486=DataInput!$B10485,DataInput!E10485,NA())","v":"Ergon"},{"$f":"IF($E10486=DataInput!$B10485,DataInput!F10485,NA())","v":"Winter"},{"$f":"IF($E10486=DataInput!$B10485,DataInput!G10485,NA())","v":"Non-Coincident"},{"$f":"IF($E10486=DataInput!$B10485,DataInput!H10485,NA())","v":2015},{"$f":"IF($E10486=DataInput!$B10485,DataInput!I10485,NA())","v":"TempCorrActualPOE50"},{"$f":"IF($E10486=DataInput!$B10485,DataInput!J10485,NA())","v":28.3606342824454},{"$f":"IF($E10486=DataInput!$B10485,DataInput!K10485,NA())","v":"NA"},null,null,"QLD Edmonton",null,null,null,null,false,null,null,{"$error":"#N/A"},{"$error":"#N/A"},{"$error":"#N/A"},{"$error":"#N/A"},{"$error":"#N/A"},{"$error":"#N/A"},{"$error":"#N/A"},{"$error":"#N/A"},{"$error":"#N/A"},{"$error":"#N/A"}]
[null,{"$f":"IF(DataInput!B10511=$B$8,IF($B$9=$B$10,TRUE,IF(DataInput!E10511=$B$9,TRUE,FALSE)))","v":true},null,null,{"$f":"IF(B10512=TRUE,DataInput!B10511,NA())","v":"QLD"},{"$f":"IF($E10512=DataInput!$B10511,DataInput!C10511,NA())","v":"QELA"},{"$f":"IF($E10512=DataInput!$B10511,DataInput!D10511,NA())","v":"El Arish"},{"$f":"IF($E10512=DataInput!$B10511,DataInput!E10511,NA())","v":"Ergon"},{"$f":"IF($E10512=DataInput!$B10511,DataInput!F10511,NA())","v":"Winter"},{"$f":"IF($E10512=DataInput!$B10511,DataInput!G10511,NA())","v":"Non-Coincident"},{"$f":"IF($E10512=DataInput!$B10511,DataInput!H10511,NA())","v":2015},{"$f":"IF($E10512=DataInput!$B10511,DataInput!I10511,NA())","v":"TempCorrActualPOE50"},{"$f":"IF($E10512=DataInput!$B10511,DataInput!J10511,NA())","v":4.0300731905851501},{"$f":"IF($E10512=DataInput!$B10511,DataInput!K10511,NA())","v":"NA"},null,null,"QLD El Arish",null,null,null,null,false,null,null,{"$error":"#N/A"},{"$error":"#N/A"},{"$error":"#N/A"},{"$error":"#N/A"},{"$error":"#N/A"},{"$error":"#N/A"},{"$error":"#N/A"},{"$error":"#N/A"},{"$error":"#N/A"},{"$error":"#N/A"}]
[null,{"$f":"IF(DataInput!B10533=$B$8,IF($B$9=$B$10,TRUE,IF(DataInput!E10533=$B$9,TRUE,FALSE)))","v":true},null,null,{"$f":"IF(B10534=TRUE,DataInput!B10533,NA())","v":"QLD"},{"$f":"IF($E10534=DataInput!$B10533,DataInput!C10533,NA())","v":"QGNG"},{"$f":"IF($E10534=DataInput!$B10533,DataInput!D10533,NA())","v":"Gin Gin"},{"$f":"IF($E10534=DataInput!$B10533,DataInput!E10533,NA())","v":"Ergon"},{"$f":"IF($E10534=DataInput!$B10533,DataInput!F10533,NA())","v":"Winter"},{"$f":"IF($E10534=DataInput!$B10533,DataInput!G10533,NA())","v":"Non-Coincident"},{"$f":"IF($E10534=DataInput!$B10533,DataInput!H10533,NA())","v":2008},{"$f":"IF($E10534=DataInput!$B10533,DataInput!I10533,NA())","v":"TempCorrActualPOE50"},{"$f":"IF($E10534=DataInput!$B10533,DataInput!J10533,NA())","v":148.97943120111},{"$f":"IF($E10534=DataInput!$B10533,DataInput!K10533,NA())","v":"NA"},null,null,"QLD Gin Gin",null,null,null,null,false,null,null,{"$error":"#N/A"},{"$error":"#N/A"},{"$error":"#N/A"},{"$error":"#N/A"},{"$error":"#N/A"},{"$error":"#N/A"},{"$error":"#N/A"},{"$error":"#N/A"},{"$error":"#N/A"},{"$error":"#N/A"}]
[null,{"$f":"IF(DataInput!B10564=$B$8,IF($B$9=$B$10,TRUE,IF(DataInput!E10564=$B$9,TRUE,FALSE)))","v":true},null,null,{"$f":"IF(B10565=TRUE,DataInput!B10564,NA())","v":"QLD"},{"$f":"IF($E10565=DataInput!$B10564,DataInput!C10564,NA())","v":"QGST"},{"$f":"IF($E10565=DataInput!$B10564,DataInput!D10564,NA())","v":"Gladstone South"},{"$f":"IF($E10565=DataInput!$B10564,DataInput!E10564,NA())","v":"Ergon"},{"$f":"IF($E10565=DataInput!$B10564,DataInput!F10564,NA())","v":"Summer"},{"$f":"IF($E10565=DataInput!$B10564,DataInput!G10564,NA())","v":"Non-Coincident"},{"$f":"IF($E10565=DataInput!$B10564,DataInput!H10564,NA())","v":2014},{"$f":"IF($E10565=DataInput!$B10564,DataInput!I10564,NA())","v":"TempCorrActualPOE10"},{"$f":"IF($E10565=DataInput!$B10564,DataInput!J10564,NA())","v":67.995003787644606},{"$f":"IF($E10565=DataInput!$B10564,DataInput!K10564,NA())","v":"NA"},null,null,"QLD Gladstone South",null,null,null,null,false,null,null,{"$error":"#N/A"},{"$error":"#N/A"},{"$error":"#N/A"},{"$error":"#N/A"},{"$error":"#N/A"},{"$error":"#N/A"},{"$error":"#N/A"},{"$error":"#N/A"},{"$error":"#N/A"},{"$error":"#N/A"}]
[null,{"$f":"IF(DataInput!B10582=$B$8,IF($B$9=$B$10,TRUE,IF(DataInput!E10582=$B$9,TRUE,FALSE)))","v":true},null,null,{"$f":"IF(B10583=TRUE,DataInput!B10582,NA())","v":"QLD"},{"$f":"IF($E10583=DataInput!$B10582,DataInput!C10582,NA())","v":"QGST"},{"$f":"IF($E10583=DataInput!$B10582,DataInput!D10582,NA())","v":"Gladstone South"},{"$f":"IF($E10583=DataInput!$B10582,DataInput!E10582,NA())","v":"Ergon"},{"$f":"IF($E10583=DataInput!$B10582,DataInput!F10582,NA())","v":"Winter"},{"$f":"IF($E10583=DataInput!$B10582,DataInput!G10582,NA())","v":"Non-Coincident"},{"$f":"IF($E10583=DataInput!$B10582,DataInput!H10582,NA())","v":2012},{"$f":"IF($E10583=DataInput!$B10582,DataInput!I10582,NA())","v":"TempCorrActualPOE10"},{"$f":"IF($E10583=DataInput!$B10582,DataInput!J10582,NA())","v":59.564506340611999},{"$f":"IF($E10583=DataInput!$B10582,DataInput!K10582,NA())","v":"NA"},null,null,"QLD Gladstone South",null,null,null,null,false,null,null,{"$error":"#N/A"},{"$error":"#N/A"},{"$error":"#N/A"},{"$error":"#N/A"},{"$error":"#N/A"},{"$error":"#N/A"},{"$error":"#N/A"},{"$error":"#N/A"},{"$error":"#N/A"},{"$error":"#N/A"}]
[null,{"$f":"IF(DataInput!B10606=$B$8,IF($B$9=$B$10,TRUE,IF(DataInput!E10606=$B$9,TRUE,FALSE)))","v":true},null,null,{"$f":"IF(B10607=TRUE,DataInput!B10606,NA())","v":"QLD"},{"$f":"IF($E10607=DataInput!$B10606,DataInput!C10606,NA())","v":"QGDA"},{"$f":"IF($E10607=DataInput!$B10606,DataInput!D10606,NA())","v":"Goodna"},{"$f":"IF($E10607=DataInput!$B10606,DataInput!E10606,NA())","v":"Energex"},{"$f":"IF($E10607=DataInput!$B10606,DataInput!F10606,NA())","v":"Summer"},{"$f":"IF($E10607=DataInput!$B10606,DataInput!G10606,NA())","v":"Non-Coincident"},{"$f":"IF($E10607=DataInput!$B10606,DataInput!H10606,NA())","v":2015},{"$f":"IF($E10607=DataInput!$B10606,DataInput!I10606,NA())","v":"TempCorrActualPOE10"},{"$f":"IF($E10607=DataInput!$B10606,DataInput!J10606,NA())","v":114.294077301378},{"$f":"IF($E10607=DataInput!$B10606,DataInput!K10606,NA())","v":"NA"},null,null,"QLD Goodna",null,null,null,null,false,null,null,{"$error":"#N/A"},{"$error":"#N/A"},{"$error":"#N/A"},{"$error":"#N/A"},{"$error":"#N/A"},{"$error":"#N/A"},{"$error":"#N/A"},{"$error":"#N/A"},{"$error":"#N/A"},{"$error":"#N/A"}]
[null,{"$f":"IF(DataInput!B10643=$B$8,IF($B$9=$B$10,TRUE,IF(DataInput!E10643=$B$9,TRUE,FALSE)))","v":true},null,null,{"$f":"IF(B10644=TRUE,DataInput!B10643,NA())","v":"QLD"},{"$f":"IF($E10644=DataInput!$B10643,DataInput!C10643,NA())","v":"QGRN"},{"$f":"IF($E10644=DataInput!$B10643,DataInput!D10643,NA())","v":"Grantleigh (Rail)"},{"$f":"IF($E10644=DataInput!$B10643,DataInput!E10643,NA())","v":"Powerlink"},{"$f":"IF($E10644=DataInput!$B10643,DataInput!F10643,NA())","v":"Summer"},{"$f":"IF($E10644=DataInput!$B10643,DataInput!G10643,NA())","v":"Non-Coincident"},{"$f":"IF($E10644=DataInput!$B10643,DataInput!H10643,NA())","v":2007},{"$f":"IF($E10644=DataInput!$B10643,DataInput!I10643,NA())","v":"TempCorrActualPOE50"},{"$f":"IF($E10644=DataInput!$B10643,DataInput!J10643,NA())","v":"NA"},{"$f":"IF($E10644=DataInput!$B10643,DataInput!K10643,NA())","v":"NA"},null,null,"QLD Grantleigh (Rail)",null,null,null,null,false,null,null,{"$error":"#N/A"},{"$error":"#N/A"},{"$error":"#N/A"},{"$error":"#N/A"},{"$error":"#N/A"},{"$error":"#N/A"},{"$error":"#N/A"},{"$error":"#N/A"},{"$error":"#N/A"},{"$error":"#N/A"}]
[null,{"$f":"IF(DataInput!B10661=$B$8,IF($B$9=$B$10,TRUE,IF(DataInput!E10661=$B$9,TRUE,FALSE)))","v":true},null,null,{"$f":"IF(B10662=TRUE,DataInput!B10661,NA())","v":"QLD"},{"$f":"IF($E10662=DataInput!$B10661,DataInput!C10661,NA())","v":"QGRN"},{"$f":"IF($E10662=DataInput!$B10661,DataInput!D10661,NA())","v":"Grantleigh (Rail)"},{"$f":"IF($E10662=DataInput!$B10661,DataInput!E10661,NA())","v":"Powerlink"},{"$f":"IF($E10662=DataInput!$B10661,DataInput!F10661,NA())","v":"Summer"},{"$f":"IF($E10662=DataInput!$B10661,DataInput!G10661,NA())","v":"Non-Coincident"},{"$f":"IF($E10662=DataInput!$B10661,DataInput!H10661,NA())","v":2016},{"$f":"IF($E10662=DataInput!$B10661,DataInput!I10661,NA())","v":"TempCorrActualPOE50"},{"$f":"IF($E10662=DataInput!$B10661,DataInput!J10661,NA())","v":"NA"},{"$f":"IF($E10662=DataInput!$B10661,DataInput!K10661,NA())","v":"NA"},null,null,"QLD Grantleigh (Rail)",null,null,null,null,false,null,null,{"$error":"#N/A"},{"$error":"#N/A"},{"$error":"#N/A"},{"$error":"#N/A"},{"$error":"#N/A"},{"$error":"#N/A"},{"$error":"#N/A"},{"$error":"#N/A"},{"$error":"#N/A"},{"$error":"#N/A"}]
[null,{"$f":"IF(DataInput!B10692=$B$8,IF($B$9=$B$10,TRUE,IF(DataInput!E10692=$B$9,TRUE,FALSE)))","v":true},null,null,{"$f":"IF(B10693=TRUE,DataInput!B10692,NA())","v":"QLD"},{"$f":"IF($E10693=DataInput!$B10692,DataInput!C10692,NA())","v":"GreaterTownsville"},{"$f":"IF($E10693=DataInput!$B10692,DataInput!D10692,NA())","v":"Greater Townsville Loop"},{"$f":"IF($E10693=DataInput!$B10692,DataInput!E10692,NA())","v":"Ergon"},{"$f":"IF($E10693=DataInput!$B10692,DataInput!F10692,NA())","v":"Summer"},{"$f":"IF($E10693=DataInput!$B10692,DataInput!G10692,NA())","v":"Non-Coincident"},{"$f":"IF($E10693=DataInput!$B10692,DataInput!H10692,NA())","v":2011},{"$f":"IF($E10693=DataInput!$B10692,DataInput!I10692,NA())","v":"TempCorrActualPOE10"},{"$f":"IF($E10693=DataInput!$B10692,DataInput!J10692,NA())","v":335.07031619181299},{"$f":"IF($E10693=DataInput!$B10692,DataInput!K10692,NA())","v":"NA"},null,null,"QLD Greater Townsville Loop",null,null,null,null,false,null,null,{"$error":"#N/A"},{"$error":"#N/A"},{"$error":"#N/A"},{"$error":"#N/A"},{"$error":"#N/A"},{"$error":"#N/A"},{"$error":"#N/A"},{"$error":"#N/A"},{"$error":"#N/A"},{"$error":"#N/A"}]
[null,{"$f":"IF(DataInput!B10733=$B$8,IF($B$9=$B$10,TRUE,IF(DataInput!E10733=$B$9,TRUE,FALSE)))","v":true},null,null,{"$f":"IF(B10734=TRUE,DataInput!B10733,NA())","v":"QLD"},{"$f":"IF($E10734=DataInput!$B10733,DataInput!C10733,NA())","v":"QGRE"},{"$f":"IF($E10734=DataInput!$B10733,DataInput!D10733,NA())","v":"Gregory (Rail)"},{"$f":"IF($E10734=DataInput!$B10733,DataInput!E10733,NA())","v":"Powerlink"},{"$f":"IF($E10734=DataInput!$B10733,DataInput!F10733,NA())","v":"Summer"},{"$f":"IF($E10734=DataInput!$B10733,DataInput!G10733,NA())","v":"Non-Coincident"},{"$f":"IF($E10734=DataInput!$B10733,DataInput!H10733,NA())","v":2012},{"$f":"IF($E10734=DataInput!$B10733,DataInput!I10733,NA())","v":"TempCorrActualPOE50"},{"$f":"IF($E10734=DataInput!$B10733,DataInput!J10733,NA())","v":"NA"},{"$f":"IF($E10734=DataInput!$B10733,DataInput!K10733,NA())","v":"NA"},null,null,"QLD Gregory (Rail)",null,null,null,null,false,null,null,{"$error":"#N/A"},{"$error":"#N/A"},{"$error":"#N/A"},{"$error":"#N/A"},{"$error":"#N/A"},{"$error":"#N/A"},{"$error":"#N/A"},{"$error":"#N/A"},{"$error":"#N/A"},{"$error":"#N/A"}]
[null,{"$f":"IF(DataInput!B10769=$B$8,IF($B$9=$B$10,TRUE,IF(DataInput!E10769=$B$9,TRUE,FALSE)))","v":true},null,null,{"$f":"IF(B10770=TRUE,DataInput!B10769,NA())","v":"QLD"},{"$f":"IF($E10770=DataInput!$B10769,DataInput!C10769,NA())","v":"QING"},{"$f":"IF($E10770=DataInput!$B10769,DataInput!D10769,NA())","v":"Ingham"},{"$f":"IF($E10770=DataInput!$B10769,DataInput!E10769,NA())","v":"Ergon"},{"$f":"IF($E10770=DataInput!$B10769,DataInput!F10769,NA())","v":"Summer"},{"$f":"IF($E10770=DataInput!$B10769,DataInput!G10769,NA())","v":"Non-Coincident"},{"$f":"IF($E10770=DataInput!$B10769,DataInput!H10769,NA())","v":2015},{"$f":"IF($E10770=DataInput!$B10769,DataInput!I10769,NA())","v":"TempCorrActualPOE50"},{"$f":"IF($E10770=DataInput!$B10769,DataInput!J10769,NA())","v":18.486083464045699},{"$f":"IF($E10770=DataInput!$B10769,DataInput!K10769,NA())","v":"NA"},null,null,"QLD Ingham",null,null,null,null,false,null,null,{"$error":"#N/A"},{"$error":"#N/A"},{"$error":"#N/A"},{"$error":"#N/A"},{"$error":"#N/A"},{"$error":"#N/A"},{"$error":"#N/A"},{"$error":"#N/A"},{"$error":"#N/A"},{"$error":"#N/A"}]
[null,{"$f":"IF(DataInput!B10800=$B$8,IF($B$9=$B$10,TRUE,IF(DataInput!E10800=$B$9,TRUE,FALSE)))","v":true},null,null,{"$f":"IF(B10801=TRUE,DataInput!B10800,NA())","v":"QLD"},{"$f":"IF($E10801=DataInput!$B10800,DataInput!C10800,NA())","v":"QINF"},{"$f":"IF($E10801=DataInput!$B10800,DataInput!D10800,NA())","v":"Innisfail"},{"$f":"IF($E10801=DataInput!$B10800,DataInput!E10800,NA())","v":"Ergon"},{"$f":"IF($E10801=DataInput!$B10800,DataInput!F10800,NA())","v":"Winter"},{"$f":"IF($E10801=DataInput!$B10800,DataInput!G10800,NA())","v":"Non-Coincident"},{"$f":"IF($E10801=DataInput!$B10800,DataInput!H10800,NA())","v":2015},{"$f":"IF($E10801=DataInput!$B10800,DataInput!I10800,NA())","v":"TempCorrActualPOE10"},{"$f":"IF($E10801=DataInput!$B10800,DataInput!J10800,NA())","v":20.282311681841499},{"$f":"IF($E10801=DataInput!$B10800,DataInput!K10800,NA())","v":"NA"},null,null,"QLD Innisfail",null,null,null,null,false,null,null,{"$error":"#N/A"},{"$error":"#N/A"},{"$error":"#N/A"},{"$error":"#N/A"},{"$error":"#N/A"},{"$error":"#N/A"},{"$error":"#N/A"},{"$error":"#N/A"},{"$error":"#N/A"},{"$error":"#N/A"}]
[null,{"$f":"IF(DataInput!B10818=$B$8,IF($B$9=$B$10,TRUE,IF(DataInput!E10818=$B$9,TRUE,FALSE)))","v":true},null,null,{"$f":"IF(B10819=TRUE,DataInput!B10818,NA())","v":"QLD"},{"$f":"IF($E10819=DataInput!$B10818,DataInput!C10818,NA())","v":"QINV"},{"$f":"IF($E10819=DataInput!$B10818,DataInput!D10818,NA())","v":"Invicta Load"},{"$f":"IF($E10819=DataInput!$B10818,DataInput!E10818,NA())","v":"Powerlink"},{"$f":"IF($E10819=DataInput!$B10818,DataInput!F10818,NA())","v":"Summer"},{"$f":"IF($E10819=DataInput!$B10818,DataInput!G10818,NA())","v":"Non-Coincident"},{"$f":"IF($E10819=DataInput!$B10818,DataInput!H10818,NA())","v":2016},{"$f":"IF($E10819=DataInput!$B10818,DataInput!I10818,NA())","v":"TempCorrActualPOE10"},{"$f":"IF($E10819=DataInput!$B10818,DataInput!J10818,NA())","v":"NA"},{"$f":"IF($E10819=DataInput!$B10818,DataInput!K10818,NA())","v":"NA"},null,null,"QLD Invicta Load",null,null,null,null,false,null,null,{"$error":"#N/A"},{"$error":"#N/A"},{"$error":"#N/A"},{"$error":"#N/A"},{"$error":"#N/A"},{"$error":"#N/A"},{"$error":"#N/A"},{"$error":"#N/A"},{"$error":"#N/A"},{"$error":"#N/A"}]
[null,{"$f":"IF(DataInput!B10856=$B$8,IF($B$9=$B$10,TRUE,IF(DataInput!E10856=$B$9,TRUE,FALSE)))","v":true},null,null,{"$f":"IF(B10857=TRUE,DataInput!B10856,NA())","v":"QLD"},{"$f":"IF($E10857=DataInput!$B10856,DataInput!C10856,NA())","v":"QKAM"},{"$f":"IF($E10857=DataInput!$B10856,DataInput!D10856,NA())","v":"Kamerunga"},{"$f":"IF($E10857=DataInput!$B10856,DataInput!E10856,NA())","v":"Ergon"},{"$f":"IF($E10857=DataInput!$B10856,DataInput!F10856,NA())","v":"Summer"},{"$f":"IF($E10857=DataInput!$B10856,DataInput!G10856,NA())","v":"Non-Coincident"},{"$f":"IF($E10857=DataInput!$B10856,DataInput!H10856,NA())","v":2015},{"$f":"IF($E10857=DataInput!$B10856,DataInput!I10856,NA())","v":"TempCorrActualPOE10"},{"$f":"IF($E10857=DataInput!$B10856,DataInput!J10856,NA())","v":63.480405186589898},{"$f":"IF($E10857=DataInput!$B10856,DataInput!K10856,NA())","v":"NA"},null,null,"QLD Kamerunga",null,null,null,null,false,null,null,{"$error":"#N/A"},{"$error":"#N/A"},{"$error":"#N/A"},{"$error":"#N/A"},{"$error":"#N/A"},{"$error":"#N/A"},{"$error":"#N/A"},{"$error":"#N/A"},{"$error":"#N/A"},{"$error":"#N/A"}]
[null,{"$f":"IF(DataInput!B10866=$B$8,IF($B$9=$B$10,TRUE,IF(DataInput!E10866=$B$9,TRUE,FALSE)))","v":true},null,null,{"$f":"IF(B10867=TRUE,DataInput!B10866,NA())","v":"QLD"},{"$f":"IF($E10867=DataInput!$B10866,DataInput!C10866,NA())","v":"QKAM"},{"$f":"IF($E10867=DataInput!$B10866,DataInput!D10866,NA())","v":"Kamerunga"},{"$f":"IF($E10867=DataInput!$B10866,DataInput!E10866,NA())","v":"Ergon"},{"$f":"IF($E10867=DataInput!$B10866,DataInput!F10866,NA())","v":"Winter"},{"$f":"IF($E10867=DataInput!$B10866,DataInput!G10866,NA())","v":"Non-Coincident"},{"$f":"IF($E10867=DataInput!$B10866,DataInput!H10866,NA())","v":2009},{"$f":"IF($E10867=DataInput!$B10866,DataInput!I10866,NA())","v":"TempCorrActualPOE10"},{"$f":"IF($E10867=DataInput!$B10866,DataInput!J10866,NA())","v":41.638668526707001},{"$f":"IF($E10867=DataInput!$B10866,DataInput!K10866,NA())","v":"NA"},null,null,"QLD Kamerunga",null,null,null,null,false,null,null,{"$error":"#N/A"},{"$error":"#N/A"},{"$error":"#N/A"},{"$error":"#N/A"},{"$error":"#N/A"},{"$error":"#N/A"},{"$error":"#N/A"},{"$error":"#N/A"},{"$error":"#N/A"},{"$error":"#N/A"}]
[null,{"$f":"IF(DataInput!B10897=$B$8,IF($B$9=$B$10,TRUE,IF(DataInput!E10897=$B$9,TRUE,FALSE)))","v":true},null,null,{"$f":"IF(B10898=TRUE,DataInput!B10897,NA())","v":"QLD"},{"$f":"IF($E10898=DataInput!$B10897,DataInput!C10897,NA())","v":"QEMS"},{"$f":"IF($E10898=DataInput!$B10897,DataInput!D10897,NA())","v":"Kemmis"},{"$f":"IF($E10898=DataInput!$B10897,DataInput!E10897,NA())","v":"Ergon"},{"$f":"IF($E10898=DataInput!$B10897,DataInput!F10897,NA())","v":"Winter"},{"$f":"IF($E10898=DataInput!$B10897,DataInput!G10897,NA())","v":"Non-Coincident"},{"$f":"IF($E10898=DataInput!$B10897,DataInput!H10897,NA())","v":2008},{"$f":"IF($E10898=DataInput!$B10897,DataInput!I10897,NA())","v":"TempCorrActualPOE50"},{"$f":"IF($E10898=DataInput!$B10897,DataInput!J10897,NA())","v":"NA"},{"$f":"IF($E10898=DataInput!$B10897,DataInput!K10897,NA())","v":"NA"},null,null,"QLD Kemmis",null,null,null,null,false,null,null,{"$error":"#N/A"},{"$error":"#N/A"},{"$error":"#N/A"},{"$error":"#N/A"},{"$error":"#N/A"},{"$error":"#N/A"},{"$error":"#N/A"},{"$error":"#N/A"},{"$error":"#N/A"},{"$error":"#N/A"}]
[null,{"$f":"IF(DataInput!B10928=$B$8,IF($B$9=$B$10,TRUE,IF(DataInput!E10928=$B$9,TRUE,FALSE)))","v":true},null,null,{"$f":"IF(B10929=TRUE,DataInput!B10928,NA())","v":"QLD"},{"$f":"IF($E10929=DataInput!$B10928,DataInput!C10928,NA())","v":"QLIL"},{"$f":"IF($E10929=DataInput!$B10928,DataInput!D10928,NA())","v":"Lilyvale"},{"$f":"IF($E10929=DataInput!$B10928,DataInput!E10928,NA())","v":"Ergon"},{"$f":"IF($E10929=DataInput!$B10928,DataInput!F10928,NA())","v":"Summer"},{"$f":"IF($E10929=DataInput!$B10928,DataInput!G10928,NA())","v":"Non-Coincident"},{"$f":"IF($E10929=DataInput!$B10928,DataInput!H10928,NA())","v":2011},{"$f":"IF($E10929=DataInput!$B10928,DataInput!I10928,NA())","v":"TempCorrActualPOE10"},{"$f":"IF($E10929=DataInput!$B10928,DataInput!J10928,NA())","v":136.75585558348999},{"$f":"IF($E10929=DataInput!$B10928,DataInput!K10928,NA())","v":"NA"},null,null,"QLD Lilyvale",null,null,null,null,false,null,null,{"$error":"#N/A"},{"$error":"#N/A"},{"$error":"#N/A"},{"$error":"#N/A"},{"$error":"#N/A"},{"$error":"#N/A"},{"$error":"#N/A"},{"$error":"#N/A"},{"$error":"#N/A"},{"$error":"#N/A"}]
[null,{"$f":"IF(DataInput!B10955=$B$8,IF($B$9=$B$10,TRUE,IF(DataInput!E10955=$B$9,TRUE,FALSE)))","v":true},null,null,{"$f":"IF(B10956=TRUE,DataInput!B10955,NA())","v":"QLD"},{"$f":"IF($E10956=DataInput!$B10955,DataInput!C10955,NA())","v":"QLCM"},{"$f":"IF($E10956=DataInput!$B10955,DataInput!D10955,NA())","v":"Lilyvale (Barcaldine)"},{"$f":"IF($E10956=DataInput!$B10955,DataInput!E10955,NA())","v":"Ergon"},{"$f":"IF($E10956=DataInput!$B10955,DataInput!F10955,NA())","v":"Summer"},{"$f":"IF($E10956=DataInput!$B10955,DataInput!G10955,NA())","v":"Non-Coincident"},{"$f":"IF($E10956=DataInput!$B10955,DataInput!H10955,NA())","v":2015},{"$f":"IF($E10956=DataInput!$B10955,DataInput!I10955,NA())","v":"TempCorrActualPOE50"},{"$f":"IF($E10956=DataInput!$B10955,DataInput!J10955,NA())","v":42.644183088487097},{"$f":"IF($E10956=DataInput!$B10955,DataInput!K10955,NA())","v":"NA"},null,null,{"$f":"IF(OR(ISERROR(E10956),ISERROR(G10956)),\"  \",E10956&\" \"&G10956)","v":"QLD Lilyvale (Barcaldine)"},null,null,null,null,{"$f":"IF(ISERROR(G10956),FALSE,IF($V$9=G10956,TRUE,FALSE))","v":false},null,null,{"$f":"IF($V10956=TRUE,E10956,NA())","v":{"$error":"#N/A"}},{"$error":"#N/A"},{"$error":"#N/A"},{"$error":"#N/A"},{"$error":"#N/A"},{"$error":"#N/A"},{"$error":"#N/A"},{"$error":"#N/A"},{"$error":"#N/A"},{"$error":"#N/A"}]
[null,{"$f":"IF(DataInput!B10976=$B$8,IF($B$9=$B$10,TRUE,IF(DataInput!E10976=$B$9,TRUE,FALSE)))","v":true},null,null,{"$f":"IF(B10977=TRUE,DataInput!B10976,NA())","v":"QLD"},{"$f":"IF($E10977=DataInput!$B10976,DataInput!C10976,NA())","v":"QLGH"},{"$f":"IF($E10977=DataInput!$B10976,DataInput!D10976,NA())","v":"Loganlea 110"},{"$f":"IF($E10977=DataInput!$B10976,DataInput!E10976,NA())","v":"Energex"},{"$f":"IF($E10977=DataInput!$B10976,DataInput!F10976,NA())","v":"Summer"},{"$f":"IF($E10977=DataInput!$B10976,DataInput!G10976,NA())","v":"Non-Coincident"},{"$f":"IF($E10977=DataInput!$B10976,DataInput!H10976,NA())","v":2012},{"$f":"IF($E10977=DataInput!$B10976,DataInput!I10976,NA())","v":"TempCorrActualPOE10"},{"$f":"IF($E10977=DataInput!$B10976,DataInput!J10976,NA())","v":389.38701891608201},{"$f":"IF($E10977=DataInput!$B10976,DataInput!K10976,NA())","v":"NA"},null,null,"QLD Loganlea 110",null,null,null,null,false,null,null,{"$error":"#N/A"},{"$error":"#N/A"},{"$error":"#N/A"},{"$error":"#N/A"},{"$error":"#N/A"},{"$error":"#N/A"},{"$error":"#N/A"},{"$error":"#N/A"},{"$error":"#N/A"},{"$error":"#N/A"}]
[null,{"$f":"IF(DataInput!B11007=$B$8,IF($B$9=$B$10,TRUE,IF(DataInput!E11007=$B$9,TRUE,FALSE)))","v":true},null,null,{"$f":"IF(B11008=TRUE,DataInput!B11007,NA())","v":"QLD"},{"$f":"IF($E11008=DataInput!$B11007,DataInput!C11007,NA())","v":"QLGL"},{"$f":"IF($E11008=DataInput!$B11007,DataInput!D11007,NA())","v":"Loganlea 33"},{"$f":"IF($E11008=DataInput!$B11007,DataInput!E11007,NA())","v":"Energex"},{"$f":"IF($E11008=DataInput!$B11007,DataInput!F11007,NA())","v":"Summer"},{"$f":"IF($E11008=DataInput!$B11007,DataInput!G11007,NA())","v":"Non-Coincident"},{"$f":"IF($E11008=DataInput!$B11007,DataInput!H11007,NA())","v":2008},{"$f":"IF($E11008=DataInput!$B11007,DataInput!I11007,NA())","v":"TempCorrActualPOE50"},{"$f":"IF($E11008=DataInput!$B11007,DataInput!J11007,NA())","v":94.080877085304905},{"$f":"IF($E11008=DataInput!$B11007,DataInput!K11007,NA())","v":"NA"},null,null,"QLD Loganlea 33",null,null,null,null,false,null,null,{"$error":"#N/A"},{"$error":"#N/A"},{"$error":"#N/A"},{"$error":"#N/A"},{"$error":"#N/A"},{"$error":"#N/A"},{"$error":"#N/A"},{"$error":"#N/A"},{"$error":"#N/A"},{"$error":"#N/A"}]
[null,{"$f":"IF(DataInput!B11054=$B$8,IF($B$9=$B$10,TRUE,IF(DataInput!E11054=$B$9,TRUE,FALSE)))","v":true},null,null,{"$f":"IF(B11055=TRUE,DataInput!B11054,NA())","v":"QLD"},{"$f":"IF($E11055=DataInput!$B11054,DataInput!C11054,NA())","v":"QMKA"},{"$f":"IF($E11055=DataInput!$B11054,DataInput!D11054,NA())","v":"Mackay"},{"$f":"IF($E11055=DataInput!$B11054,DataInput!E11054,NA())","v":"Ergon"},{"$f":"IF($E11055=DataInput!$B11054,DataInput!F11054,NA())","v":"Summer"},{"$f":"IF($E11055=DataInput!$B11054,DataInput!G11054,NA())","v":"Non-Coincident"},{"$f":"IF($E11055=DataInput!$B11054,DataInput!H11054,NA())","v":2011},{"$f":"IF($E11055=DataInput!$B11054,DataInput!I11054,NA())","v":"TempCorrActualPOE10"},{"$f":"IF($E11055=DataInput!$B11054,DataInput!J11054,NA())","v":116.12752345969599},{"$f":"IF($E11055=DataInput!$B11054,DataInput!K11054,NA())","v":"NA"},null,null,"QLD Mackay",null,null,null,null,false,null,null,{"$error":"#N/A"},{"$error":"#N/A"},{"$error":"#N/A"},{"$error":"#N/A"},{"$error":"#N/A"},{"$error":"#N/A"},{"$error":"#N/A"},{"$error":"#N/A"},{"$error":"#N/A"},{"$error":"#N/A"}]
[null,{"$f":"IF(DataInput!B11078=$B$8,IF($B$9=$B$10,TRUE,IF(DataInput!E11078=$B$9,TRUE,FALSE)))","v":true},null,null,{"$f":"IF(B11079=TRUE,DataInput!B11078,NA())","v":"QLD"},{"$f":"IF($E11079=DataInput!$B11078,DataInput!C11078,NA())","v":"QMKA"},{"$f":"IF($E11079=DataInput!$B11078,DataInput!D11078,NA())","v":"Mackay"},{"$f":"IF($E11079=DataInput!$B11078,DataInput!E11078,NA())","v":"Ergon"},{"$f":"IF($E11079=DataInput!$B11078,DataInput!F11078,NA())","v":"Winter"},{"$f":"IF($E11079=DataInput!$B11078,DataInput!G11078,NA())","v":"Non-Coincident"},{"$f":"IF($E11079=DataInput!$B11078,DataInput!H11078,NA())","v":2012},{"$f":"IF($E11079=DataInput!$B11078,DataInput!I11078,NA())","v":"TempCorrActualPOE10"},{"$f":"IF($E11079=DataInput!$B11078,DataInput!J11078,NA())","v":73.240663165497807},{"$f":"IF($E11079=DataInput!$B11078,DataInput!K11078,NA())","v":"NA"},null,null,"QLD Mackay",null,null,null,null,false,null,null,{"$error":"#N/A"},{"$error":"#N/A"},{"$error":"#N/A"},{"$error":"#N/A"},{"$error":"#N/A"},{"$error":"#N/A"},{"$error":"#N/A"},{"$error":"#N/A"},{"$error":"#N/A"},{"$error":"#N/A"}]
[null,{"$f":"IF(DataInput!B11102=$B$8,IF($B$9=$B$10,TRUE,IF(DataInput!E11102=$B$9,TRUE,FALSE)))","v":true},null,null,{"$f":"IF(B11103=TRUE,DataInput!B11102,NA())","v":"QLD"},{"$f":"IF($E11103=DataInput!$B11102,DataInput!C11102,NA())","v":"QMRG"},{"$f":"IF($E11103=DataInput!$B11102,DataInput!D11102,NA())","v":"Middle Ridge (Ergon)"},{"$f":"IF($E11103=DataInput!$B11102,DataInput!E11102,NA())","v":"Ergon"},{"$f":"IF($E11103=DataInput!$B11102,DataInput!F11102,NA())","v":"Summer"},{"$f":"IF($E11103=DataInput!$B11102,DataInput!G11102,NA())","v":"Non-Coincident"},{"$f":"IF($E11103=DataInput!$B11102,DataInput!H11102,NA())","v":2015},{"$f":"IF($E11103=DataInput!$B11102,DataInput!I11102,NA())","v":"TempCorrActualPOE10"},{"$f":"IF($E11103=DataInput!$B11102,DataInput!J11102,NA())","v":239.852828222364},{"$f":"IF($E11103=DataInput!$B11102,DataInput!K11102,NA())","v":"NA"},null,null,"QLD Middle Ridge (Ergon)",null,null,null,null,false,null,null,{"$error":"#N/A"},{"$error":"#N/A"},{"$error":"#N/A"},{"$error":"#N/A"},{"$error":"#N/A"},{"$error":"#N/A"},{"$error":"#N/A"},{"$error":"#N/A"},{"$error":"#N/A"},{"$error":"#N/A"}]
[null,{"$f":"IF(DataInput!B11133=$B$8,IF($B$9=$B$10,TRUE,IF(DataInput!E11133=$B$9,TRUE,FALSE)))","v":true},null,null,{"$f":"IF(B11134=TRUE,DataInput!B11133,NA())","v":"QLD"},{"$f":"IF($E11134=DataInput!$B11133,DataInput!C11133,NA())","v":"QMND"},{"$f":"IF($E11134=DataInput!$B11133,DataInput!D11133,NA())","v":"Mindi (Rail)"},{"$f":"IF($E11134=DataInput!$B11133,DataInput!E11133,NA())","v":"Powerlink"},{"$f":"IF($E11134=DataInput!$B11133,DataInput!F11133,NA())","v":"Summer"},{"$f":"IF($E11134=DataInput!$B11133,DataInput!G11133,NA())","v":"Non-Coincident"},{"$f":"IF($E11134=DataInput!$B11133,DataInput!H11133,NA())","v":2014},{"$f":"IF($E11134=DataInput!$B11133,DataInput!I11133,NA())","v":"TempCorrActualPOE50"},{"$f":"IF($E11134=DataInput!$B11133,DataInput!J11133,NA())","v":"NA"},{"$f":"IF($E11134=DataInput!$B11133,DataInput!K11133,NA())","v":"NA"},null,null,"QLD Mindi (Rail)",null,null,null,null,false,null,null,{"$error":"#N/A"},{"$error":"#N/A"},{"$error":"#N/A"},{"$error":"#N/A"},{"$error":"#N/A"},{"$error":"#N/A"},{"$error":"#N/A"},{"$error":"#N/A"},{"$error":"#N/A"},{"$error":"#N/A"}]
[null,{"$f":"IF(DataInput!B11164=$B$8,IF($B$9=$B$10,TRUE,IF(DataInput!E11164=$B$9,TRUE,FALSE)))","v":true},null,null,{"$f":"IF(B11165=TRUE,DataInput!B11164,NA())","v":"QLD"},{"$f":"IF($E11165=DataInput!$B11164,DataInput!C11164,NA())","v":"QMAR"},{"$f":"IF($E11165=DataInput!$B11164,DataInput!D11164,NA())","v":"Molendinar"},{"$f":"IF($E11165=DataInput!$B11164,DataInput!E11164,NA())","v":"Energex"},{"$f":"IF($E11165=DataInput!$B11164,DataInput!F11164,NA())","v":"Summer"},{"$f":"IF($E11165=DataInput!$B11164,DataInput!G11164,NA())","v":"Non-Coincident"},{"$f":"IF($E11165=DataInput!$B11164,DataInput!H11164,NA())","v":2013},{"$f":"IF($E11165=DataInput!$B11164,DataInput!I11164,NA())","v":"TempCorrActualPOE10"},{"$f":"IF($E11165=DataInput!$B11164,DataInput!J11164,NA())","v":417.979868238314},{"$f":"IF($E11165=DataInput!$B11164,DataInput!K11164,NA())","v":"NA"},null,null,"QLD Molendinar",null,null,null,null,false,null,null,{"$error":"#N/A"},{"$error":"#N/A"},{"$error":"#N/A"},{"$error":"#N/A"},{"$error":"#N/A"},{"$error":"#N/A"},{"$error":"#N/A"},{"$error":"#N/A"},{"$error":"#N/A"},{"$error":"#N/A"}]
[null,{"$f":"IF(DataInput!B11205=$B$8,IF($B$9=$B$10,TRUE,IF(DataInput!E11205=$B$9,TRUE,FALSE)))","v":true},null,null,{"$f":"IF(B11206=TRUE,DataInput!B11205,NA())","v":"QLD"},{"$f":"IF($E11206=DataInput!$B11205,DataInput!C11205,NA())","v":"QMRL"},{"$f":"IF($E11206=DataInput!$B11205,DataInput!D11205,NA())","v":"Moranbah (Town)"},{"$f":"IF($E11206=DataInput!$B11205,DataInput!E11205,NA())","v":"Ergon"},{"$f":"IF($E11206=DataInput!$B11205,DataInput!F11205,NA())","v":"Summer"},{"$f":"IF($E11206=DataInput!$B11205,DataInput!G11205,NA())","v":"Non-Coincident"},{"$f":"IF($E11206=DataInput!$B11205,DataInput!H11205,NA())","v":2009},{"$f":"IF($E11206=DataInput!$B11205,DataInput!I11205,NA())","v":"TempCorrActualPOE50"},{"$f":"IF($E11206=DataInput!$B11205,DataInput!J11205,NA())","v":11.568854056340699},{"$f":"IF($E11206=DataInput!$B11205,DataInput!K11205,NA())","v":"NA"},null,null,"QLD Moranbah (Town)",null,null,null,null,false,null,null,{"$error":"#N/A"},{"$error":"#N/A"},{"$error":"#N/A"},{"$error":"#N/A"},{"$error":"#N/A"},{"$error":"#N/A"},{"$error":"#N/A"},{"$error":"#N/A"},{"$error":"#N/A"},{"$error":"#N/A"}]
[null,{"$f":"IF(DataInput!B11212=$B$8,IF($B$9=$B$10,TRUE,IF(DataInput!E11212=$B$9,TRUE,FALSE)))","v":true},null,null,{"$f":"IF(B11213=TRUE,DataInput!B11212,NA())","v":"QLD"},{"$f":"IF($E11213=DataInput!$B11212,DataInput!C11212,NA())","v":"QMRL"},{"$f":"IF($E11213=DataInput!$B11212,DataInput!D11212,NA())","v":"Moranbah (Town)"},{"$f":"IF($E11213=DataInput!$B11212,DataInput!E11212,NA())","v":"Ergon"},{"$f":"IF($E11213=DataInput!$B11212,DataInput!F11212,NA())","v":"Summer"},{"$f":"IF($E11213=DataInput!$B11212,DataInput!G11212,NA())","v":"Non-Coincident"},{"$f":"IF($E11213=DataInput!$B11212,DataInput!H11212,NA())","v":2012},{"$f":"IF($E11213=DataInput!$B11212,DataInput!I11212,NA())","v":"TempCorrActualPOE10"},{"$f":"IF($E11213=DataInput!$B11212,DataInput!J11212,NA())","v":11.8601130465605},{"$f":"IF($E11213=DataInput!$B11212,DataInput!K11212,NA())","v":"NA"},null,null,"QLD Moranbah (Town)",null,null,null,null,false,null,null,{"$error":"#N/A"},{"$error":"#N/A"},{"$error":"#N/A"},{"$error":"#N/A"},{"$error":"#N/A"},{"$error":"#N/A"},{"$error":"#N/A"},{"$error":"#N/A"},{"$error":"#N/A"},{"$error":"#N/A"}]
[null,{"$f":"IF(DataInput!B11243=$B$8,IF($B$9=$B$10,TRUE,IF(DataInput!E11243=$B$9,TRUE,FALSE)))","v":true},null,null,{"$f":"IF(B11244=TRUE,DataInput!B11243,NA())","v":"QLD"},{"$f":"IF($E11244=DataInput!$B11243,DataInput!C11243,NA())","v":"QMBS"},{"$f":"IF($E11244=DataInput!$B11243,DataInput!D11243,NA())","v":"Moranbah South (Rail)"},{"$f":"IF($E11244=DataInput!$B11243,DataInput!E11243,NA())","v":"Powerlink"},{"$f":"IF($E11244=DataInput!$B11243,DataInput!F11243,NA())","v":"Summer"},{"$f":"IF($E11244=DataInput!$B11243,DataInput!G11243,NA())","v":"Non-Coincident"},{"$f":"IF($E11244=DataInput!$B11243,DataInput!H11243,NA())","v":2009},{"$f":"IF($E11244=DataInput!$B11243,DataInput!I11243,NA())","v":"TempCorrActualPOE50"},{"$f":"IF($E11244=DataInput!$B11243,DataInput!J11243,NA())","v":"NA"},{"$f":"IF($E11244=DataInput!$B11243,DataInput!K11243,NA())","v":"NA"},null,null,"QLD Moranbah South (Rail)",null,null,null,null,false,null,null,{"$error":"#N/A"},{"$error":"#N/A"},{"$error":"#N/A"},{"$error":"#N/A"},{"$error":"#N/A"},{"$error":"#N/A"},{"$error":"#N/A"},{"$error":"#N/A"},{"$error":"#N/A"},{"$error":"#N/A"}]
[null,{"$f":"IF(DataInput!B11290=$B$8,IF($B$9=$B$10,TRUE,IF(DataInput!E11290=$B$9,TRUE,FALSE)))","v":true},null,null,{"$f":"IF(B11291=TRUE,DataInput!B11290,NA())","v":"QLD"},{"$f":"IF($E11291=DataInput!$B11290,DataInput!C11290,NA())","v":"QMRH"},{"$f":"IF($E11291=DataInput!$B11290,DataInput!D11290,NA())","v":"Moranbah Substation"},{"$f":"IF($E11291=DataInput!$B11290,DataInput!E11290,NA())","v":"Ergon"},{"$f":"IF($E11291=DataInput!$B11290,DataInput!F11290,NA())","v":"Winter"},{"$f":"IF($E11291=DataInput!$B11290,DataInput!G11290,NA())","v":"Non-Coincident"},{"$f":"IF($E11291=DataInput!$B11290,DataInput!H11290,NA())","v":2015},{"$f":"IF($E11291=DataInput!$B11290,DataInput!I11290,NA())","v":"TempCorrActualPOE10"},{"$f":"IF($E11291=DataInput!$B11290,DataInput!J11290,NA())","v":42.364143197855398},{"$f":"IF($E11291=DataInput!$B11290,DataInput!K11290,NA())","v":"NA"},null,null,"QLD Moranbah Substation",null,null,null,null,false,null,null,{"$error":"#N/A"},{"$error":"#N/A"},{"$error":"#N/A"},{"$error":"#N/A"},{"$error":"#N/A"},{"$error":"#N/A"},{"$error":"#N/A"},{"$error":"#N/A"},{"$error":"#N/A"},{"$error":"#N/A"}]
[null,{"$f":"IF(DataInput!B11300=$B$8,IF($B$9=$B$10,TRUE,IF(DataInput!E11300=$B$9,TRUE,FALSE)))","v":true},null,null,{"$f":"IF(B11301=TRUE,DataInput!B11300,NA())","v":"QLD"},{"$f":"IF($E11301=DataInput!$B11300,DataInput!C11300,NA())","v":"QMRA"},{"$f":"IF($E11301=DataInput!$B11300,DataInput!D11300,NA())","v":"Moura"},{"$f":"IF($E11301=DataInput!$B11300,DataInput!E11300,NA())","v":"Ergon"},{"$f":"IF($E11301=DataInput!$B11300,DataInput!F11300,NA())","v":"Summer"},{"$f":"IF($E11301=DataInput!$B11300,DataInput!G11300,NA())","v":"Non-Coincident"},{"$f":"IF($E11301=DataInput!$B11300,DataInput!H11300,NA())","v":2014},{"$f":"IF($E11301=DataInput!$B11300,DataInput!I11300,NA())","v":"TempCorrActualPOE10"},{"$f":"IF($E11301=DataInput!$B11300,DataInput!J11300,NA())","v":56.346633212617},{"$f":"IF($E11301=DataInput!$B11300,DataInput!K11300,NA())","v":"NA"},null,null,"QLD Moura",null,null,null,null,false,null,null,{"$error":"#N/A"},{"$error":"#N/A"},{"$error":"#N/A"},{"$error":"#N/A"},{"$error":"#N/A"},{"$error":"#N/A"},{"$error":"#N/A"},{"$error":"#N/A"},{"$error":"#N/A"},{"$error":"#N/A"}]
[null,{"$f":"IF(DataInput!B11338=$B$8,IF($B$9=$B$10,TRUE,IF(DataInput!E11338=$B$9,TRUE,FALSE)))","v":true},null,null,{"$f":"IF(B11339=TRUE,DataInput!B11338,NA())","v":"QLD"},{"$f":"IF($E11339=DataInput!$B11338,DataInput!C11338,NA())","v":"QMTM"},{"$f":"IF($E11339=DataInput!$B11338,DataInput!D11338,NA())","v":"Mt Mclaren (Rail)"},{"$f":"IF($E11339=DataInput!$B11338,DataInput!E11338,NA())","v":"Powerlink"},{"$f":"IF($E11339=DataInput!$B11338,DataInput!F11338,NA())","v":"Winter"},{"$f":"IF($E11339=DataInput!$B11338,DataInput!G11338,NA())","v":"Non-Coincident"},{"$f":"IF($E11339=DataInput!$B11338,DataInput!H11338,NA())","v":2006},{"$f":"IF($E11339=DataInput!$B11338,DataInput!I11338,NA())","v":"TempCorrActualPOE10"},{"$f":"IF($E11339=DataInput!$B11338,DataInput!J11338,NA())","v":"NA"},{"$f":"IF($E11339=DataInput!$B11338,DataInput!K11338,NA())","v":"NA"},null,null,"QLD Mt Mclaren (Rail)",null,null,null,null,false,null,null,{"$error":"#N/A"},{"$error":"#N/A"},{"$error":"#N/A"},{"$error":"#N/A"},{"$error":"#N/A"},{"$error":"#N/A"},{"$error":"#N/A"},{"$error":"#N/A"},{"$error":"#N/A"},{"$error":"#N/A"}]
[null,{"$f":"IF(DataInput!B11369=$B$8,IF($B$9=$B$10,TRUE,IF(DataInput!E11369=$B$9,TRUE,FALSE)))","v":true},null,null,{"$f":"IF(B11370=TRUE,DataInput!B11369,NA())","v":"QLD"},{"$f":"IF($E11370=DataInput!$B11369,DataInput!C11369,NA())","v":"QMGB"},{"$f":"IF($E11370=DataInput!$B11369,DataInput!D11369,NA())","v":"Mudgeeraba 110"},{"$f":"IF($E11370=DataInput!$B11369,DataInput!E11369,NA())","v":"Energex"},{"$f":"IF($E11370=DataInput!$B11369,DataInput!F11369,NA())","v":"Summer"},{"$f":"IF($E11370=DataInput!$B11369,DataInput!G11369,NA())","v":"Non-Coincident"},{"$f":"IF($E11370=DataInput!$B11369,DataInput!H11369,NA())","v":2013},{"$f":"IF($E11370=DataInput!$B11369,DataInput!I11369,NA())","v":"TempCorrActualPOE50"},{"$f":"IF($E11370=DataInput!$B11369,DataInput!J11369,NA())","v":315.78517225695498},{"$f":"IF($E11370=DataInput!$B11369,DataInput!K11369,NA())","v":"NA"},null,null,"QLD Mudgeeraba 110",null,null,null,null,false,null,null,{"$error":"#N/A"},{"$error":"#N/A"},{"$error":"#N/A"},{"$error":"#N/A"},{"$error":"#N/A"},{"$error":"#N/A"},{"$error":"#N/A"},{"$error":"#N/A"},{"$error":"#N/A"},{"$error":"#N/A"}]
[null,{"$f":"IF(DataInput!B11400=$B$8,IF($B$9=$B$10,TRUE,IF(DataInput!E11400=$B$9,TRUE,FALSE)))","v":true},null,null,{"$f":"IF(B11401=TRUE,DataInput!B11400,NA())","v":"QLD"},{"$f":"IF($E11401=DataInput!$B11400,DataInput!C11400,NA())","v":"QMGL"},{"$f":"IF($E11401=DataInput!$B11400,DataInput!D11400,NA())","v":"Mudgeeraba 33"},{"$f":"IF($E11401=DataInput!$B11400,DataInput!E11400,NA())","v":"Energex"},{"$f":"IF($E11401=DataInput!$B11400,DataInput!F11400,NA())","v":"Summer"},{"$f":"IF($E11401=DataInput!$B11400,DataInput!G11400,NA())","v":"Non-Coincident"},{"$f":"IF($E11401=DataInput!$B11400,DataInput!H11400,NA())","v":2011},{"$f":"IF($E11401=DataInput!$B11400,DataInput!I11400,NA())","v":"TempCorrActualPOE10"},{"$f":"IF($E11401=DataInput!$B11400,DataInput!J11400,NA())","v":18.1264168837344},{"$f":"IF($E11401=DataInput!$B11400,DataInput!K11400,NA())","v":"NA"},null,null,"QLD Mudgeeraba 33",null,null,null,null,false,null,null,{"$error":"#N/A"},{"$error":"#N/A"},{"$error":"#N/A"},{"$error":"#N/A"},{"$error":"#N/A"},{"$error":"#N/A"},{"$error":"#N/A"},{"$error":"#N/A"},{"$error":"#N/A"},{"$error":"#N/A"}]
[null,{"$f":"IF(DataInput!B11427=$B$8,IF($B$9=$B$10,TRUE,IF(DataInput!E11427=$B$9,TRUE,FALSE)))","v":true},null,null,{"$f":"IF(B11428=TRUE,DataInput!B11427,NA())","v":"QLD"},{"$f":"IF($E11428=DataInput!$B11427,DataInput!C11427,NA())","v":"QMRE"},{"$f":"IF($E11428=DataInput!$B11427,DataInput!D11427,NA())","v":"Murarrie (Belmont)"},{"$f":"IF($E11428=DataInput!$B11427,DataInput!E11427,NA())","v":"Energex"},{"$f":"IF($E11428=DataInput!$B11427,DataInput!F11427,NA())","v":"Summer"},{"$f":"IF($E11428=DataInput!$B11427,DataInput!G11427,NA())","v":"Non-Coincident"},{"$f":"IF($E11428=DataInput!$B11427,DataInput!H11427,NA())","v":2009},{"$f":"IF($E11428=DataInput!$B11427,DataInput!I11427,NA())","v":"TempCorrActualPOE50"},{"$f":"IF($E11428=DataInput!$B11427,DataInput!J11427,NA())","v":396.403816514087},{"$f":"IF($E11428=DataInput!$B11427,DataInput!K11427,NA())","v":"NA"},null,null,"QLD Murarrie (Belmont)",null,null,null,null,false,null,null,{"$error":"#N/A"},{"$error":"#N/A"},{"$error":"#N/A"},{"$error":"#N/A"},{"$error":"#N/A"},{"$error":"#N/A"},{"$error":"#N/A"},{"$error":"#N/A"},{"$error":"#N/A"},{"$error":"#N/A"}]
[null,{"$f":"IF(DataInput!B11448=$B$8,IF($B$9=$B$10,TRUE,IF(DataInput!E11448=$B$9,TRUE,FALSE)))","v":true},null,null,{"$f":"IF(B11449=TRUE,DataInput!B11448,NA())","v":"QLD"},{"$f":"IF($E11449=DataInput!$B11448,DataInput!C11448,NA())","v":"QMRE"},{"$f":"IF($E11449=DataInput!$B11448,DataInput!D11448,NA())","v":"Murarrie (Belmont)"},{"$f":"IF($E11449=DataInput!$B11448,DataInput!E11448,NA())","v":"Energex"},{"$f":"IF($E11449=DataInput!$B11448,DataInput!F11448,NA())","v":"Winter"},{"$f":"IF($E11449=DataInput!$B11448,DataInput!G11448,NA())","v":"Non-Coincident"},{"$f":"IF($E11449=DataInput!$B11448,DataInput!H11448,NA())","v":2009},{"$f":"IF($E11449=DataInput!$B11448,DataInput!I11448,NA())","v":"TempCorrActualPOE10"},{"$f":"IF($E11449=DataInput!$B11448,DataInput!J11448,NA())","v":355.92285627676102},{"$f":"IF($E11449=DataInput!$B11448,DataInput!K11448,NA())","v":"NA"},null,null,"QLD Murarrie (Belmont)",null,null,null,null,false,null,null,{"$error":"#N/A"},{"$error":"#N/A"},{"$error":"#N/A"},{"$error":"#N/A"},{"$error":"#N/A"},{"$error":"#N/A"},{"$error":"#N/A"},{"$error":"#N/A"},{"$error":"#N/A"},{"$error":"#N/A"}]
[null,{"$f":"IF(DataInput!B11466=$B$8,IF($B$9=$B$10,TRUE,IF(DataInput!E11466=$B$9,TRUE,FALSE)))","v":true},null,null,{"$f":"IF(B11467=TRUE,DataInput!B11466,NA())","v":"QLD"},{"$f":"IF($E11467=DataInput!$B11466,DataInput!C11466,NA())","v":"QNEB"},{"$f":"IF($E11467=DataInput!$B11466,DataInput!D11466,NA())","v":"Nebo"},{"$f":"IF($E11467=DataInput!$B11466,DataInput!E11466,NA())","v":"Ergon"},{"$f":"IF($E11467=DataInput!$B11466,DataInput!F11466,NA())","v":"Summer"},{"$f":"IF($E11467=DataInput!$B11466,DataInput!G11466,NA())","v":"Non-Coincident"},{"$f":"IF($E11467=DataInput!$B11466,DataInput!H11466,NA())","v":2009},{"$f":"IF($E11467=DataInput!$B11466,DataInput!I11466,NA())","v":"TempCorrActualPOE10"},{"$f":"IF($E11467=DataInput!$B11466,DataInput!J11466,NA())","v":3.3511981223238898},{"$f":"IF($E11467=DataInput!$B11466,DataInput!K11466,NA())","v":"NA"},null,null,"QLD Nebo",null,null,null,null,false,null,null,{"$error":"#N/A"},{"$error":"#N/A"},{"$error":"#N/A"},{"$error":"#N/A"},{"$error":"#N/A"},{"$error":"#N/A"},{"$error":"#N/A"},{"$error":"#N/A"},{"$error":"#N/A"},{"$error":"#N/A"}]
[null,{"$f":"IF(DataInput!B11497=$B$8,IF($B$9=$B$10,TRUE,IF(DataInput!E11497=$B$9,TRUE,FALSE)))","v":true},null,null,{"$f":"IF(B11498=TRUE,DataInput!B11497,NA())","v":"QLD"},{"$f":"IF($E11498=DataInput!$B11497,DataInput!C11497,NA())","v":"QNEB"},{"$f":"IF($E11498=DataInput!$B11497,DataInput!D11497,NA())","v":"Nebo"},{"$f":"IF($E11498=DataInput!$B11497,DataInput!E11497,NA())","v":"Ergon"},{"$f":"IF($E11498=DataInput!$B11497,DataInput!F11497,NA())","v":"Winter"},{"$f":"IF($E11498=DataInput!$B11497,DataInput!G11497,NA())","v":"Non-Coincident"},{"$f":"IF($E11498=DataInput!$B11497,DataInput!H11497,NA())","v":2014},{"$f":"IF($E11498=DataInput!$B11497,DataInput!I11497,NA())","v":"TempCorrActualPOE50"},{"$f":"IF($E11498=DataInput!$B11497,DataInput!J11497,NA())","v":2.9221573410303101},{"$f":"IF($E11498=DataInput!$B11497,DataInput!K11497,NA())","v":"NA"},null,null,"QLD Nebo",null,null,null,null,false,null,null,{"$error":"#N/A"},{"$error":"#N/A"},{"$error":"#N/A"},{"$error":"#N/A"},{"$error":"#N/A"},{"$error":"#N/A"},{"$error":"#N/A"},{"$error":"#N/A"},{"$error":"#N/A"},{"$error":"#N/A"}]
[null,{"$f":"IF(DataInput!B11550=$B$8,IF($B$9=$B$10,TRUE,IF(DataInput!E11550=$B$9,TRUE,FALSE)))","v":true},null,null,{"$f":"IF(B11551=TRUE,DataInput!B11550,NA())","v":"QLD"},{"$f":"IF($E11551=DataInput!$B11550,DataInput!C11550,NA())","v":"QNOR"},{"$f":"IF($E11551=DataInput!$B11550,DataInput!D11550,NA())","v":"Norwich Park (Rail)"},{"$f":"IF($E11551=DataInput!$B11550,DataInput!E11550,NA())","v":"Powerlink"},{"$f":"IF($E11551=DataInput!$B11550,DataInput!F11550,NA())","v":"Summer"},{"$f":"IF($E11551=DataInput!$B11550,DataInput!G11550,NA())","v":"Non-Coincident"},{"$f":"IF($E11551=DataInput!$B11550,DataInput!H11550,NA())","v":2009},{"$f":"IF($E11551=DataInput!$B11550,DataInput!I11550,NA())","v":"TempCorrActualPOE10"},{"$f":"IF($E11551=DataInput!$B11550,DataInput!J11550,NA())","v":"NA"},{"$f":"IF($E11551=DataInput!$B11550,DataInput!K11550,NA())","v":"NA"},null,null,"QLD Norwich Park (Rail)",null,null,null,null,false,null,null,{"$error":"#N/A"},{"$error":"#N/A"},{"$error":"#N/A"},{"$error":"#N/A"},{"$error":"#N/A"},{"$error":"#N/A"},{"$error":"#N/A"},{"$error":"#N/A"},{"$error":"#N/A"},{"$error":"#N/A"}]
[null,{"$f":"IF(DataInput!B11574=$B$8,IF($B$9=$B$10,TRUE,IF(DataInput!E11574=$B$9,TRUE,FALSE)))","v":true},null,null,{"$f":"IF(B11575=TRUE,DataInput!B11574,NA())","v":"QLD"},{"$f":"IF($E11575=DataInput!$B11574,DataInput!C11574,NA())","v":"QNOR"},{"$f":"IF($E11575=DataInput!$B11574,DataInput!D11574,NA())","v":"Norwich Park (Rail)"},{"$f":"IF($E11575=DataInput!$B11574,DataInput!E11574,NA())","v":"Powerlink"},{"$f":"IF($E11575=DataInput!$B11574,DataInput!F11574,NA())","v":"Winter"},{"$f":"IF($E11575=DataInput!$B11574,DataInput!G11574,NA())","v":"Non-Coincident"},{"$f":"IF($E11575=DataInput!$B11574,DataInput!H11574,NA())","v":2010},{"$f":"IF($E11575=DataInput!$B11574,DataInput!I11574,NA())","v":"TempCorrActualPOE10"},{"$f":"IF($E11575=DataInput!$B11574,DataInput!J11574,NA())","v":"NA"},{"$f":"IF($E11575=DataInput!$B11574,DataInput!K11574,NA())","v":"NA"},null,null,"QLD Norwich Park (Rail)",null,null,null,null,false,null,null,{"$error":"#N/A"},{"$error":"#N/A"},{"$error":"#N/A"},{"$error":"#N/A"},{"$error":"#N/A"},{"$error":"#N/A"},{"$error":"#N/A"},{"$error":"#N/A"},{"$error":"#N/A"},{"$error":"#N/A"}]
[null,{"$f":"IF(DataInput!B11605=$B$8,IF($B$9=$B$10,TRUE,IF(DataInput!E11605=$B$9,TRUE,FALSE)))","v":true},null,null,{"$f":"IF(B11606=TRUE,DataInput!B11605,NA())","v":"QLD"},{"$f":"IF($E11606=DataInput!$B11605,DataInput!C11605,NA())","v":"QOKT"},{"$f":"IF($E11606=DataInput!$B11605,DataInput!D11605,NA())","v":"Oakey"},{"$f":"IF($E11606=DataInput!$B11605,DataInput!E11605,NA())","v":"Ergon"},{"$f":"IF($E11606=DataInput!$B11605,DataInput!F11605,NA())","v":"Winter"},{"$f":"IF($E11606=DataInput!$B11605,DataInput!G11605,NA())","v":"Non-Coincident"},{"$f":"IF($E11606=DataInput!$B11605,DataInput!H11605,NA())","v":2014},{"$f":"IF($E11606=DataInput!$B11605,DataInput!I11605,NA())","v":"TempCorrActualPOE50"},{"$f":"IF($E11606=DataInput!$B11605,DataInput!J11605,NA())","v":26.644799980241402},{"$f":"IF($E11606=DataInput!$B11605,DataInput!K11605,NA())","v":"NA"},null,null,"QLD Oakey",null,null,null,null,false,null,null,{"$error":"#N/A"},{"$error":"#N/A"},{"$error":"#N/A"},{"$error":"#N/A"},{"$error":"#N/A"},{"$error":"#N/A"},{"$error":"#N/A"},{"$error":"#N/A"},{"$error":"#N/A"},{"$error":"#N/A"}]
[null,{"$f":"IF(DataInput!B11636=$B$8,IF($B$9=$B$10,TRUE,IF(DataInput!E11636=$B$9,TRUE,FALSE)))","v":true},null,null,{"$f":"IF(B11637=TRUE,DataInput!B11636,NA())","v":"QLD"},{"$f":"IF($E11637=DataInput!$B11636,DataInput!C11636,NA())","v":"QOON"},{"$f":"IF($E11637=DataInput!$B11636,DataInput!D11636,NA())","v":"Oonooie (Rail)"},{"$f":"IF($E11637=DataInput!$B11636,DataInput!E11636,NA())","v":"Powerlink"},{"$f":"IF($E11637=DataInput!$B11636,DataInput!F11636,NA())","v":"Winter"},{"$f":"IF($E11637=DataInput!$B11636,DataInput!G11636,NA())","v":"Non-Coincident"},{"$f":"IF($E11637=DataInput!$B11636,DataInput!H11636,NA())","v":2012},{"$f":"IF($E11637=DataInput!$B11636,DataInput!I11636,NA())","v":"TempCorrActualPOE10"},{"$f":"IF($E11637=DataInput!$B11636,DataInput!J11636,NA())","v":"NA"},{"$f":"IF($E11637=DataInput!$B11636,DataInput!K11636,NA())","v":"NA"},null,null,"QLD Oonooie (Rail)",null,null,null,null,false,null,null,{"$error":"#N/A"},{"$error":"#N/A"},{"$error":"#N/A"},{"$error":"#N/A"},{"$error":"#N/A"},{"$error":"#N/A"},{"$error":"#N/A"},{"$error":"#N/A"},{"$error":"#N/A"},{"$error":"#N/A"}]
[null,{"$f":"IF(DataInput!B11649=$B$8,IF($B$9=$B$10,TRUE,IF(DataInput!E11649=$B$9,TRUE,FALSE)))","v":true},null,null,{"$f":"IF(B11650=TRUE,DataInput!B11649,NA())","v":"QLD"},{"$f":"IF($E11650=DataInput!$B11649,DataInput!C11649,NA())","v":"QPWD"},{"$f":"IF($E11650=DataInput!$B11649,DataInput!D11649,NA())","v":"Palmwoods"},{"$f":"IF($E11650=DataInput!$B11649,DataInput!E11649,NA())","v":"Energex"},{"$f":"IF($E11650=DataInput!$B11649,DataInput!F11649,NA())","v":"Summer"},{"$f":"IF($E11650=DataInput!$B11649,DataInput!G11649,NA())","v":"Non-Coincident"},{"$f":"IF($E11650=DataInput!$B11649,DataInput!H11649,NA())","v":2007},{"$f":"IF($E11650=DataInput!$B11649,DataInput!I11649,NA())","v":"TempCorrActualPOE50"},{"$f":"IF($E11650=DataInput!$B11649,DataInput!J11649,NA())","v":341.51468803018201},{"$f":"IF($E11650=DataInput!$B11649,DataInput!K11649,NA())","v":"NA"},null,null,"QLD Palmwoods",null,null,null,null,false,null,null,{"$error":"#N/A"},{"$error":"#N/A"},{"$error":"#N/A"},{"$error":"#N/A"},{"$error":"#N/A"},{"$error":"#N/A"},{"$error":"#N/A"},{"$error":"#N/A"},{"$error":"#N/A"},{"$error":"#N/A"}]
[null,{"$f":"IF(DataInput!B11684=$B$8,IF($B$9=$B$10,TRUE,IF(DataInput!E11684=$B$9,TRUE,FALSE)))","v":true},null,null,{"$f":"IF(B11685=TRUE,DataInput!B11684,NA())","v":"QLD"},{"$f":"IF($E11685=DataInput!$B11684,DataInput!C11684,NA())","v":"QPWD"},{"$f":"IF($E11685=DataInput!$B11684,DataInput!D11684,NA())","v":"Palmwoods"},{"$f":"IF($E11685=DataInput!$B11684,DataInput!E11684,NA())","v":"Energex"},{"$f":"IF($E11685=DataInput!$B11684,DataInput!F11684,NA())","v":"Winter"},{"$f":"IF($E11685=DataInput!$B11684,DataInput!G11684,NA())","v":"Non-Coincident"},{"$f":"IF($E11685=DataInput!$B11684,DataInput!H11684,NA())","v":2013},{"$f":"IF($E11685=DataInput!$B11684,DataInput!I11684,NA())","v":"TempCorrActualPOE10"},{"$f":"IF($E11685=DataInput!$B11684,DataInput!J11684,NA())","v":307.044304703894},{"$f":"IF($E11685=DataInput!$B11684,DataInput!K11684,NA())","v":"NA"},null,null,"QLD Palmwoods",null,null,null,null,false,null,null,{"$error":"#N/A"},{"$error":"#N/A"},{"$error":"#N/A"},{"$error":"#N/A"},{"$error":"#N/A"},{"$error":"#N/A"},{"$error":"#N/A"},{"$error":"#N/A"},{"$error":"#N/A"},{"$error":"#N/A"}]
[null,{"$f":"IF(DataInput!B11702=$B$8,IF($B$9=$B$10,TRUE,IF(DataInput!E11702=$B$9,TRUE,FALSE)))","v":true},null,null,{"$f":"IF(B11703=TRUE,DataInput!B11702,NA())","v":"QLD"},{"$f":"IF($E11703=DataInput!$B11702,DataInput!C11702,NA())","v":"QPKD"},{"$f":"IF($E11703=DataInput!$B11702,DataInput!D11702,NA())","v":"Peak Downs (Rail)"},{"$f":"IF($E11703=DataInput!$B11702,DataInput!E11702,NA())","v":"Powerlink"},{"$f":"IF($E11703=DataInput!$B11702,DataInput!F11702,NA())","v":"Summer"},{"$f":"IF($E11703=DataInput!$B11702,DataInput!G11702,NA())","v":"Non-Coincident"},{"$f":"IF($E11703=DataInput!$B11702,DataInput!H11702,NA())","v":2013},{"$f":"IF($E11703=DataInput!$B11702,DataInput!I11702,NA())","v":"TempCorrActualPOE10"},{"$f":"IF($E11703=DataInput!$B11702,DataInput!J11702,NA())","v":"NA"},{"$f":"IF($E11703=DataInput!$B11702,DataInput!K11702,NA())","v":"NA"},null,null,"QLD Peak Downs (Rail)",null,null,null,null,false,null,null,{"$error":"#N/A"},{"$error":"#N/A"},{"$error":"#N/A"},{"$error":"#N/A"},{"$error":"#N/A"},{"$error":"#N/A"},{"$error":"#N/A"},{"$error":"#N/A"},{"$error":"#N/A"},{"$error":"#N/A"}]
[null,{"$f":"IF(DataInput!B11733=$B$8,IF($B$9=$B$10,TRUE,IF(DataInput!E11733=$B$9,TRUE,FALSE)))","v":true},null,null,{"$f":"IF(B11734=TRUE,DataInput!B11733,NA())","v":"QLD"},{"$f":"IF($E11734=DataInput!$B11733,DataInput!C11733,NA())","v":"QPIV"},{"$f":"IF($E11734=DataInput!$B11733,DataInput!D11733,NA())","v":"Pioneer Valley"},{"$f":"IF($E11734=DataInput!$B11733,DataInput!E11733,NA())","v":"Ergon"},{"$f":"IF($E11734=DataInput!$B11733,DataInput!F11733,NA())","v":"Summer"},{"$f":"IF($E11734=DataInput!$B11733,DataInput!G11733,NA())","v":"Non-Coincident"},{"$f":"IF($E11734=DataInput!$B11733,DataInput!H11733,NA())","v":2015},{"$f":"IF($E11734=DataInput!$B11733,DataInput!I11733,NA())","v":"TempCorrActualPOE50"},{"$f":"IF($E11734=DataInput!$B11733,DataInput!J11733,NA())","v":57.6449610792382},{"$f":"IF($E11734=DataInput!$B11733,DataInput!K11733,NA())","v":"NA"},null,null,"QLD Pioneer Valley",null,null,null,null,false,null,null,{"$error":"#N/A"},{"$error":"#N/A"},{"$error":"#N/A"},{"$error":"#N/A"},{"$error":"#N/A"},{"$error":"#N/A"},{"$error":"#N/A"},{"$error":"#N/A"},{"$error":"#N/A"},{"$error":"#N/A"}]
[null,{"$f":"IF(DataInput!B11764=$B$8,IF($B$9=$B$10,TRUE,IF(DataInput!E11764=$B$9,TRUE,FALSE)))","v":true},null,null,{"$f":"IF(B11765=TRUE,DataInput!B11764,NA())","v":"QLD"},{"$f":"IF($E11765=DataInput!$B11764,DataInput!C11764,NA())","v":"QPRO"},{"$f":"IF($E11765=DataInput!$B11764,DataInput!D11764,NA())","v":"Proserpine"},{"$f":"IF($E11765=DataInput!$B11764,DataInput!E11764,NA())","v":"Ergon"},{"$f":"IF($E11765=DataInput!$B11764,DataInput!F11764,NA())","v":"Summer"},{"$f":"IF($E11765=DataInput!$B11764,DataInput!G11764,NA())","v":"Non-Coincident"},{"$f":"IF($E11765=DataInput!$B11764,DataInput!H11764,NA())","v":2015},{"$f":"IF($E11765=DataInput!$B11764,DataInput!I11764,NA())","v":"TempCorrActualPOE10"},{"$f":"IF($E11765=DataInput!$B11764,DataInput!J11764,NA())","v":57.095649003039597},{"$f":"IF($E11765=DataInput!$B11764,DataInput!K11764,NA())","v":"NA"},null,null,"QLD Proserpine",null,null,null,null,false,null,null,{"$error":"#N/A"},{"$error":"#N/A"},{"$error":"#N/A"},{"$error":"#N/A"},{"$error":"#N/A"},{"$error":"#N/A"},{"$error":"#N/A"},{"$error":"#N/A"},{"$error":"#N/A"},{"$error":"#N/A"}]
[null,{"$f":"IF(DataInput!B11806=$B$8,IF($B$9=$B$10,TRUE,IF(DataInput!E11806=$B$9,TRUE,FALSE)))","v":true},null,null,{"$f":"IF(B11807=TRUE,DataInput!B11806,NA())","v":"QLD"},{"$f":"IF($E11807=DataInput!$B11806,DataInput!C11806,NA())","v":"QQAH"},{"$f":"IF($E11807=DataInput!$B11806,DataInput!D11806,NA())","v":"Queensland Alumina Ltd (Gladstone South)"},{"$f":"IF($E11807=DataInput!$B11806,DataInput!E11806,NA())","v":"Powerlink"},{"$f":"IF($E11807=DataInput!$B11806,DataInput!F11806,NA())","v":"Summer"},{"$f":"IF($E11807=DataInput!$B11806,DataInput!G11806,NA())","v":"Non-Coincident"},{"$f":"IF($E11807=DataInput!$B11806,DataInput!H11806,NA())","v":2016},{"$f":"IF($E11807=DataInput!$B11806,DataInput!I11806,NA())","v":"TempCorrActualPOE10"},{"$f":"IF($E11807=DataInput!$B11806,DataInput!J11806,NA())","v":"NA"},{"$f":"IF($E11807=DataInput!$B11806,DataInput!K11806,NA())","v":"NA"},null,null,"QLD Queensland Alumina Ltd (Gladstone South)",null,null,null,null,false,null,null,{"$error":"#N/A"},{"$error":"#N/A"},{"$error":"#N/A"},{"$error":"#N/A"},{"$error":"#N/A"},{"$error":"#N/A"},{"$error":"#N/A"},{"$error":"#N/A"},{"$error":"#N/A"},{"$error":"#N/A"}]
[null,{"$f":"IF(DataInput!B11812=$B$8,IF($B$9=$B$10,TRUE,IF(DataInput!E11812=$B$9,TRUE,FALSE)))","v":true},null,null,{"$f":"IF(B11813=TRUE,DataInput!B11812,NA())","v":"QLD"},{"$f":"IF($E11813=DataInput!$B11812,DataInput!C11812,NA())","v":"QQAH"},{"$f":"IF($E11813=DataInput!$B11812,DataInput!D11812,NA())","v":"Queensland Alumina Ltd (Gladstone South)"},{"$f":"IF($E11813=DataInput!$B11812,DataInput!E11812,NA())","v":"Powerlink"},{"$f":"IF($E11813=DataInput!$B11812,DataInput!F11812,NA())","v":"Winter"},{"$f":"IF($E11813=DataInput!$B11812,DataInput!G11812,NA())","v":"Non-Coincident"},{"$f":"IF($E11813=DataInput!$B11812,DataInput!H11812,NA())","v":2008},{"$f":"IF($E11813=DataInput!$B11812,DataInput!I11812,NA())","v":"TempCorrActualPOE10"},{"$f":"IF($E11813=DataInput!$B11812,DataInput!J11812,NA())","v":"NA"},{"$f":"IF($E11813=DataInput!$B11812,DataInput!K11812,NA())","v":"NA"},null,null,"QLD Queensland Alumina Ltd (Gladstone South)",null,null,null,null,false,null,null,{"$error":"#N/A"},{"$error":"#N/A"},{"$error":"#N/A"},{"$error":"#N/A"},{"$error":"#N/A"},{"$error":"#N/A"},{"$error":"#N/A"},{"$error":"#N/A"},{"$error":"#N/A"},{"$error":"#N/A"}]
[null,{"$f":"IF(DataInput!B11859=$B$8,IF($B$9=$B$10,TRUE,IF(DataInput!E11859=$B$9,TRUE,FALSE)))","v":true},null,null,{"$f":"IF(B11860=TRUE,DataInput!B11859,NA())","v":"QLD"},{"$f":"IF($E11860=DataInput!$B11859,DataInput!C11859,NA())","v":"QQNH"},{"$f":"IF($E11860=DataInput!$B11859,DataInput!D11859,NA())","v":"Queensland Nickel (Yabulu)"},{"$f":"IF($E11860=DataInput!$B11859,DataInput!E11859,NA())","v":"Powerlink"},{"$f":"IF($E11860=DataInput!$B11859,DataInput!F11859,NA())","v":"Winter"},{"$f":"IF($E11860=DataInput!$B11859,DataInput!G11859,NA())","v":"Non-Coincident"},{"$f":"IF($E11860=DataInput!$B11859,DataInput!H11859,NA())","v":2012},{"$f":"IF($E11860=DataInput!$B11859,DataInput!I11859,NA())","v":"TempCorrActualPOE50"},{"$f":"IF($E11860=DataInput!$B11859,DataInput!J11859,NA())","v":"NA"},{"$f":"IF($E11860=DataInput!$B11859,DataInput!K11859,NA())","v":"NA"},null,null,"QLD Queensland Nickel (Yabulu)",null,null,null,null,false,null,null,{"$error":"#N/A"},{"$error":"#N/A"},{"$error":"#N/A"},{"$error":"#N/A"},{"$error":"#N/A"},{"$error":"#N/A"},{"$error":"#N/A"},{"$error":"#N/A"},{"$error":"#N/A"},{"$error":"#N/A"}]
[null,{"$f":"IF(DataInput!B11890=$B$8,IF($B$9=$B$10,TRUE,IF(DataInput!E11890=$B$9,TRUE,FALSE)))","v":true},null,null,{"$f":"IF(B11891=TRUE,DataInput!B11890,NA())","v":"QLD"},{"$f":"IF($E11891=DataInput!$B11890,DataInput!C11890,NA())","v":"QRPN"},{"$f":"IF($E11891=DataInput!$B11890,DataInput!D11890,NA())","v":"Redbank Plains"},{"$f":"IF($E11891=DataInput!$B11890,DataInput!E11890,NA())","v":"Energex"},{"$f":"IF($E11891=DataInput!$B11890,DataInput!F11890,NA())","v":"Summer"},{"$f":"IF($E11891=DataInput!$B11890,DataInput!G11890,NA())","v":"Non-Coincident"},{"$f":"IF($E11891=DataInput!$B11890,DataInput!H11890,NA())","v":2009},{"$f":"IF($E11891=DataInput!$B11890,DataInput!I11890,NA())","v":"TempCorrActualPOE10"},{"$f":"IF($E11891=DataInput!$B11890,DataInput!J11890,NA())","v":21.033946479296201},{"$f":"IF($E11891=DataInput!$B11890,DataInput!K11890,NA())","v":"NA"},null,null,"QLD Redbank Plains",null,null,null,null,false,null,null,{"$error":"#N/A"},{"$error":"#N/A"},{"$error":"#N/A"},{"$error":"#N/A"},{"$error":"#N/A"},{"$error":"#N/A"},{"$error":"#N/A"},{"$error":"#N/A"},{"$error":"#N/A"},{"$error":"#N/A"}]
[null,{"$f":"IF(DataInput!B11901=$B$8,IF($B$9=$B$10,TRUE,IF(DataInput!E11901=$B$9,TRUE,FALSE)))","v":true},null,null,{"$f":"IF(B11902=TRUE,DataInput!B11901,NA())","v":"QLD"},{"$f":"IF($E11902=DataInput!$B11901,DataInput!C11901,NA())","v":"QRPN"},{"$f":"IF($E11902=DataInput!$B11901,DataInput!D11901,NA())","v":"Redbank Plains"},{"$f":"IF($E11902=DataInput!$B11901,DataInput!E11901,NA())","v":"Energex"},{"$f":"IF($E11902=DataInput!$B11901,DataInput!F11901,NA())","v":"Summer"},{"$f":"IF($E11902=DataInput!$B11901,DataInput!G11901,NA())","v":"Non-Coincident"},{"$f":"IF($E11902=DataInput!$B11901,DataInput!H11901,NA())","v":2015},{"$f":"IF($E11902=DataInput!$B11901,DataInput!I11901,NA())","v":"TempCorrActualPOE50"},{"$f":"IF($E11902=DataInput!$B11901,DataInput!J11901,NA())","v":19.7865713643777},{"$f":"IF($E11902=DataInput!$B11901,DataInput!K11901,NA())","v":"NA"},null,null,"QLD Redbank Plains",null,null,null,null,false,null,null,{"$error":"#N/A"},{"$error":"#N/A"},{"$error":"#N/A"},{"$error":"#N/A"},{"$error":"#N/A"},{"$error":"#N/A"},{"$error":"#N/A"},{"$error":"#N/A"},{"$error":"#N/A"},{"$error":"#N/A"}]
[null,{"$f":"IF(DataInput!B11938=$B$8,IF($B$9=$B$10,TRUE,IF(DataInput!E11938=$B$9,TRUE,FALSE)))","v":true},null,null,{"$f":"IF(B11939=TRUE,DataInput!B11938,NA())","v":"QLD"},{"$f":"IF($E11939=DataInput!$B11938,DataInput!C11938,NA())","v":"QRLD"},{"$f":"IF($E11939=DataInput!$B11938,DataInput!D11938,NA())","v":"Richlands"},{"$f":"IF($E11939=DataInput!$B11938,DataInput!E11938,NA())","v":"Energex"},{"$f":"IF($E11939=DataInput!$B11938,DataInput!F11938,NA())","v":"Summer"},{"$f":"IF($E11939=DataInput!$B11938,DataInput!G11938,NA())","v":"Non-Coincident"},{"$f":"IF($E11939=DataInput!$B11938,DataInput!H11938,NA())","v":2013},{"$f":"IF($E11939=DataInput!$B11938,DataInput!I11938,NA())","v":"TempCorrActualPOE10"},{"$f":"IF($E11939=DataInput!$B11938,DataInput!J11938,NA())","v":123.83836726713101},{"$f":"IF($E11939=DataInput!$B11938,DataInput!K11938,NA())","v":"NA"},null,null,"QLD Richlands",null,null,null,null,false,null,null,{"$error":"#N/A"},{"$error":"#N/A"},{"$error":"#N/A"},{"$error":"#N/A"},{"$error":"#N/A"},{"$error":"#N/A"},{"$error":"#N/A"},{"$error":"#N/A"},{"$error":"#N/A"},{"$error":"#N/A"}]
[null,{"$f":"IF(DataInput!B11969=$B$8,IF($B$9=$B$10,TRUE,IF(DataInput!E11969=$B$9,TRUE,FALSE)))","v":true},null,null,{"$f":"IF(B11970=TRUE,DataInput!B11969,NA())","v":"QLD"},{"$f":"IF($E11970=DataInput!$B11969,DataInput!C11969,NA())","v":"Rockhampton"},{"$f":"IF($E11970=DataInput!$B11969,DataInput!D11969,NA())","v":"Rockhampton Loop"},{"$f":"IF($E11970=DataInput!$B11969,DataInput!E11969,NA())","v":"Ergon"},{"$f":"IF($E11970=DataInput!$B11969,DataInput!F11969,NA())","v":"Summer"},{"$f":"IF($E11970=DataInput!$B11969,DataInput!G11969,NA())","v":"Non-Coincident"},{"$f":"IF($E11970=DataInput!$B11969,DataInput!H11969,NA())","v":2009},{"$f":"IF($E11970=DataInput!$B11969,DataInput!I11969,NA())","v":"TempCorrActualPOE50"},{"$f":"IF($E11970=DataInput!$B11969,DataInput!J11969,NA())","v":174.215178183229},{"$f":"IF($E11970=DataInput!$B11969,DataInput!K11969,NA())","v":"NA"},null,null,"QLD Rockhampton Loop",null,null,null,null,false,null,null,{"$error":"#N/A"},{"$error":"#N/A"},{"$error":"#N/A"},{"$error":"#N/A"},{"$error":"#N/A"},{"$error":"#N/A"},{"$error":"#N/A"},{"$error":"#N/A"},{"$error":"#N/A"},{"$error":"#N/A"}]
[null,{"$f":"IF(DataInput!B12000=$B$8,IF($B$9=$B$10,TRUE,IF(DataInput!E12000=$B$9,TRUE,FALSE)))","v":true},null,null,{"$f":"IF(B12001=TRUE,DataInput!B12000,NA())","v":"QLD"},{"$f":"IF($E12001=DataInput!$B12000,DataInput!C12000,NA())","v":"Rockhampton"},{"$f":"IF($E12001=DataInput!$B12000,DataInput!D12000,NA())","v":"Rockhampton Loop"},{"$f":"IF($E12001=DataInput!$B12000,DataInput!E12000,NA())","v":"Ergon"},{"$f":"IF($E12001=DataInput!$B12000,DataInput!F12000,NA())","v":"Winter"},{"$f":"IF($E12001=DataInput!$B12000,DataInput!G12000,NA())","v":"Non-Coincident"},{"$f":"IF($E12001=DataInput!$B12000,DataInput!H12000,NA())","v":2013},{"$f":"IF($E12001=DataInput!$B12000,DataInput!I12000,NA())","v":"TempCorrActualPOE10"},{"$f":"IF($E12001=DataInput!$B12000,DataInput!J12000,NA())","v":144.280864882087},{"$f":"IF($E12001=DataInput!$B12000,DataInput!K12000,NA())","v":"NA"},null,null,"QLD Rockhampton Loop",null,null,null,null,false,null,null,{"$error":"#N/A"},{"$error":"#N/A"},{"$error":"#N/A"},{"$error":"#N/A"},{"$error":"#N/A"},{"$error":"#N/A"},{"$error":"#N/A"},{"$error":"#N/A"},{"$error":"#N/A"},{"$error":"#N/A"}]
[null,{"$f":"IF(DataInput!B12028=$B$8,IF($B$9=$B$10,TRUE,IF(DataInput!E12028=$B$9,TRUE,FALSE)))","v":true},null,null,{"$f":"IF(B12029=TRUE,DataInput!B12028,NA())","v":"QLD"},{"$f":"IF($E12029=DataInput!$B12028,DataInput!C12028,NA())","v":"QRCK"},{"$f":"IF($E12029=DataInput!$B12028,DataInput!D12028,NA())","v":"Rocklands (Rail)"},{"$f":"IF($E12029=DataInput!$B12028,DataInput!E12028,NA())","v":"Powerlink"},{"$f":"IF($E12029=DataInput!$B12028,DataInput!F12028,NA())","v":"Winter"},{"$f":"IF($E12029=DataInput!$B12028,DataInput!G12028,NA())","v":"Non-Coincident"},{"$f":"IF($E12029=DataInput!$B12028,DataInput!H12028,NA())","v":2007},{"$f":"IF($E12029=DataInput!$B12028,DataInput!I12028,NA())","v":"TempCorrActualPOE10"},{"$f":"IF($E12029=DataInput!$B12028,DataInput!J12028,NA())","v":"NA"},{"$f":"IF($E12029=DataInput!$B12028,DataInput!K12028,NA())","v":"NA"},null,null,"QLD Rocklands (Rail)",null,null,null,null,false,null,null,{"$error":"#N/A"},{"$f":"IF($V12029=TRUE,F12029,NA())","v":{"$error":"#N/A"}},{"$f":"IF($V12029=TRUE,G12029,NA())","v":{"$error":"#N/A"}},{"$f":"IF($V12029=TRUE,H12029,NA())","v":{"$error":"#N/A"}},{"$f":"IF($V12029=TRUE,I12029,NA())","v":{"$error":"#N/A"}},{"$f":"IF($V12029=TRUE,J12029,NA())","v":{"$error":"#N/A"}},{"$f":"IF($V12029=TRUE,K12029,NA())","v":{"$error":"#N/A"}},{"$f":"IF($V12029=TRUE,L12029,NA())","v":{"$error":"#N/A"}},{"$f":"IF($V12029=TRUE,M12029,NA())","v":{"$error":"#N/A"}},{"$f":"IF($V12029=TRUE,N12029,NA())","v":{"$error":"#N/A"}}]
[null,{"$f":"IF(DataInput!B12048=$B$8,IF($B$9=$B$10,TRUE,IF(DataInput!E12048=$B$9,TRUE,FALSE)))","v":true},null,null,{"$f":"IF(B12049=TRUE,DataInput!B12048,NA())","v":"QLD"},{"$f":"IF($E12049=DataInput!$B12048,DataInput!C12048,NA())","v":"QRLE"},{"$f":"IF($E12049=DataInput!$B12048,DataInput!D12048,NA())","v":"Rocklea (Archerfield)"},{"$f":"IF($E12049=DataInput!$B12048,DataInput!E12048,NA())","v":"Energex"},{"$f":"IF($E12049=DataInput!$B12048,DataInput!F12048,NA())","v":"Summer"},{"$f":"IF($E12049=DataInput!$B12048,DataInput!G12048,NA())","v":"Non-Coincident"},{"$f":"IF($E12049=DataInput!$B12048,DataInput!H12048,NA())","v":2008},{"$f":"IF($E12049=DataInput!$B12048,DataInput!I12048,NA())","v":"TempCorrActualPOE10"},{"$f":"IF($E12049=DataInput!$B12048,DataInput!J12048,NA())","v":178.36087895725501},{"$f":"IF($E12049=DataInput!$B12048,DataInput!K12048,NA())","v":"NA"},null,null,"QLD Rocklea (Archerfield)",null,null,null,null,false,null,null,{"$error":"#N/A"},{"$error":"#N/A"},{"$error":"#N/A"},{"$error":"#N/A"},{"$error":"#N/A"},{"$error":"#N/A"},{"$error":"#N/A"},{"$error":"#N/A"},{"$error":"#N/A"},{"$error":"#N/A"}]
[null,{"$f":"IF(DataInput!B12095=$B$8,IF($B$9=$B$10,TRUE,IF(DataInput!E12095=$B$9,TRUE,FALSE)))","v":true},null,null,{"$f":"IF(B12096=TRUE,DataInput!B12095,NA())","v":"QLD"},{"$f":"IF($E12096=DataInput!$B12095,DataInput!C12095,NA())","v":"QROS"},{"$f":"IF($E12096=DataInput!$B12095,DataInput!D12095,NA())","v":"Ross"},{"$f":"IF($E12096=DataInput!$B12095,DataInput!E12095,NA())","v":"Ergon"},{"$f":"IF($E12096=DataInput!$B12095,DataInput!F12095,NA())","v":"Summer"},{"$f":"IF($E12096=DataInput!$B12095,DataInput!G12095,NA())","v":"Non-Coincident"},{"$f":"IF($E12096=DataInput!$B12095,DataInput!H12095,NA())","v":2012},{"$f":"IF($E12096=DataInput!$B12095,DataInput!I12095,NA())","v":"TempCorrActualPOE50"},{"$f":"IF($E12096=DataInput!$B12095,DataInput!J12095,NA())","v":36.443448834426903},{"$f":"IF($E12096=DataInput!$B12095,DataInput!K12095,NA())","v":"NA"},null,null,"QLD Ross",null,null,null,null,false,null,null,{"$error":"#N/A"},{"$error":"#N/A"},{"$error":"#N/A"},{"$error":"#N/A"},{"$error":"#N/A"},{"$error":"#N/A"},{"$error":"#N/A"},{"$error":"#N/A"},{"$error":"#N/A"},{"$error":"#N/A"}]
[null,{"$f":"IF(DataInput!B12126=$B$8,IF($B$9=$B$10,TRUE,IF(DataInput!E12126=$B$9,TRUE,FALSE)))","v":true},null,null,{"$f":"IF(B12127=TRUE,DataInput!B12126,NA())","v":"QLD"},{"$f":"IF($E12127=DataInput!$B12126,DataInput!C12126,NA())","v":"QRBS"},{"$f":"IF($E12127=DataInput!$B12126,DataInput!D12126,NA())","v":"Runcorn"},{"$f":"IF($E12127=DataInput!$B12126,DataInput!E12126,NA())","v":"Energex"},{"$f":"IF($E12127=DataInput!$B12126,DataInput!F12126,NA())","v":"Summer"},{"$f":"IF($E12127=DataInput!$B12126,DataInput!G12126,NA())","v":"Non-Coincident"},{"$f":"IF($E12127=DataInput!$B12126,DataInput!H12126,NA())","v":2009},{"$f":"IF($E12127=DataInput!$B12126,DataInput!I12126,NA())","v":"TempCorrActualPOE10"},{"$f":"IF($E12127=DataInput!$B12126,DataInput!J12126,NA())","v":80.054773150998102},{"$f":"IF($E12127=DataInput!$B12126,DataInput!K12126,NA())","v":"NA"},null,null,"QLD Runcorn",null,null,null,null,false,null,null,{"$error":"#N/A"},{"$error":"#N/A"},{"$error":"#N/A"},{"$error":"#N/A"},{"$error":"#N/A"},{"$error":"#N/A"},{"$error":"#N/A"},{"$error":"#N/A"},{"$error":"#N/A"},{"$error":"#N/A"}]
[null,{"$f":"IF(DataInput!B12151=$B$8,IF($B$9=$B$10,TRUE,IF(DataInput!E12151=$B$9,TRUE,FALSE)))","v":true},null,null,{"$f":"IF(B12152=TRUE,DataInput!B12151,NA())","v":"QLD"},{"$f":"IF($E12152=DataInput!$B12151,DataInput!C12151,NA())","v":"QRBS"},{"$f":"IF($E12152=DataInput!$B12151,DataInput!D12151,NA())","v":"Runcorn"},{"$f":"IF($E12152=DataInput!$B12151,DataInput!E12151,NA())","v":"Energex"},{"$f":"IF($E12152=DataInput!$B12151,DataInput!F12151,NA())","v":"Winter"},{"$f":"IF($E12152=DataInput!$B12151,DataInput!G12151,NA())","v":"Non-Coincident"},{"$f":"IF($E12152=DataInput!$B12151,DataInput!H12151,NA())","v":2014},{"$f":"IF($E12152=DataInput!$B12151,DataInput!I12151,NA())","v":"TempCorrActualPOE50"},{"$f":"IF($E12152=DataInput!$B12151,DataInput!J12151,NA())","v":53.523926024143897},{"$f":"IF($E12152=DataInput!$B12151,DataInput!K12151,NA())","v":"NA"},null,null,"QLD Runcorn",null,null,null,null,false,null,null,{"$error":"#N/A"},{"$error":"#N/A"},{"$error":"#N/A"},{"$error":"#N/A"},{"$error":"#N/A"},{"$error":"#N/A"},{"$error":"#N/A"},{"$error":"#N/A"},{"$error":"#N/A"},{"$error":"#N/A"}]
[null,{"$f":"IF(DataInput!B12174=$B$8,IF($B$9=$B$10,TRUE,IF(DataInput!E12174=$B$9,TRUE,FALSE)))","v":true},null,null,{"$f":"IF(B12175=TRUE,DataInput!B12174,NA())","v":"QLD"},{"$f":"IF($E12175=DataInput!$B12174,DataInput!C12174,NA())","v":"QSPN"},{"$f":"IF($E12175=DataInput!$B12174,DataInput!D12174,NA())","v":"South Pine"},{"$f":"IF($E12175=DataInput!$B12174,DataInput!E12174,NA())","v":"Energex"},{"$f":"IF($E12175=DataInput!$B12174,DataInput!F12174,NA())","v":"Summer"},{"$f":"IF($E12175=DataInput!$B12174,DataInput!G12174,NA())","v":"Non-Coincident"},{"$f":"IF($E12175=DataInput!$B12174,DataInput!H12174,NA())","v":2016},{"$f":"IF($E12175=DataInput!$B12174,DataInput!I12174,NA())","v":"TempCorrActualPOE10"},{"$f":"IF($E12175=DataInput!$B12174,DataInput!J12174,NA())","v":892.97620020790998},{"$f":"IF($E12175=DataInput!$B12174,DataInput!K12174,NA())","v":"NA"},null,null,"QLD South Pine",null,null,null,null,false,null,null,{"$error":"#N/A"},{"$error":"#N/A"},{"$error":"#N/A"},{"$error":"#N/A"},{"$error":"#N/A"},{"$error":"#N/A"},{"$error":"#N/A"},{"$error":"#N/A"},{"$error":"#N/A"},{"$error":"#N/A"}]
[null,{"$f":"IF(DataInput!B12205=$B$8,IF($B$9=$B$10,TRUE,IF(DataInput!E12205=$B$9,TRUE,FALSE)))","v":true},null,null,{"$f":"IF(B12206=TRUE,DataInput!B12205,NA())","v":"QLD"},{"$f":"IF($E12206=DataInput!$B12205,DataInput!C12205,NA())","v":"QSYC"},{"$f":"IF($E12206=DataInput!$B12205,DataInput!D12205,NA())","v":"Stony Creek"},{"$f":"IF($E12206=DataInput!$B12205,DataInput!E12205,NA())","v":"Ergon"},{"$f":"IF($E12206=DataInput!$B12205,DataInput!F12205,NA())","v":"Summer"},{"$f":"IF($E12206=DataInput!$B12205,DataInput!G12205,NA())","v":"Non-Coincident"},{"$f":"IF($E12206=DataInput!$B12205,DataInput!H12205,NA())","v":2016},{"$f":"IF($E12206=DataInput!$B12205,DataInput!I12205,NA())","v":"TempCorrActualPOE50"},{"$f":"IF($E12206=DataInput!$B12205,DataInput!J12205,NA())","v":2.6520789943979599},{"$f":"IF($E12206=DataInput!$B12205,DataInput!K12205,NA())","v":"NA"},null,null,"QLD Stony Creek",null,null,null,null,false,null,null,{"$error":"#N/A"},{"$error":"#N/A"},{"$error":"#N/A"},{"$error":"#N/A"},{"$error":"#N/A"},{"$error":"#N/A"},{"$error":"#N/A"},{"$error":"#N/A"},{"$error":"#N/A"},{"$error":"#N/A"}]
[null,{"$f":"IF(DataInput!B12236=$B$8,IF($B$9=$B$10,TRUE,IF(DataInput!E12236=$B$9,TRUE,FALSE)))","v":true},null,null,{"$f":"IF(B12237=TRUE,DataInput!B12236,NA())","v":"QLD"},{"$f":"IF($E12237=DataInput!$B12236,DataInput!C12236,NA())","v":"QSUM"},{"$f":"IF($E12237=DataInput!$B12236,DataInput!D12236,NA())","v":"Sumner"},{"$f":"IF($E12237=DataInput!$B12236,DataInput!E12236,NA())","v":"Energex"},{"$f":"IF($E12237=DataInput!$B12236,DataInput!F12236,NA())","v":"Summer"},{"$f":"IF($E12237=DataInput!$B12236,DataInput!G12236,NA())","v":"Non-Coincident"},{"$f":"IF($E12237=DataInput!$B12236,DataInput!H12236,NA())","v":2015},{"$f":"IF($E12237=DataInput!$B12236,DataInput!I12236,NA())","v":"TempCorrActualPOE10"},{"$f":"IF($E12237=DataInput!$B12236,DataInput!J12236,NA())","v":36.568983462146697},{"$f":"IF($E12237=DataInput!$B12236,DataInput!K12236,NA())","v":"NA"},null,null,"QLD Sumner",null,null,null,null,false,null,null,{"$error":"#N/A"},{"$error":"#N/A"},{"$error":"#N/A"},{"$error":"#N/A"},{"$error":"#N/A"},{"$error":"#N/A"},{"$error":"#N/A"},{"$error":"#N/A"},{"$error":"#N/A"},{"$error":"#N/A"}]
[null,{"$f":"IF(DataInput!B12250=$B$8,IF($B$9=$B$10,TRUE,IF(DataInput!E12250=$B$9,TRUE,FALSE)))","v":true},null,null,{"$f":"IF(B12251=TRUE,DataInput!B12250,NA())","v":"QLD"},{"$f":"IF($E12251=DataInput!$B12250,DataInput!C12250,NA())","v":"QSUM"},{"$f":"IF($E12251=DataInput!$B12250,DataInput!D12250,NA())","v":"Sumner"},{"$f":"IF($E12251=DataInput!$B12250,DataInput!E12250,NA())","v":"Energex"},{"$f":"IF($E12251=DataInput!$B12250,DataInput!F12250,NA())","v":"Winter"},{"$f":"IF($E12251=DataInput!$B12250,DataInput!G12250,NA())","v":"Non-Coincident"},{"$f":"IF($E12251=DataInput!$B12250,DataInput!H12250,NA())","v":2012},{"$f":"IF($E12251=DataInput!$B12250,DataInput!I12250,NA())","v":"TempCorrActualPOE10"},{"$f":"IF($E12251=DataInput!$B12250,DataInput!J12250,NA())","v":27.6480672778772},{"$f":"IF($E12251=DataInput!$B12250,DataInput!K12250,NA())","v":"NA"},null,null,"QLD Sumner",null,null,null,null,false,null,null,{"$error":"#N/A"},{"$error":"#N/A"},{"$error":"#N/A"},{"$error":"#N/A"},{"$error":"#N/A"},{"$error":"#N/A"},{"$error":"#N/A"},{"$error":"#N/A"},{"$error":"#N/A"},{"$error":"#N/A"}]
[null,{"$f":"IF(DataInput!B12284=$B$8,IF($B$9=$B$10,TRUE,IF(DataInput!E12284=$B$9,TRUE,FALSE)))","v":true},null,null,{"$f":"IF(B12285=TRUE,DataInput!B12284,NA())","v":"QLD"},{"$f":"IF($E12285=DataInput!$B12284,DataInput!C12284,NA())","v":"QTRL"},{"$f":"IF($E12285=DataInput!$B12284,DataInput!D12284,NA())","v":"Tarong"},{"$f":"IF($E12285=DataInput!$B12284,DataInput!E12284,NA())","v":"Ergon"},{"$f":"IF($E12285=DataInput!$B12284,DataInput!F12284,NA())","v":"Summer"},{"$f":"IF($E12285=DataInput!$B12284,DataInput!G12284,NA())","v":"Non-Coincident"},{"$f":"IF($E12285=DataInput!$B12284,DataInput!H12284,NA())","v":2008},{"$f":"IF($E12285=DataInput!$B12284,DataInput!I12284,NA())","v":"TempCorrActualPOE10"},{"$f":"IF($E12285=DataInput!$B12284,DataInput!J12284,NA())","v":40.695766295797199},{"$f":"IF($E12285=DataInput!$B12284,DataInput!K12284,NA())","v":"NA"},null,null,"QLD Tarong",null,null,null,null,false,null,null,{"$error":"#N/A"},{"$f":"IF($V12285=TRUE,F12285,NA())","v":{"$error":"#N/A"}},{"$f":"IF($V12285=TRUE,G12285,NA())","v":{"$error":"#N/A"}},{"$f":"IF($V12285=TRUE,H12285,NA())","v":{"$error":"#N/A"}},{"$f":"IF($V12285=TRUE,I12285,NA())","v":{"$error":"#N/A"}},{"$f":"IF($V12285=TRUE,J12285,NA())","v":{"$error":"#N/A"}},{"$f":"IF($V12285=TRUE,K12285,NA())","v":{"$error":"#N/A"}},{"$f":"IF($V12285=TRUE,L12285,NA())","v":{"$error":"#N/A"}},{"$f":"IF($V12285=TRUE,M12285,NA())","v":{"$error":"#N/A"}},{"$f":"IF($V12285=TRUE,N12285,NA())","v":{"$error":"#N/A"}}]
[null,{"$f":"IF(DataInput!B12302=$B$8,IF($B$9=$B$10,TRUE,IF(DataInput!E12302=$B$9,TRUE,FALSE)))","v":true},null,null,{"$f":"IF(B12303=TRUE,DataInput!B12302,NA())","v":"QLD"},{"$f":"IF($E12303=DataInput!$B12302,DataInput!C12302,NA())","v":"QTRL"},{"$f":"IF($E12303=DataInput!$B12302,DataInput!D12302,NA())","v":"Tarong"},{"$f":"IF($E12303=DataInput!$B12302,DataInput!E12302,NA())","v":"Ergon"},{"$f":"IF($E12303=DataInput!$B12302,DataInput!F12302,NA())","v":"Winter"},{"$f":"IF($E12303=DataInput!$B12302,DataInput!G12302,NA())","v":"Non-Coincident"},{"$f":"IF($E12303=DataInput!$B12302,DataInput!H12302,NA())","v":2006},{"$f":"IF($E12303=DataInput!$B12302,DataInput!I12302,NA())","v":"TempCorrActualPOE10"},{"$f":"IF($E12303=DataInput!$B12302,DataInput!J12302,NA())","v":46.974171751460098},{"$f":"IF($E12303=DataInput!$B12302,DataInput!K12302,NA())","v":"NA"},null,null,"QLD Tarong",null,null,null,null,false,null,null,{"$error":"#N/A"},{"$error":"#N/A"},{"$error":"#N/A"},{"$error":"#N/A"},{"$error":"#N/A"},{"$error":"#N/A"},{"$error":"#N/A"},{"$error":"#N/A"},{"$error":"#N/A"},{"$error":"#N/A"}]
[null,{"$f":"IF(DataInput!B12333=$B$8,IF($B$9=$B$10,TRUE,IF(DataInput!E12333=$B$9,TRUE,FALSE)))","v":true},null,null,{"$f":"IF(B12334=TRUE,DataInput!B12333,NA())","v":"QLD"},{"$f":"IF($E12334=DataInput!$B12333,DataInput!C12333,NA())","v":"QTBC"},{"$f":"IF($E12334=DataInput!$B12333,DataInput!D12333,NA())","v":"Teebar Creek"},{"$f":"IF($E12334=DataInput!$B12333,DataInput!E12333,NA())","v":"Ergon"},{"$f":"IF($E12334=DataInput!$B12333,DataInput!F12333,NA())","v":"Summer"},{"$f":"IF($E12334=DataInput!$B12333,DataInput!G12333,NA())","v":"Non-Coincident"},{"$f":"IF($E12334=DataInput!$B12333,DataInput!H12333,NA())","v":2015},{"$f":"IF($E12334=DataInput!$B12333,DataInput!I12333,NA())","v":"TempCorrActualPOE50"},{"$f":"IF($E12334=DataInput!$B12333,DataInput!J12333,NA())","v":132.97112076050001},{"$f":"IF($E12334=DataInput!$B12333,DataInput!K12333,NA())","v":"NA"},null,null,"QLD Teebar Creek",null,null,null,null,false,null,null,{"$error":"#N/A"},{"$error":"#N/A"},{"$error":"#N/A"},{"$error":"#N/A"},{"$error":"#N/A"},{"$error":"#N/A"},{"$error":"#N/A"},{"$error":"#N/A"},{"$error":"#N/A"},{"$error":"#N/A"}]
[null,{"$f":"IF(DataInput!B12373=$B$8,IF($B$9=$B$10,TRUE,IF(DataInput!E12373=$B$9,TRUE,FALSE)))","v":true},null,null,{"$f":"IF(B12374=TRUE,DataInput!B12373,NA())","v":"QLD"},{"$f":"IF($E12374=DataInput!$B12373,DataInput!C12373,NA())","v":"QTNS"},{"$f":"IF($E12374=DataInput!$B12373,DataInput!D12373,NA())","v":"Tennyson"},{"$f":"IF($E12374=DataInput!$B12373,DataInput!E12373,NA())","v":"Energex"},{"$f":"IF($E12374=DataInput!$B12373,DataInput!F12373,NA())","v":"Winter"},{"$f":"IF($E12374=DataInput!$B12373,DataInput!G12373,NA())","v":"Non-Coincident"},{"$f":"IF($E12374=DataInput!$B12373,DataInput!H12373,NA())","v":2006},{"$f":"IF($E12374=DataInput!$B12373,DataInput!I12373,NA())","v":"TempCorrActualPOE50"},{"$f":"IF($E12374=DataInput!$B12373,DataInput!J12373,NA())","v":152.500642923919},{"$f":"IF($E12374=DataInput!$B12373,DataInput!K12373,NA())","v":"NA"},null,null,"QLD Tennyson",null,null,null,null,false,null,null,{"$error":"#N/A"},{"$error":"#N/A"},{"$error":"#N/A"},{"$error":"#N/A"},{"$error":"#N/A"},{"$error":"#N/A"},{"$error":"#N/A"},{"$error":"#N/A"},{"$error":"#N/A"},{"$error":"#N/A"}]
[null,{"$f":"IF(DataInput!B12410=$B$8,IF($B$9=$B$10,TRUE,IF(DataInput!E12410=$B$9,TRUE,FALSE)))","v":true},null,null,{"$f":"IF(B12411=TRUE,DataInput!B12410,NA())","v":"QLD"},{"$f":"IF($E12411=DataInput!$B12410,DataInput!C12410,NA())","v":"QTNN"},{"$f":"IF($E12411=DataInput!$B12410,DataInput!D12410,NA())","v":"Tennyson (Rail)"},{"$f":"IF($E12411=DataInput!$B12410,DataInput!E12410,NA())","v":"Powerlink"},{"$f":"IF($E12411=DataInput!$B12410,DataInput!F12410,NA())","v":"Summer"},{"$f":"IF($E12411=DataInput!$B12410,DataInput!G12410,NA())","v":"Non-Coincident"},{"$f":"IF($E12411=DataInput!$B12410,DataInput!H12410,NA())","v":2015},{"$f":"IF($E12411=DataInput!$B12410,DataInput!I12410,NA())","v":"TempCorrActualPOE10"},{"$f":"IF($E12411=DataInput!$B12410,DataInput!J12410,NA())","v":"NA"},{"$f":"IF($E12411=DataInput!$B12410,DataInput!K12410,NA())","v":"NA"},null,null,"QLD Tennyson (Rail)",null,null,null,null,false,null,null,{"$error":"#N/A"},{"$error":"#N/A"},{"$error":"#N/A"},{"$error":"#N/A"},{"$error":"#N/A"},{"$error":"#N/A"},{"$error":"#N/A"},{"$error":"#N/A"},{"$error":"#N/A"},{"$error":"#N/A"}]
[null,{"$f":"IF(DataInput!B12441=$B$8,IF($B$9=$B$10,TRUE,IF(DataInput!E12441=$B$9,TRUE,FALSE)))","v":true},null,null,{"$f":"IF(B12442=TRUE,DataInput!B12441,NA())","v":"QLD"},{"$f":"IF($E12442=DataInput!$B12441,DataInput!C12441,NA())","v":"QTZS"},{"$f":"IF($E12442=DataInput!$B12441,DataInput!D12441,NA())","v":"Townsville South (Kz)"},{"$f":"IF($E12442=DataInput!$B12441,DataInput!E12441,NA())","v":"Powerlink"},{"$f":"IF($E12442=DataInput!$B12441,DataInput!F12441,NA())","v":"Summer"},{"$f":"IF($E12442=DataInput!$B12441,DataInput!G12441,NA())","v":"Non-Coincident"},{"$f":"IF($E12442=DataInput!$B12441,DataInput!H12441,NA())","v":2011},{"$f":"IF($E12442=DataInput!$B12441,DataInput!I12441,NA())","v":"TempCorrActualPOE50"},{"$f":"IF($E12442=DataInput!$B12441,DataInput!J12441,NA())","v":"NA"},{"$f":"IF($E12442=DataInput!$B12441,DataInput!K12441,NA())","v":"NA"},null,null,"QLD Townsville South (Kz)",null,null,null,null,false,null,null,{"$error":"#N/A"},{"$error":"#N/A"},{"$error":"#N/A"},{"$error":"#N/A"},{"$error":"#N/A"},{"$error":"#N/A"},{"$error":"#N/A"},{"$error":"#N/A"},{"$error":"#N/A"},{"$error":"#N/A"}]
[null,{"$f":"IF(DataInput!B12459=$B$8,IF($B$9=$B$10,TRUE,IF(DataInput!E12459=$B$9,TRUE,FALSE)))","v":true},null,null,{"$f":"IF(B12460=TRUE,DataInput!B12459,NA())","v":"QLD"},{"$f":"IF($E12460=DataInput!$B12459,DataInput!C12459,NA())","v":"QTZS"},{"$f":"IF($E12460=DataInput!$B12459,DataInput!D12459,NA())","v":"Townsville South (Kz)"},{"$f":"IF($E12460=DataInput!$B12459,DataInput!E12459,NA())","v":"Powerlink"},{"$f":"IF($E12460=DataInput!$B12459,DataInput!F12459,NA())","v":"Winter"},{"$f":"IF($E12460=DataInput!$B12459,DataInput!G12459,NA())","v":"Non-Coincident"},{"$f":"IF($E12460=DataInput!$B12459,DataInput!H12459,NA())","v":2009},{"$f":"IF($E12460=DataInput!$B12459,DataInput!I12459,NA())","v":"TempCorrActualPOE50"},{"$f":"IF($E12460=DataInput!$B12459,DataInput!J12459,NA())","v":"NA"},{"$f":"IF($E12460=DataInput!$B12459,DataInput!K12459,NA())","v":"NA"},null,null,"QLD Townsville South (Kz)",null,null,null,null,false,null,null,{"$error":"#N/A"},{"$error":"#N/A"},{"$error":"#N/A"},{"$error":"#N/A"},{"$error":"#N/A"},{"$error":"#N/A"},{"$error":"#N/A"},{"$error":"#N/A"},{"$error":"#N/A"},{"$error":"#N/A"}]
[null,{"$f":"IF(DataInput!B12472=$B$8,IF($B$9=$B$10,TRUE,IF(DataInput!E12472=$B$9,TRUE,FALSE)))","v":true},null,null,{"$f":"IF(B12473=TRUE,DataInput!B12472,NA())","v":"QLD"},{"$f":"IF($E12473=DataInput!$B12472,DataInput!C12472,NA())","v":"QTZS"},{"$f":"IF($E12473=DataInput!$B12472,DataInput!D12472,NA())","v":"Townsville South (Kz)"},{"$f":"IF($E12473=DataInput!$B12472,DataInput!E12472,NA())","v":"Powerlink"},{"$f":"IF($E12473=DataInput!$B12472,DataInput!F12472,NA())","v":"Winter"},{"$f":"IF($E12473=DataInput!$B12472,DataInput!G12472,NA())","v":"Non-Coincident"},{"$f":"IF($E12473=DataInput!$B12472,DataInput!H12472,NA())","v":2015},{"$f":"IF($E12473=DataInput!$B12472,DataInput!I12472,NA())","v":"TempCorrActualPOE10"},{"$f":"IF($E12473=DataInput!$B12472,DataInput!J12472,NA())","v":"NA"},{"$f":"IF($E12473=DataInput!$B12472,DataInput!K12472,NA())","v":"NA"},null,null,"QLD Townsville South (Kz)",null,null,null,null,false,null,null,{"$error":"#N/A"},{"$error":"#N/A"},{"$error":"#N/A"},{"$error":"#N/A"},{"$error":"#N/A"},{"$error":"#N/A"},{"$error":"#N/A"},{"$error":"#N/A"},{"$error":"#N/A"},{"$error":"#N/A"}]
[null,{"$f":"IF(DataInput!B12520=$B$8,IF($B$9=$B$10,TRUE,IF(DataInput!E12520=$B$9,TRUE,FALSE)))","v":true},null,null,{"$f":"IF(B12521=TRUE,DataInput!B12520,NA())","v":"QLD"},{"$f":"IF($E12521=DataInput!$B12520,DataInput!C12520,NA())","v":"QTUL"},{"$f":"IF($E12521=DataInput!$B12520,DataInput!D12520,NA())","v":"Turkinje"},{"$f":"IF($E12521=DataInput!$B12520,DataInput!E12520,NA())","v":"Ergon"},{"$f":"IF($E12521=DataInput!$B12520,DataInput!F12520,NA())","v":"Winter"},{"$f":"IF($E12521=DataInput!$B12520,DataInput!G12520,NA())","v":"Non-Coincident"},{"$f":"IF($E12521=DataInput!$B12520,DataInput!H12520,NA())","v":2008},{"$f":"IF($E12521=DataInput!$B12520,DataInput!I12520,NA())","v":"TempCorrActualPOE10"},{"$f":"IF($E12521=DataInput!$B12520,DataInput!J12520,NA())","v":66.093086958124701},{"$f":"IF($E12521=DataInput!$B12520,DataInput!K12520,NA())","v":"NA"},null,null,"QLD Turkinje",null,null,null,null,false,null,null,{"$error":"#N/A"},{"$error":"#N/A"},{"$error":"#N/A"},{"$error":"#N/A"},{"$error":"#N/A"},{"$error":"#N/A"},{"$error":"#N/A"},{"$error":"#N/A"},{"$error":"#N/A"},{"$error":"#N/A"}]
[null,{"$f":"IF(DataInput!B12538=$B$8,IF($B$9=$B$10,TRUE,IF(DataInput!E12538=$B$9,TRUE,FALSE)))","v":true},null,null,{"$f":"IF(B12539=TRUE,DataInput!B12538,NA())","v":"QLD"},{"$f":"IF($E12539=DataInput!$B12538,DataInput!C12538,NA())","v":"QTUH"},{"$f":"IF($E12539=DataInput!$B12538,DataInput!D12538,NA())","v":"Turkinje (Craiglee)"},{"$f":"IF($E12539=DataInput!$B12538,DataInput!E12538,NA())","v":"Ergon"},{"$f":"IF($E12539=DataInput!$B12538,DataInput!F12538,NA())","v":"Summer"},{"$f":"IF($E12539=DataInput!$B12538,DataInput!G12538,NA())","v":"Non-Coincident"},{"$f":"IF($E12539=DataInput!$B12538,DataInput!H12538,NA())","v":2011},{"$f":"IF($E12539=DataInput!$B12538,DataInput!I12538,NA())","v":"TempCorrActualPOE10"},{"$f":"IF($E12539=DataInput!$B12538,DataInput!J12538,NA())","v":22.905317276908701},{"$f":"IF($E12539=DataInput!$B12538,DataInput!K12538,NA())","v":"NA"},null,null,"QLD Turkinje (Craiglee)",null,null,null,null,false,null,null,{"$error":"#N/A"},{"$error":"#N/A"},{"$error":"#N/A"},{"$error":"#N/A"},{"$error":"#N/A"},{"$error":"#N/A"},{"$error":"#N/A"},{"$error":"#N/A"},{"$error":"#N/A"},{"$error":"#N/A"}]
[null,{"$f":"IF(DataInput!B12569=$B$8,IF($B$9=$B$10,TRUE,IF(DataInput!E12569=$B$9,TRUE,FALSE)))","v":true},null,null,{"$f":"IF(B12570=TRUE,DataInput!B12569,NA())","v":"QLD"},{"$f":"IF($E12570=DataInput!$B12569,DataInput!C12569,NA())","v":"QWST"},{"$f":"IF($E12570=DataInput!$B12569,DataInput!D12569,NA())","v":"Wandoan South (Nw Surat)"},{"$f":"IF($E12570=DataInput!$B12569,DataInput!E12569,NA())","v":"Powerlink"},{"$f":"IF($E12570=DataInput!$B12569,DataInput!F12569,NA())","v":"Summer"},{"$f":"IF($E12570=DataInput!$B12569,DataInput!G12569,NA())","v":"Non-Coincident"},{"$f":"IF($E12570=DataInput!$B12569,DataInput!H12569,NA())","v":2016},{"$f":"IF($E12570=DataInput!$B12569,DataInput!I12569,NA())","v":"TempCorrActualPOE50"},{"$f":"IF($E12570=DataInput!$B12569,DataInput!J12569,NA())","v":"NA"},{"$f":"IF($E12570=DataInput!$B12569,DataInput!K12569,NA())","v":"NA"},null,null,"QLD Wandoan South (Nw Surat)",null,null,null,null,false,null,null,{"$error":"#N/A"},{"$error":"#N/A"},{"$error":"#N/A"},{"$error":"#N/A"},{"$error":"#N/A"},{"$error":"#N/A"},{"$error":"#N/A"},{"$error":"#N/A"},{"$error":"#N/A"},{"$error":"#N/A"}]
[null,{"$f":"IF(DataInput!B12595=$B$8,IF($B$9=$B$10,TRUE,IF(DataInput!E12595=$B$9,TRUE,FALSE)))","v":true},null,null,{"$f":"IF(B12596=TRUE,DataInput!B12595,NA())","v":"QLD"},{"$f":"IF($E12596=DataInput!$B12595,DataInput!C12595,NA())","v":"QWAN"},{"$f":"IF($E12596=DataInput!$B12595,DataInput!D12595,NA())","v":"Wandoo (Rail)"},{"$f":"IF($E12596=DataInput!$B12595,DataInput!E12595,NA())","v":"Powerlink"},{"$f":"IF($E12596=DataInput!$B12595,DataInput!F12595,NA())","v":"Winter"},{"$f":"IF($E12596=DataInput!$B12595,DataInput!G12595,NA())","v":"Non-Coincident"},{"$f":"IF($E12596=DataInput!$B12595,DataInput!H12595,NA())","v":2007},{"$f":"IF($E12596=DataInput!$B12595,DataInput!I12595,NA())","v":"TempCorrActualPOE50"},{"$f":"IF($E12596=DataInput!$B12595,DataInput!J12595,NA())","v":"NA"},{"$f":"IF($E12596=DataInput!$B12595,DataInput!K12595,NA())","v":"NA"},null,null,"QLD Wandoo (Rail)",null,null,null,null,false,null,null,{"$error":"#N/A"},{"$error":"#N/A"},{"$error":"#N/A"},{"$error":"#N/A"},{"$error":"#N/A"},{"$error":"#N/A"},{"$error":"#N/A"},{"$error":"#N/A"},{"$error":"#N/A"},{"$error":"#N/A"}]
[null,{"$f":"IF(DataInput!B12617=$B$8,IF($B$9=$B$10,TRUE,IF(DataInput!E12617=$B$9,TRUE,FALSE)))","v":true},null,null,{"$f":"IF(B12618=TRUE,DataInput!B12617,NA())","v":"QLD"},{"$f":"IF($E12618=DataInput!$B12617,DataInput!C12617,NA())","v":"QWLG"},{"$f":"IF($E12618=DataInput!$B12617,DataInput!D12617,NA())","v":"Woolooga (Energex)"},{"$f":"IF($E12618=DataInput!$B12617,DataInput!E12617,NA())","v":"Energex"},{"$f":"IF($E12618=DataInput!$B12617,DataInput!F12617,NA())","v":"Summer"},{"$f":"IF($E12618=DataInput!$B12617,DataInput!G12617,NA())","v":"Non-Coincident"},{"$f":"IF($E12618=DataInput!$B12617,DataInput!H12617,NA())","v":2009},{"$f":"IF($E12618=DataInput!$B12617,DataInput!I12617,NA())","v":"TempCorrActualPOE50"},{"$f":"IF($E12618=DataInput!$B12617,DataInput!J12617,NA())","v":184.78771830566001},{"$f":"IF($E12618=DataInput!$B12617,DataInput!K12617,NA())","v":"NA"},null,null,"QLD Woolooga (Energex)",null,null,null,null,false,null,null,{"$error":"#N/A"},{"$error":"#N/A"},{"$error":"#N/A"},{"$error":"#N/A"},{"$error":"#N/A"},{"$error":"#N/A"},{"$error":"#N/A"},{"$error":"#N/A"},{"$error":"#N/A"},{"$error":"#N/A"}]
[null,{"$f":"IF(DataInput!B12648=$B$8,IF($B$9=$B$10,TRUE,IF(DataInput!E12648=$B$9,TRUE,FALSE)))","v":true},null,null,{"$f":"IF(B12649=TRUE,DataInput!B12648,NA())","v":"QLD"},{"$f":"IF($E12649=DataInput!$B12648,DataInput!C12648,NA())","v":"QWLG"},{"$f":"IF($E12649=DataInput!$B12648,DataInput!D12648,NA())","v":"Woolooga (Energex)"},{"$f":"IF($E12649=DataInput!$B12648,DataInput!E12648,NA())","v":"Energex"},{"$f":"IF($E12649=DataInput!$B12648,DataInput!F12648,NA())","v":"Winter"},{"$f":"IF($E12649=DataInput!$B12648,DataInput!G12648,NA())","v":"Non-Coincident"},{"$f":"IF($E12649=DataInput!$B12648,DataInput!H12648,NA())","v":2013},{"$f":"IF($E12649=DataInput!$B12648,DataInput!I12648,NA())","v":"TempCorrActualPOE10"},{"$f":"IF($E12649=DataInput!$B12648,DataInput!J12648,NA())","v":189.846244439732},{"$f":"IF($E12649=DataInput!$B12648,DataInput!K12648,NA())","v":"NA"},null,null,"QLD Woolooga (Energex)",null,null,null,null,false,null,null,{"$error":"#N/A"},{"$error":"#N/A"},{"$error":"#N/A"},{"$error":"#N/A"},{"$error":"#N/A"},{"$error":"#N/A"},{"$error":"#N/A"},{"$error":"#N/A"},{"$error":"#N/A"},{"$error":"#N/A"}]
[null,{"$f":"IF(DataInput!B12695=$B$8,IF($B$9=$B$10,TRUE,IF(DataInput!E12695=$B$9,TRUE,FALSE)))","v":true},null,null,{"$f":"IF(B12696=TRUE,DataInput!B12695,NA())","v":"QLD"},{"$f":"IF($E12696=DataInput!$B12695,DataInput!C12695,NA())","v":"QWRE"},{"$f":"IF($E12696=DataInput!$B12695,DataInput!D12695,NA())","v":"Woree"},{"$f":"IF($E12696=DataInput!$B12695,DataInput!E12695,NA())","v":"Ergon"},{"$f":"IF($E12696=DataInput!$B12695,DataInput!F12695,NA())","v":"Winter"},{"$f":"IF($E12696=DataInput!$B12695,DataInput!G12695,NA())","v":"Non-Coincident"},{"$f":"IF($E12696=DataInput!$B12695,DataInput!H12695,NA())","v":2012},{"$f":"IF($E12696=DataInput!$B12695,DataInput!I12695,NA())","v":"TempCorrActualPOE50"},{"$f":"IF($E12696=DataInput!$B12695,DataInput!J12695,NA())","v":35.761974474341898},{"$f":"IF($E12696=DataInput!$B12695,DataInput!K12695,NA())","v":"NA"},null,null,"QLD Woree",null,null,null,null,false,null,null,{"$error":"#N/A"},{"$error":"#N/A"},{"$error":"#N/A"},{"$error":"#N/A"},{"$error":"#N/A"},{"$error":"#N/A"},{"$error":"#N/A"},{"$error":"#N/A"},{"$error":"#N/A"},{"$error":"#N/A"}]
[null,{"$f":"IF(DataInput!B12722=$B$8,IF($B$9=$B$10,TRUE,IF(DataInput!E12722=$B$9,TRUE,FALSE)))","v":true},null,null,{"$f":"IF(B12723=TRUE,DataInput!B12722,NA())","v":"QLD"},{"$f":"IF($E12723=DataInput!$B12722,DataInput!C12722,NA())","v":"QWCB"},{"$f":"IF($E12723=DataInput!$B12722,DataInput!D12722,NA())","v":"Wycarbah"},{"$f":"IF($E12723=DataInput!$B12722,DataInput!E12722,NA())","v":"Powerlink"},{"$f":"IF($E12723=DataInput!$B12722,DataInput!F12722,NA())","v":"Winter"},{"$f":"IF($E12723=DataInput!$B12722,DataInput!G12722,NA())","v":"Non-Coincident"},{"$f":"IF($E12723=DataInput!$B12722,DataInput!H12722,NA())","v":2015},{"$f":"IF($E12723=DataInput!$B12722,DataInput!I12722,NA())","v":"TempCorrActualPOE10"},{"$f":"IF($E12723=DataInput!$B12722,DataInput!J12722,NA())","v":"NA"},{"$f":"IF($E12723=DataInput!$B12722,DataInput!K12722,NA())","v":"NA"},null,null,"QLD Wycarbah",null,null,null,null,false,null,null,{"$error":"#N/A"},{"$error":"#N/A"},{"$error":"#N/A"},{"$error":"#N/A"},{"$error":"#N/A"},{"$error":"#N/A"},{"$error":"#N/A"},{"$error":"#N/A"},{"$error":"#N/A"},{"$error":"#N/A"}]
[null,{"$f":"IF(DataInput!B12756=$B$8,IF($B$9=$B$10,TRUE,IF(DataInput!E12756=$B$9,TRUE,FALSE)))","v":true},null,null,{"$f":"IF(B12757=TRUE,DataInput!B12756,NA())","v":"QLD"},{"$f":"IF($E12757=DataInput!$B12756,DataInput!C12756,NA())","v":"QYAR"},{"$f":"IF($E12757=DataInput!$B12756,DataInput!D12756,NA())","v":"Yarwun Alumina"},{"$f":"IF($E12757=DataInput!$B12756,DataInput!E12756,NA())","v":"Powerlink"},{"$f":"IF($E12757=DataInput!$B12756,DataInput!F12756,NA())","v":"Summer"},{"$f":"IF($E12757=DataInput!$B12756,DataInput!G12756,NA())","v":"Non-Coincident"},{"$f":"IF($E12757=DataInput!$B12756,DataInput!H12756,NA())","v":2014},{"$f":"IF($E12757=DataInput!$B12756,DataInput!I12756,NA())","v":"TempCorrActualPOE10"},{"$f":"IF($E12757=DataInput!$B12756,DataInput!J12756,NA())","v":"NA"},{"$f":"IF($E12757=DataInput!$B12756,DataInput!K12756,NA())","v":"NA"},null,null,"QLD Yarwun Alumina",null,null,null,null,false,null,null,{"$error":"#N/A"},{"$error":"#N/A"},{"$error":"#N/A"},{"$error":"#N/A"},{"$error":"#N/A"},{"$error":"#N/A"},{"$error":"#N/A"},{"$error":"#N/A"},{"$error":"#N/A"},{"$error":"#N/A"}]
[null,{"$f":"IF(DataInput!B12774=$B$8,IF($B$9=$B$10,TRUE,IF(DataInput!E12774=$B$9,TRUE,FALSE)))","v":true},null,null,{"$f":"IF(B12775=TRUE,DataInput!B12774,NA())","v":"QLD"},{"$f":"IF($E12775=DataInput!$B12774,DataInput!C12774,NA())","v":"QABRQMRXloop"},{"$f":"IF($E12775=DataInput!$B12774,DataInput!D12774,NA())","v":"Abermain - Middle Ridge Loop"},{"$f":"IF($E12775=DataInput!$B12774,DataInput!E12774,NA())","v":"Energex"},{"$f":"IF($E12775=DataInput!$B12774,DataInput!F12774,NA())","v":"Summer"},{"$f":"IF($E12775=DataInput!$B12774,DataInput!G12774,NA())","v":"Coincident"},{"$f":"IF($E12775=DataInput!$B12774,DataInput!H12774,NA())","v":2007},{"$f":"IF($E12775=DataInput!$B12774,DataInput!I12774,NA())","v":"TempCorrActualPOE10"},{"$f":"IF($E12775=DataInput!$B12774,DataInput!J12774,NA())","v":71.283991685724999},{"$f":"IF($E12775=DataInput!$B12774,DataInput!K12774,NA())","v":"NA"},null,null,"QLD Abermain - Middle Ridge Loop",null,null,null,null,true,null,null,"QLD","QABRQMRXloop","Abermain - Middle Ridge Loop","Energex","Summer","Coincident",2007,"TempCorrActualPOE10",71.283991685724999,"NA"]
[null,{"$f":"IF(DataInput!B12805=$B$8,IF($B$9=$B$10,TRUE,IF(DataInput!E12805=$B$9,TRUE,FALSE)))","v":true},null,null,{"$f":"IF(B12806=TRUE,DataInput!B12805,NA())","v":"QLD"},{"$f":"IF($E12806=DataInput!$B12805,DataInput!C12805,NA())","v":"QABRQMRXloop"},{"$f":"IF($E12806=DataInput!$B12805,DataInput!D12805,NA())","v":"Abermain - Middle Ridge Loop"},{"$f":"IF($E12806=DataInput!$B12805,DataInput!E12805,NA())","v":"Energex"},{"$f":"IF($E12806=DataInput!$B12805,DataInput!F12805,NA())","v":"Winter"},{"$f":"IF($E12806=DataInput!$B12805,DataInput!G12805,NA())","v":"Coincident"},{"$f":"IF($E12806=DataInput!$B12805,DataInput!H12805,NA())","v":2015},{"$f":"IF($E12806=DataInput!$B12805,DataInput!I12805,NA())","v":"TempCorrActualPOE50"},{"$f":"IF($E12806=DataInput!$B12805,DataInput!J12805,NA())","v":73.364750978960302},{"$f":"IF($E12806=DataInput!$B12805,DataInput!K12805,NA())","v":"NA"},null,null,"QLD Abermain - Middle Ridge Loop",null,null,null,null,true,null,null,"QLD","QABRQMRXloop","Abermain - Middle Ridge Loop","Energex","Winter","Coincident",2015,"TempCorrActualPOE50",73.364750978960302,"NA"]
[null,{"$f":"IF(DataInput!B12817=$B$8,IF($B$9=$B$10,TRUE,IF(DataInput!E12817=$B$9,TRUE,FALSE)))","v":true},null,null,{"$f":"IF(B12818=TRUE,DataInput!B12817,NA())","v":"QLD"},{"$f":"IF($E12818=DataInput!$B12817,DataInput!C12817,NA())","v":"QABM"},{"$f":"IF($E12818=DataInput!$B12817,DataInput!D12817,NA())","v":"Abermain 33"},{"$f":"IF($E12818=DataInput!$B12817,DataInput!E12817,NA())","v":"Energex"},{"$f":"IF($E12818=DataInput!$B12817,DataInput!F12817,NA())","v":"Summer"},{"$f":"IF($E12818=DataInput!$B12817,DataInput!G12817,NA())","v":"Coincident"},{"$f":"IF($E12818=DataInput!$B12817,DataInput!H12817,NA())","v":2012},{"$f":"IF($E12818=DataInput!$B12817,DataInput!I12817,NA())","v":"TempCorrActualPOE50"},{"$f":"IF($E12818=DataInput!$B12817,DataInput!J12817,NA())","v":84.182087973450095},{"$f":"IF($E12818=DataInput!$B12817,DataInput!K12817,NA())","v":"NA"},null,null,"QLD Abermain 33",null,null,null,null,false,null,null,{"$error":"#N/A"},{"$error":"#N/A"},{"$error":"#N/A"},{"$error":"#N/A"},{"$error":"#N/A"},{"$error":"#N/A"},{"$error":"#N/A"},{"$error":"#N/A"},{"$error":"#N/A"},{"$error":"#N/A"}]
[null,{"$f":"IF(DataInput!B12853=$B$8,IF($B$9=$B$10,TRUE,IF(DataInput!E12853=$B$9,TRUE,FALSE)))","v":true},null,null,{"$f":"IF(B12854=TRUE,DataInput!B12853,NA())","v":"QLD"},{"$f":"IF($E12854=DataInput!$B12853,DataInput!C12853,NA())","v":"QASF"},{"$f":"IF($E12854=DataInput!$B12853,DataInput!D12853,NA())","v":"Alan Sherriff"},{"$f":"IF($E12854=DataInput!$B12853,DataInput!E12853,NA())","v":"Ergon"},{"$f":"IF($E12854=DataInput!$B12853,DataInput!F12853,NA())","v":"Summer"},{"$f":"IF($E12854=DataInput!$B12853,DataInput!G12853,NA())","v":"Coincident"},{"$f":"IF($E12854=DataInput!$B12853,DataInput!H12853,NA())","v":2010},{"$f":"IF($E12854=DataInput!$B12853,DataInput!I12853,NA())","v":"TempCorrActualPOE50"},{"$f":"IF($E12854=DataInput!$B12853,DataInput!J12853,NA())","v":22.338933981800299},{"$f":"IF($E12854=DataInput!$B12853,DataInput!K12853,NA())","v":"NA"},null,null,"QLD Alan Sherriff",null,null,null,null,false,null,null,{"$error":"#N/A"},{"$error":"#N/A"},{"$error":"#N/A"},{"$error":"#N/A"},{"$error":"#N/A"},{"$error":"#N/A"},{"$error":"#N/A"},{"$error":"#N/A"},{"$error":"#N/A"},{"$error":"#N/A"}]
[null,{"$f":"IF(DataInput!B12884=$B$8,IF($B$9=$B$10,TRUE,IF(DataInput!E12884=$B$9,TRUE,FALSE)))","v":true},null,null,{"$f":"IF(B12885=TRUE,DataInput!B12884,NA())","v":"QLD"},{"$f":"IF($E12885=DataInput!$B12884,DataInput!C12884,NA())","v":"QASF"},{"$f":"IF($E12885=DataInput!$B12884,DataInput!D12884,NA())","v":"Alan Sherriff"},{"$f":"IF($E12885=DataInput!$B12884,DataInput!E12884,NA())","v":"Ergon"},{"$f":"IF($E12885=DataInput!$B12884,DataInput!F12884,NA())","v":"Winter"},{"$f":"IF($E12885=DataInput!$B12884,DataInput!G12884,NA())","v":"Coincident"},{"$f":"IF($E12885=DataInput!$B12884,DataInput!H12884,NA())","v":2014},{"$f":"IF($E12885=DataInput!$B12884,DataInput!I12884,NA())","v":"TempCorrActualPOE10"},{"$f":"IF($E12885=DataInput!$B12884,DataInput!J12884,NA())","v":14.825478615311599},{"$f":"IF($E12885=DataInput!$B12884,DataInput!K12884,NA())","v":"NA"},null,null,"QLD Alan Sherriff",null,null,null,null,false,null,null,{"$error":"#N/A"},{"$error":"#N/A"},{"$error":"#N/A"},{"$error":"#N/A"},{"$error":"#N/A"},{"$error":"#N/A"},{"$error":"#N/A"},{"$error":"#N/A"},{"$error":"#N/A"},{"$error":"#N/A"}]
[null,{"$f":"IF(DataInput!B12931=$B$8,IF($B$9=$B$10,TRUE,IF(DataInput!E12931=$B$9,TRUE,FALSE)))","v":true},null,null,{"$f":"IF(B12932=TRUE,DataInput!B12931,NA())","v":"QLD"},{"$f":"IF($E12932=DataInput!$B12931,DataInput!C12931,NA())","v":"QALH"},{"$f":"IF($E12932=DataInput!$B12931,DataInput!D12931,NA())","v":"Alligator Creek 132"},{"$f":"IF($E12932=DataInput!$B12931,DataInput!E12931,NA())","v":"Ergon"},{"$f":"IF($E12932=DataInput!$B12931,DataInput!F12931,NA())","v":"Summer"},{"$f":"IF($E12932=DataInput!$B12931,DataInput!G12931,NA())","v":"Coincident"},{"$f":"IF($E12932=DataInput!$B12931,DataInput!H12931,NA())","v":2016},{"$f":"IF($E12932=DataInput!$B12931,DataInput!I12931,NA())","v":"TempCorrActualPOE50"},{"$f":"IF($E12932=DataInput!$B12931,DataInput!J12931,NA())","v":26.875222850834199},{"$f":"IF($E12932=DataInput!$B12931,DataInput!K12931,NA())","v":"NA"},null,null,"QLD Alligator Creek 132",null,null,null,null,false,null,null,{"$error":"#N/A"},{"$error":"#N/A"},{"$error":"#N/A"},{"$error":"#N/A"},{"$error":"#N/A"},{"$error":"#N/A"},{"$error":"#N/A"},{"$error":"#N/A"},{"$error":"#N/A"},{"$error":"#N/A"}]
[null,{"$f":"IF(DataInput!B12944=$B$8,IF($B$9=$B$10,TRUE,IF(DataInput!E12944=$B$9,TRUE,FALSE)))","v":true},null,null,{"$f":"IF(B12945=TRUE,DataInput!B12944,NA())","v":"QLD"},{"$f":"IF($E12945=DataInput!$B12944,DataInput!C12944,NA())","v":"QALC"},{"$f":"IF($E12945=DataInput!$B12944,DataInput!D12944,NA())","v":"Alligator Creek 33"},{"$f":"IF($E12945=DataInput!$B12944,DataInput!E12944,NA())","v":"Ergon"},{"$f":"IF($E12945=DataInput!$B12944,DataInput!F12944,NA())","v":"Summer"},{"$f":"IF($E12945=DataInput!$B12944,DataInput!G12944,NA())","v":"Coincident"},{"$f":"IF($E12945=DataInput!$B12944,DataInput!H12944,NA())","v":2012},{"$f":"IF($E12945=DataInput!$B12944,DataInput!I12944,NA())","v":"TempCorrActualPOE10"},{"$f":"IF($E12945=DataInput!$B12944,DataInput!J12944,NA())","v":13.3679881162467},{"$f":"IF($E12945=DataInput!$B12944,DataInput!K12944,NA())","v":"NA"},null,null,"QLD Alligator Creek 33",null,null,null,null,false,null,null,{"$error":"#N/A"},{"$error":"#N/A"},{"$error":"#N/A"},{"$error":"#N/A"},{"$error":"#N/A"},{"$error":"#N/A"},{"$error":"#N/A"},{"$error":"#N/A"},{"$error":"#N/A"},{"$error":"#N/A"}]
[null,{"$f":"IF(DataInput!B12963=$B$8,IF($B$9=$B$10,TRUE,IF(DataInput!E12963=$B$9,TRUE,FALSE)))","v":true},null,null,{"$f":"IF(B12964=TRUE,DataInput!B12963,NA())","v":"QLD"},{"$f":"IF($E12964=DataInput!$B12963,DataInput!C12963,NA())","v":"QALC"},{"$f":"IF($E12964=DataInput!$B12963,DataInput!D12963,NA())","v":"Alligator Creek 33"},{"$f":"IF($E12964=DataInput!$B12963,DataInput!E12963,NA())","v":"Ergon"},{"$f":"IF($E12964=DataInput!$B12963,DataInput!F12963,NA())","v":"Winter"},{"$f":"IF($E12964=DataInput!$B12963,DataInput!G12963,NA())","v":"Coincident"},{"$f":"IF($E12964=DataInput!$B12963,DataInput!H12963,NA())","v":2015},{"$f":"IF($E12964=DataInput!$B12963,DataInput!I12963,NA())","v":"TempCorrActualPOE50"},{"$f":"IF($E12964=DataInput!$B12963,DataInput!J12963,NA())","v":8.8807678369001906},{"$f":"IF($E12964=DataInput!$B12963,DataInput!K12963,NA())","v":"NA"},null,null,"QLD Alligator Creek 33",null,null,null,null,false,null,null,{"$error":"#N/A"},{"$error":"#N/A"},{"$error":"#N/A"},{"$error":"#N/A"},{"$error":"#N/A"},{"$error":"#N/A"},{"$error":"#N/A"},{"$error":"#N/A"},{"$error":"#N/A"},{"$error":"#N/A"}]
[null,{"$f":"IF(DataInput!B13010=$B$8,IF($B$9=$B$10,TRUE,IF(DataInput!E13010=$B$9,TRUE,FALSE)))","v":true},null,null,{"$f":"IF(B13011=TRUE,DataInput!B13010,NA())","v":"QLD"},{"$f":"IF($E13011=DataInput!$B13010,DataInput!C13010,NA())","v":"QAGW"},{"$f":"IF($E13011=DataInput!$B13010,DataInput!D13010,NA())","v":"Ashgrove West 33"},{"$f":"IF($E13011=DataInput!$B13010,DataInput!E13010,NA())","v":"Energex"},{"$f":"IF($E13011=DataInput!$B13010,DataInput!F13010,NA())","v":"Winter"},{"$f":"IF($E13011=DataInput!$B13010,DataInput!G13010,NA())","v":"Coincident"},{"$f":"IF($E13011=DataInput!$B13010,DataInput!H13010,NA())","v":2007},{"$f":"IF($E13011=DataInput!$B13010,DataInput!I13010,NA())","v":"TempCorrActualPOE10"},{"$f":"IF($E13011=DataInput!$B13010,DataInput!J13010,NA())","v":59.0708719510557},{"$f":"IF($E13011=DataInput!$B13010,DataInput!K13010,NA())","v":"NA"},null,null,"QLD Ashgrove West 33",null,null,null,null,false,null,null,{"$error":"#N/A"},{"$error":"#N/A"},{"$error":"#N/A"},{"$error":"#N/A"},{"$error":"#N/A"},{"$error":"#N/A"},{"$error":"#N/A"},{"$error":"#N/A"},{"$error":"#N/A"},{"$error":"#N/A"}]
[null,{"$f":"IF(DataInput!B13041=$B$8,IF($B$9=$B$10,TRUE,IF(DataInput!E13041=$B$9,TRUE,FALSE)))","v":true},null,null,{"$f":"IF(B13042=TRUE,DataInput!B13041,NA())","v":"QLD"},{"$f":"IF($E13042=DataInput!$B13041,DataInput!C13041,NA())","v":"QMOB"},{"$f":"IF($E13042=DataInput!$B13041,DataInput!D13041,NA())","v":"Belmont Wecker Road 11"},{"$f":"IF($E13042=DataInput!$B13041,DataInput!E13041,NA())","v":"Powerlink"},{"$f":"IF($E13042=DataInput!$B13041,DataInput!F13041,NA())","v":"Winter"},{"$f":"IF($E13042=DataInput!$B13041,DataInput!G13041,NA())","v":"Coincident"},{"$f":"IF($E13042=DataInput!$B13041,DataInput!H13041,NA())","v":2009},{"$f":"IF($E13042=DataInput!$B13041,DataInput!I13041,NA())","v":"TempCorrActualPOE50"},{"$f":"IF($E13042=DataInput!$B13041,DataInput!J13041,NA())","v":"NA"},{"$f":"IF($E13042=DataInput!$B13041,DataInput!K13041,NA())","v":"NA"},null,null,"QLD Belmont Wecker Road 11",null,null,null,null,false,null,null,{"$error":"#N/A"},{"$error":"#N/A"},{"$error":"#N/A"},{"$error":"#N/A"},{"$error":"#N/A"},{"$error":"#N/A"},{"$error":"#N/A"},{"$error":"#N/A"},{"$error":"#N/A"},{"$error":"#N/A"}]
[null,{"$f":"IF(DataInput!B13071=$B$8,IF($B$9=$B$10,TRUE,IF(DataInput!E13071=$B$9,TRUE,FALSE)))","v":true},null,null,{"$f":"IF(B13072=TRUE,DataInput!B13071,NA())","v":"QLD"},{"$f":"IF($E13072=DataInput!$B13071,DataInput!C13071,NA())","v":"QBMH"},{"$f":"IF($E13072=DataInput!$B13071,DataInput!D13071,NA())","v":"Belmont Wecker Road 110"},{"$f":"IF($E13072=DataInput!$B13071,DataInput!E13071,NA())","v":"Energex"},{"$f":"IF($E13072=DataInput!$B13071,DataInput!F13071,NA())","v":"Summer"},{"$f":"IF($E13072=DataInput!$B13071,DataInput!G13071,NA())","v":"Coincident"},{"$f":"IF($E13072=DataInput!$B13071,DataInput!H13071,NA())","v":2015},{"$f":"IF($E13072=DataInput!$B13071,DataInput!I13071,NA())","v":"TempCorrActualPOE50"},{"$f":"IF($E13072=DataInput!$B13071,DataInput!J13071,NA())","v":401.78144244667999},{"$f":"IF($E13072=DataInput!$B13071,DataInput!K13071,NA())","v":"NA"},null,null,"QLD Belmont Wecker Road 110",null,null,null,null,false,null,null,{"$error":"#N/A"},{"$error":"#N/A"},{"$error":"#N/A"},{"$error":"#N/A"},{"$error":"#N/A"},{"$error":"#N/A"},{"$error":"#N/A"},{"$error":"#N/A"},{"$error":"#N/A"},{"$error":"#N/A"}]
[null,{"$f":"IF(DataInput!B13089=$B$8,IF($B$9=$B$10,TRUE,IF(DataInput!E13089=$B$9,TRUE,FALSE)))","v":true},null,null,{"$f":"IF(B13090=TRUE,DataInput!B13089,NA())","v":"QLD"},{"$f":"IF($E13090=DataInput!$B13089,DataInput!C13089,NA())","v":"QBMH"},{"$f":"IF($E13090=DataInput!$B13089,DataInput!D13089,NA())","v":"Belmont Wecker Road 110"},{"$f":"IF($E13090=DataInput!$B13089,DataInput!E13089,NA())","v":"Energex"},{"$f":"IF($E13090=DataInput!$B13089,DataInput!F13089,NA())","v":"Winter"},{"$f":"IF($E13090=DataInput!$B13089,DataInput!G13089,NA())","v":"Coincident"},{"$f":"IF($E13090=DataInput!$B13089,DataInput!H13089,NA())","v":2013},{"$f":"IF($E13090=DataInput!$B13089,DataInput!I13089,NA())","v":"TempCorrActualPOE50"},{"$f":"IF($E13090=DataInput!$B13089,DataInput!J13089,NA())","v":313.33820512787003},{"$f":"IF($E13090=DataInput!$B13089,DataInput!K13089,NA())","v":"NA"},null,null,"QLD Belmont Wecker Road 110",null,null,null,null,false,null,null,{"$error":"#N/A"},{"$error":"#N/A"},{"$error":"#N/A"},{"$error":"#N/A"},{"$error":"#N/A"},{"$error":"#N/A"},{"$error":"#N/A"},{"$error":"#N/A"},{"$error":"#N/A"},{"$error":"#N/A"}]
[null,{"$f":"IF(DataInput!B13120=$B$8,IF($B$9=$B$10,TRUE,IF(DataInput!E13120=$B$9,TRUE,FALSE)))","v":true},null,null,{"$f":"IF(B13121=TRUE,DataInput!B13120,NA())","v":"QLD"},{"$f":"IF($E13121=DataInput!$B13120,DataInput!C13120,NA())","v":"QBBS"},{"$f":"IF($E13121=DataInput!$B13120,DataInput!D13120,NA())","v":"Belmont Wecker Road 33"},{"$f":"IF($E13121=DataInput!$B13120,DataInput!E13120,NA())","v":"Energex"},{"$f":"IF($E13121=DataInput!$B13120,DataInput!F13120,NA())","v":"Winter"},{"$f":"IF($E13121=DataInput!$B13120,DataInput!G13120,NA())","v":"Coincident"},{"$f":"IF($E13121=DataInput!$B13120,DataInput!H13120,NA())","v":2008},{"$f":"IF($E13121=DataInput!$B13120,DataInput!I13120,NA())","v":"TempCorrActualPOE10"},{"$f":"IF($E13121=DataInput!$B13120,DataInput!J13120,NA())","v":105.349939740938},{"$f":"IF($E13121=DataInput!$B13120,DataInput!K13120,NA())","v":"NA"},null,null,"QLD Belmont Wecker Road 33",null,null,null,null,false,null,null,{"$error":"#N/A"},{"$error":"#N/A"},{"$error":"#N/A"},{"$error":"#N/A"},{"$error":"#N/A"},{"$error":"#N/A"},{"$error":"#N/A"},{"$error":"#N/A"},{"$error":"#N/A"},{"$error":"#N/A"}]
[null,{"$f":"IF(DataInput!B13138=$B$8,IF($B$9=$B$10,TRUE,IF(DataInput!E13138=$B$9,TRUE,FALSE)))","v":true},null,null,{"$f":"IF(B13139=TRUE,DataInput!B13138,NA())","v":"QLD"},{"$f":"IF($E13139=DataInput!$B13138,DataInput!C13138,NA())","v":"QBIL"},{"$f":"IF($E13139=DataInput!$B13138,DataInput!D13138,NA())","v":"Biloela"},{"$f":"IF($E13139=DataInput!$B13138,DataInput!E13138,NA())","v":"Ergon"},{"$f":"IF($E13139=DataInput!$B13138,DataInput!F13138,NA())","v":"Summer"},{"$f":"IF($E13139=DataInput!$B13138,DataInput!G13138,NA())","v":"Coincident"},{"$f":"IF($E13139=DataInput!$B13138,DataInput!H13138,NA())","v":2008},{"$f":"IF($E13139=DataInput!$B13138,DataInput!I13138,NA())","v":"TempCorrActualPOE10"},{"$f":"IF($E13139=DataInput!$B13138,DataInput!J13138,NA())","v":26.200905046046898},{"$f":"IF($E13139=DataInput!$B13138,DataInput!K13138,NA())","v":"NA"},null,null,"QLD Biloela",null,null,null,null,false,null,null,{"$error":"#N/A"},{"$error":"#N/A"},{"$error":"#N/A"},{"$error":"#N/A"},{"$error":"#N/A"},{"$error":"#N/A"},{"$error":"#N/A"},{"$error":"#N/A"},{"$error":"#N/A"},{"$error":"#N/A"}]
[null,{"$f":"IF(DataInput!B13166=$B$8,IF($B$9=$B$10,TRUE,IF(DataInput!E13166=$B$9,TRUE,FALSE)))","v":true},null,null,{"$f":"IF(B13167=TRUE,DataInput!B13166,NA())","v":"QLD"},{"$f":"IF($E13167=DataInput!$B13166,DataInput!C13166,NA())","v":"QBIL"},{"$f":"IF($E13167=DataInput!$B13166,DataInput!D13166,NA())","v":"Biloela"},{"$f":"IF($E13167=DataInput!$B13166,DataInput!E13166,NA())","v":"Ergon"},{"$f":"IF($E13167=DataInput!$B13166,DataInput!F13166,NA())","v":"Winter"},{"$f":"IF($E13167=DataInput!$B13166,DataInput!G13166,NA())","v":"Coincident"},{"$f":"IF($E13167=DataInput!$B13166,DataInput!H13166,NA())","v":2011},{"$f":"IF($E13167=DataInput!$B13166,DataInput!I13166,NA())","v":"TempCorrActualPOE10"},{"$f":"IF($E13167=DataInput!$B13166,DataInput!J13166,NA())","v":25.708919713558299},{"$f":"IF($E13167=DataInput!$B13166,DataInput!K13166,NA())","v":"NA"},null,null,"QLD Biloela",null,null,null,null,false,null,null,{"$error":"#N/A"},{"$error":"#N/A"},{"$error":"#N/A"},{"$error":"#N/A"},{"$error":"#N/A"},{"$error":"#N/A"},{"$error":"#N/A"},{"$error":"#N/A"},{"$error":"#N/A"},{"$error":"#N/A"}]
[null,{"$f":"IF(DataInput!B13199=$B$8,IF($B$9=$B$10,TRUE,IF(DataInput!E13199=$B$9,TRUE,FALSE)))","v":true},null,null,{"$f":"IF(B13200=TRUE,DataInput!B13199,NA())","v":"QLD"},{"$f":"IF($E13200=DataInput!$B13199,DataInput!C13199,NA())","v":"QBWH"},{"$f":"IF($E13200=DataInput!$B13199,DataInput!D13199,NA())","v":"Blackwater 132"},{"$f":"IF($E13200=DataInput!$B13199,DataInput!E13199,NA())","v":"Ergon"},{"$f":"IF($E13200=DataInput!$B13199,DataInput!F13199,NA())","v":"Summer"},{"$f":"IF($E13200=DataInput!$B13199,DataInput!G13199,NA())","v":"Coincident"},{"$f":"IF($E13200=DataInput!$B13199,DataInput!H13199,NA())","v":2013},{"$f":"IF($E13200=DataInput!$B13199,DataInput!I13199,NA())","v":"TempCorrActualPOE50"},{"$f":"IF($E13200=DataInput!$B13199,DataInput!J13199,NA())","v":17.569822065329401},{"$f":"IF($E13200=DataInput!$B13199,DataInput!K13199,NA())","v":"NA"},null,null,"QLD Blackwater 132",null,null,null,null,false,null,null,{"$error":"#N/A"},{"$error":"#N/A"},{"$error":"#N/A"},{"$error":"#N/A"},{"$error":"#N/A"},{"$error":"#N/A"},{"$error":"#N/A"},{"$error":"#N/A"},{"$error":"#N/A"},{"$error":"#N/A"}]
[null,{"$f":"IF(DataInput!B13246=$B$8,IF($B$9=$B$10,TRUE,IF(DataInput!E13246=$B$9,TRUE,FALSE)))","v":true},null,null,{"$f":"IF(B13247=TRUE,DataInput!B13246,NA())","v":"QLD"},{"$f":"IF($E13247=DataInput!$B13246,DataInput!C13246,NA())","v":"QBWL"},{"$f":"IF($E13247=DataInput!$B13246,DataInput!D13246,NA())","v":"Blackwater 66/11"},{"$f":"IF($E13247=DataInput!$B13246,DataInput!E13246,NA())","v":"Ergon"},{"$f":"IF($E13247=DataInput!$B13246,DataInput!F13246,NA())","v":"Winter"},{"$f":"IF($E13247=DataInput!$B13246,DataInput!G13246,NA())","v":"Coincident"},{"$f":"IF($E13247=DataInput!$B13246,DataInput!H13246,NA())","v":2012},{"$f":"IF($E13247=DataInput!$B13246,DataInput!I13246,NA())","v":"TempCorrActualPOE10"},{"$f":"IF($E13247=DataInput!$B13246,DataInput!J13246,NA())","v":80.927182137310893},{"$f":"IF($E13247=DataInput!$B13246,DataInput!K13246,NA())","v":"NA"},null,null,"QLD Blackwater 66/11",null,null,null,null,false,null,null,{"$error":"#N/A"},{"$error":"#N/A"},{"$error":"#N/A"},{"$error":"#N/A"},{"$error":"#N/A"},{"$error":"#N/A"},{"$error":"#N/A"},{"$error":"#N/A"},{"$error":"#N/A"},{"$error":"#N/A"}]
[null,{"$f":"IF(DataInput!B13248=$B$8,IF($B$9=$B$10,TRUE,IF(DataInput!E13248=$B$9,TRUE,FALSE)))","v":true},null,null,{"$f":"IF(B13249=TRUE,DataInput!B13248,NA())","v":"QLD"},{"$f":"IF($E13249=DataInput!$B13248,DataInput!C13248,NA())","v":"QBWL"},{"$f":"IF($E13249=DataInput!$B13248,DataInput!D13248,NA())","v":"Blackwater 66/11"},{"$f":"IF($E13249=DataInput!$B13248,DataInput!E13248,NA())","v":"Ergon"},{"$f":"IF($E13249=DataInput!$B13248,DataInput!F13248,NA())","v":"Winter"},{"$f":"IF($E13249=DataInput!$B13248,DataInput!G13248,NA())","v":"Coincident"},{"$f":"IF($E13249=DataInput!$B13248,DataInput!H13248,NA())","v":2013},{"$f":"IF($E13249=DataInput!$B13248,DataInput!I13248,NA())","v":"TempCorrActualPOE10"},{"$f":"IF($E13249=DataInput!$B13248,DataInput!J13248,NA())","v":75.850204616983504},{"$f":"IF($E13249=DataInput!$B13248,DataInput!K13248,NA())","v":"NA"},null,null,"QLD Blackwater 66/11",null,null,null,null,false,null,null,{"$error":"#N/A"},{"$error":"#N/A"},{"$error":"#N/A"},{"$error":"#N/A"},{"$error":"#N/A"},{"$error":"#N/A"},{"$error":"#N/A"},{"$error":"#N/A"},{"$error":"#N/A"},{"$error":"#N/A"}]
[null,{"$f":"IF(DataInput!B13293=$B$8,IF($B$9=$B$10,TRUE,IF(DataInput!E13293=$B$9,TRUE,FALSE)))","v":true},null,null,{"$f":"IF(B13294=TRUE,DataInput!B13293,NA())","v":"QLD"},{"$f":"IF($E13294=DataInput!$B13293,DataInput!C13293,NA())","v":"QBNB"},{"$f":"IF($E13294=DataInput!$B13293,DataInput!D13293,NA())","v":"Bolingbroke (Rail)"},{"$f":"IF($E13294=DataInput!$B13293,DataInput!E13293,NA())","v":"Powerlink"},{"$f":"IF($E13294=DataInput!$B13293,DataInput!F13293,NA())","v":"Winter"},{"$f":"IF($E13294=DataInput!$B13293,DataInput!G13293,NA())","v":"Coincident"},{"$f":"IF($E13294=DataInput!$B13293,DataInput!H13293,NA())","v":2015},{"$f":"IF($E13294=DataInput!$B13293,DataInput!I13293,NA())","v":"TempCorrActualPOE50"},{"$f":"IF($E13294=DataInput!$B13293,DataInput!J13293,NA())","v":"NA"},{"$f":"IF($E13294=DataInput!$B13293,DataInput!K13293,NA())","v":"NA"},null,null,"QLD Bolingbroke (Rail)",null,null,null,null,false,null,null,{"$error":"#N/A"},{"$error":"#N/A"},{"$error":"#N/A"},{"$error":"#N/A"},{"$error":"#N/A"},{"$error":"#N/A"},{"$error":"#N/A"},{"$error":"#N/A"},{"$error":"#N/A"},{"$error":"#N/A"}]
[null,{"$f":"IF(DataInput!B13325=$B$8,IF($B$9=$B$10,TRUE,IF(DataInput!E13325=$B$9,TRUE,FALSE)))","v":true},null,null,{"$f":"IF(B13326=TRUE,DataInput!B13325,NA())","v":"QLD"},{"$f":"IF($E13326=DataInput!$B13325,DataInput!C13325,NA())","v":"QBOL"},{"$f":"IF($E13326=DataInput!$B13325,DataInput!D13325,NA())","v":"Boyne Island 132"},{"$f":"IF($E13326=DataInput!$B13325,DataInput!E13325,NA())","v":"Powerlink"},{"$f":"IF($E13326=DataInput!$B13325,DataInput!F13325,NA())","v":"Summer"},{"$f":"IF($E13326=DataInput!$B13325,DataInput!G13325,NA())","v":"Coincident"},{"$f":"IF($E13326=DataInput!$B13325,DataInput!H13325,NA())","v":2013},{"$f":"IF($E13326=DataInput!$B13325,DataInput!I13325,NA())","v":"TempCorrActualPOE50"},{"$f":"IF($E13326=DataInput!$B13325,DataInput!J13325,NA())","v":"NA"},{"$f":"IF($E13326=DataInput!$B13325,DataInput!K13325,NA())","v":"NA"},null,null,"QLD Boyne Island 132",null,null,null,null,false,null,null,{"$error":"#N/A"},{"$error":"#N/A"},{"$error":"#N/A"},{"$error":"#N/A"},{"$error":"#N/A"},{"$error":"#N/A"},{"$error":"#N/A"},{"$error":"#N/A"},{"$error":"#N/A"},{"$error":"#N/A"}]
[null,{"$f":"IF(DataInput!B13356=$B$8,IF($B$9=$B$10,TRUE,IF(DataInput!E13356=$B$9,TRUE,FALSE)))","v":true},null,null,{"$f":"IF(B13357=TRUE,DataInput!B13356,NA())","v":"QLD"},{"$f":"IF($E13357=DataInput!$B13356,DataInput!C13356,NA())","v":"QBOH"},{"$f":"IF($E13357=DataInput!$B13356,DataInput!D13356,NA())","v":"Boyne Island 275"},{"$f":"IF($E13357=DataInput!$B13356,DataInput!E13356,NA())","v":"Powerlink"},{"$f":"IF($E13357=DataInput!$B13356,DataInput!F13356,NA())","v":"Summer"},{"$f":"IF($E13357=DataInput!$B13356,DataInput!G13356,NA())","v":"Coincident"},{"$f":"IF($E13357=DataInput!$B13356,DataInput!H13356,NA())","v":2008},{"$f":"IF($E13357=DataInput!$B13356,DataInput!I13356,NA())","v":"TempCorrActualPOE10"},{"$f":"IF($E13357=DataInput!$B13356,DataInput!J13356,NA())","v":"NA"},{"$f":"IF($E13357=DataInput!$B13356,DataInput!K13356,NA())","v":"NA"},null,null,"QLD Boyne Island 275",null,null,null,null,false,null,null,{"$error":"#N/A"},{"$error":"#N/A"},{"$error":"#N/A"},{"$error":"#N/A"},{"$error":"#N/A"},{"$error":"#N/A"},{"$error":"#N/A"},{"$error":"#N/A"},{"$error":"#N/A"},{"$error":"#N/A"}]
[null,{"$f":"IF(DataInput!B13374=$B$8,IF($B$9=$B$10,TRUE,IF(DataInput!E13374=$B$9,TRUE,FALSE)))","v":true},null,null,{"$f":"IF(B13375=TRUE,DataInput!B13374,NA())","v":"QLD"},{"$f":"IF($E13375=DataInput!$B13374,DataInput!C13374,NA())","v":"QBOH"},{"$f":"IF($E13375=DataInput!$B13374,DataInput!D13374,NA())","v":"Boyne Island 275"},{"$f":"IF($E13375=DataInput!$B13374,DataInput!E13374,NA())","v":"Powerlink"},{"$f":"IF($E13375=DataInput!$B13374,DataInput!F13374,NA())","v":"Winter"},{"$f":"IF($E13375=DataInput!$B13374,DataInput!G13374,NA())","v":"Coincident"},{"$f":"IF($E13375=DataInput!$B13374,DataInput!H13374,NA())","v":2006},{"$f":"IF($E13375=DataInput!$B13374,DataInput!I13374,NA())","v":"TempCorrActualPOE10"},{"$f":"IF($E13375=DataInput!$B13374,DataInput!J13374,NA())","v":"NA"},{"$f":"IF($E13375=DataInput!$B13374,DataInput!K13374,NA())","v":"NA"},null,null,"QLD Boyne Island 275",null,null,null,null,false,null,null,{"$error":"#N/A"},{"$error":"#N/A"},{"$error":"#N/A"},{"$error":"#N/A"},{"$error":"#N/A"},{"$error":"#N/A"},{"$error":"#N/A"},{"$error":"#N/A"},{"$error":"#N/A"},{"$error":"#N/A"}]
[null,{"$f":"IF(DataInput!B13416=$B$8,IF($B$9=$B$10,TRUE,IF(DataInput!E13416=$B$9,TRUE,FALSE)))","v":true},null,null,{"$f":"IF(B13417=TRUE,DataInput!B13416,NA())","v":"QLD"},{"$f":"IF($E13417=DataInput!$B13416,DataInput!C13416,NA())","v":"QBK2"},{"$f":"IF($E13417=DataInput!$B13416,DataInput!D13416,NA())","v":"Bulli Creek"},{"$f":"IF($E13417=DataInput!$B13416,DataInput!E13416,NA())","v":"Essential Energy"},{"$f":"IF($E13417=DataInput!$B13416,DataInput!F13416,NA())","v":"Summer"},{"$f":"IF($E13417=DataInput!$B13416,DataInput!G13416,NA())","v":"Coincident"},{"$f":"IF($E13417=DataInput!$B13416,DataInput!H13416,NA())","v":2013},{"$f":"IF($E13417=DataInput!$B13416,DataInput!I13416,NA())","v":"TempCorrActualPOE10"},{"$f":"IF($E13417=DataInput!$B13416,DataInput!J13416,NA())","v":9.9999999999999998E-20},{"$f":"IF($E13417=DataInput!$B13416,DataInput!K13416,NA())","v":"NA"},null,null,"QLD Bulli Creek",null,null,null,null,false,null,null,{"$error":"#N/A"},{"$error":"#N/A"},{"$error":"#N/A"},{"$error":"#N/A"},{"$error":"#N/A"},{"$error":"#N/A"},{"$error":"#N/A"},{"$error":"#N/A"},{"$error":"#N/A"},{"$error":"#N/A"}]
[null,{"$f":"IF(DataInput!B13422=$B$8,IF($B$9=$B$10,TRUE,IF(DataInput!E13422=$B$9,TRUE,FALSE)))","v":true},null,null,{"$f":"IF(B13423=TRUE,DataInput!B13422,NA())","v":"QLD"},{"$f":"IF($E13423=DataInput!$B13422,DataInput!C13422,NA())","v":"QBK2"},{"$f":"IF($E13423=DataInput!$B13422,DataInput!D13422,NA())","v":"Bulli Creek"},{"$f":"IF($E13423=DataInput!$B13422,DataInput!E13422,NA())","v":"Essential Energy"},{"$f":"IF($E13423=DataInput!$B13422,DataInput!F13422,NA())","v":"Summer"},{"$f":"IF($E13423=DataInput!$B13422,DataInput!G13422,NA())","v":"Coincident"},{"$f":"IF($E13423=DataInput!$B13422,DataInput!H13422,NA())","v":2016},{"$f":"IF($E13423=DataInput!$B13422,DataInput!I13422,NA())","v":"TempCorrActualPOE10"},{"$f":"IF($E13423=DataInput!$B13422,DataInput!J13422,NA())","v":9.9999999999999998E-20},{"$f":"IF($E13423=DataInput!$B13422,DataInput!K13422,NA())","v":"NA"},null,null,"QLD Bulli Creek",null,null,null,null,false,null,null,{"$error":"#N/A"},{"$error":"#N/A"},{"$error":"#N/A"},{"$error":"#N/A"},{"$error":"#N/A"},{"$error":"#N/A"},{"$error":"#N/A"},{"$error":"#N/A"},{"$error":"#N/A"},{"$error":"#N/A"}]
[null,{"$f":"IF(DataInput!B13453=$B$8,IF($B$9=$B$10,TRUE,IF(DataInput!E13453=$B$9,TRUE,FALSE)))","v":true},null,null,{"$f":"IF(B13454=TRUE,DataInput!B13453,NA())","v":"QLD"},{"$f":"IF($E13454=DataInput!$B13453,DataInput!C13453,NA())","v":"QBLK"},{"$f":"IF($E13454=DataInput!$B13453,DataInput!D13453,NA())","v":"Bulli Creek (Waggamba)"},{"$f":"IF($E13454=DataInput!$B13453,DataInput!E13453,NA())","v":"Ergon"},{"$f":"IF($E13454=DataInput!$B13453,DataInput!F13453,NA())","v":"Summer"},{"$f":"IF($E13454=DataInput!$B13453,DataInput!G13453,NA())","v":"Coincident"},{"$f":"IF($E13454=DataInput!$B13453,DataInput!H13453,NA())","v":2012},{"$f":"IF($E13454=DataInput!$B13453,DataInput!I13453,NA())","v":"TempCorrActualPOE50"},{"$f":"IF($E13454=DataInput!$B13453,DataInput!J13453,NA())","v":17.4362861119996},{"$f":"IF($E13454=DataInput!$B13453,DataInput!K13453,NA())","v":"NA"},null,null,"QLD Bulli Creek (Waggamba)",null,null,null,null,false,null,null,{"$error":"#N/A"},{"$error":"#N/A"},{"$error":"#N/A"},{"$error":"#N/A"},{"$error":"#N/A"},{"$error":"#N/A"},{"$error":"#N/A"},{"$error":"#N/A"},{"$error":"#N/A"},{"$error":"#N/A"}]
[null,{"$f":"IF(DataInput!B13484=$B$8,IF($B$9=$B$10,TRUE,IF(DataInput!E13484=$B$9,TRUE,FALSE)))","v":true},null,null,{"$f":"IF(B13485=TRUE,DataInput!B13484,NA())","v":"QLD"},{"$f":"IF($E13485=DataInput!$B13484,DataInput!C13484,NA())","v":"QBDA"},{"$f":"IF($E13485=DataInput!$B13484,DataInput!D13484,NA())","v":"Bundamba"},{"$f":"IF($E13485=DataInput!$B13484,DataInput!E13484,NA())","v":"Energex"},{"$f":"IF($E13485=DataInput!$B13484,DataInput!F13484,NA())","v":"Summer"},{"$f":"IF($E13485=DataInput!$B13484,DataInput!G13484,NA())","v":"Coincident"},{"$f":"IF($E13485=DataInput!$B13484,DataInput!H13484,NA())","v":2007},{"$f":"IF($E13485=DataInput!$B13484,DataInput!I13484,NA())","v":"TempCorrActualPOE10"},{"$f":"IF($E13485=DataInput!$B13484,DataInput!J13484,NA())","v":20.721339430635499},{"$f":"IF($E13485=DataInput!$B13484,DataInput!K13484,NA())","v":"NA"},null,null,"QLD Bundamba",null,null,null,null,false,null,null,{"$error":"#N/A"},{"$error":"#N/A"},{"$error":"#N/A"},{"$error":"#N/A"},{"$error":"#N/A"},{"$error":"#N/A"},{"$error":"#N/A"},{"$error":"#N/A"},{"$error":"#N/A"},{"$error":"#N/A"}]
[null,{"$f":"IF(DataInput!B13515=$B$8,IF($B$9=$B$10,TRUE,IF(DataInput!E13515=$B$9,TRUE,FALSE)))","v":true},null,null,{"$f":"IF(B13516=TRUE,DataInput!B13515,NA())","v":"QLD"},{"$f":"IF($E13516=DataInput!$B13515,DataInput!C13515,NA())","v":"QBDA"},{"$f":"IF($E13516=DataInput!$B13515,DataInput!D13515,NA())","v":"Bundamba"},{"$f":"IF($E13516=DataInput!$B13515,DataInput!E13515,NA())","v":"Energex"},{"$f":"IF($E13516=DataInput!$B13515,DataInput!F13515,NA())","v":"Winter"},{"$f":"IF($E13516=DataInput!$B13515,DataInput!G13515,NA())","v":"Coincident"},{"$f":"IF($E13516=DataInput!$B13515,DataInput!H13515,NA())","v":2012},{"$f":"IF($E13516=DataInput!$B13515,DataInput!I13515,NA())","v":"TempCorrActualPOE50"},{"$f":"IF($E13516=DataInput!$B13515,DataInput!J13515,NA())","v":30.4528745804202},{"$f":"IF($E13516=DataInput!$B13515,DataInput!K13515,NA())","v":"NA"},null,null,"QLD Bundamba",null,null,null,null,{"$f":"IF(ISERROR(G13516),FALSE,IF($V$9=G13516,TRUE,FALSE))","v":false},null,null,{"$error":"#N/A"},{"$error":"#N/A"},{"$error":"#N/A"},{"$error":"#N/A"},{"$error":"#N/A"},{"$error":"#N/A"},{"$error":"#N/A"},{"$error":"#N/A"},{"$error":"#N/A"},{"$error":"#N/A"}]
[null,{"$f":"IF(DataInput!B13561=$B$8,IF($B$9=$B$10,TRUE,IF(DataInput!E13561=$B$9,TRUE,FALSE)))","v":true},null,null,{"$f":"IF(B13562=TRUE,DataInput!B13561,NA())","v":"QLD"},{"$f":"IF($E13562=DataInput!$B13561,DataInput!C13561,NA())","v":"QBUR"},{"$f":"IF($E13562=DataInput!$B13561,DataInput!D13561,NA())","v":"Burton Downs"},{"$f":"IF($E13562=DataInput!$B13561,DataInput!E13561,NA())","v":"Powerlink"},{"$f":"IF($E13562=DataInput!$B13561,DataInput!F13561,NA())","v":"Winter"},{"$f":"IF($E13562=DataInput!$B13561,DataInput!G13561,NA())","v":"Coincident"},{"$f":"IF($E13562=DataInput!$B13561,DataInput!H13561,NA())","v":2015},{"$f":"IF($E13562=DataInput!$B13561,DataInput!I13561,NA())","v":"TempCorrActualPOE50"},{"$f":"IF($E13562=DataInput!$B13561,DataInput!J13561,NA())","v":"NA"},{"$f":"IF($E13562=DataInput!$B13561,DataInput!K13561,NA())","v":"NA"},null,null,"QLD Burton Downs",null,null,null,null,false,null,null,{"$error":"#N/A"},{"$error":"#N/A"},{"$error":"#N/A"},{"$error":"#N/A"},{"$error":"#N/A"},{"$error":"#N/A"},{"$error":"#N/A"},{"$error":"#N/A"},{"$error":"#N/A"},{"$error":"#N/A"}]
[null,{"$f":"IF(DataInput!B13592=$B$8,IF($B$9=$B$10,TRUE,IF(DataInput!E13592=$B$9,TRUE,FALSE)))","v":true},null,null,{"$f":"IF(B13593=TRUE,DataInput!B13592,NA())","v":"QLD"},{"$f":"IF($E13593=DataInput!$B13592,DataInput!C13592,NA())","v":"QCRN"},{"$f":"IF($E13593=DataInput!$B13592,DataInput!D13592,NA())","v":"Cairns"},{"$f":"IF($E13593=DataInput!$B13592,DataInput!E13592,NA())","v":"Ergon"},{"$f":"IF($E13593=DataInput!$B13592,DataInput!F13592,NA())","v":"Winter"},{"$f":"IF($E13593=DataInput!$B13592,DataInput!G13592,NA())","v":"Coincident"},{"$f":"IF($E13593=DataInput!$B13592,DataInput!H13592,NA())","v":2010},{"$f":"IF($E13593=DataInput!$B13592,DataInput!I13592,NA())","v":"TempCorrActualPOE10"},{"$f":"IF($E13593=DataInput!$B13592,DataInput!J13592,NA())","v":39.648553876188103},{"$f":"IF($E13593=DataInput!$B13592,DataInput!K13592,NA())","v":"NA"},null,null,"QLD Cairns",null,null,null,null,false,null,null,{"$error":"#N/A"},{"$error":"#N/A"},{"$error":"#N/A"},{"$error":"#N/A"},{"$error":"#N/A"},{"$error":"#N/A"},{"$error":"#N/A"},{"$error":"#N/A"},{"$error":"#N/A"},{"$error":"#N/A"}]
[null,{"$f":"IF(DataInput!B13610=$B$8,IF($B$9=$B$10,TRUE,IF(DataInput!E13610=$B$9,TRUE,FALSE)))","v":true},null,null,{"$f":"IF(B13611=TRUE,DataInput!B13610,NA())","v":"QLD"},{"$f":"IF($E13611=DataInput!$B13610,DataInput!C13610,NA())","v":"QCNS"},{"$f":"IF($E13611=DataInput!$B13610,DataInput!D13610,NA())","v":"Cairns City"},{"$f":"IF($E13611=DataInput!$B13610,DataInput!E13610,NA())","v":"Ergon"},{"$f":"IF($E13611=DataInput!$B13610,DataInput!F13610,NA())","v":"Summer"},{"$f":"IF($E13611=DataInput!$B13610,DataInput!G13610,NA())","v":"Coincident"},{"$f":"IF($E13611=DataInput!$B13610,DataInput!H13610,NA())","v":2015},{"$f":"IF($E13611=DataInput!$B13610,DataInput!I13610,NA())","v":"TempCorrActualPOE10"},{"$f":"IF($E13611=DataInput!$B13610,DataInput!J13610,NA())","v":43.158680405379599},{"$f":"IF($E13611=DataInput!$B13610,DataInput!K13610,NA())","v":"NA"},null,null,"QLD Cairns City",null,null,null,null,false,null,null,{"$error":"#N/A"},{"$error":"#N/A"},{"$error":"#N/A"},{"$error":"#N/A"},{"$error":"#N/A"},{"$error":"#N/A"},{"$error":"#N/A"},{"$error":"#N/A"},{"$error":"#N/A"},{"$error":"#N/A"}]
[null,{"$f":"IF(DataInput!B13638=$B$8,IF($B$9=$B$10,TRUE,IF(DataInput!E13638=$B$9,TRUE,FALSE)))","v":true},null,null,{"$f":"IF(B13639=TRUE,DataInput!B13638,NA())","v":"QLD"},{"$f":"IF($E13639=DataInput!$B13638,DataInput!C13638,NA())","v":"QCMD"},{"$f":"IF($E13639=DataInput!$B13638,DataInput!D13638,NA())","v":"Callemondah (Rail)"},{"$f":"IF($E13639=DataInput!$B13638,DataInput!E13638,NA())","v":"Powerlink"},{"$f":"IF($E13639=DataInput!$B13638,DataInput!F13638,NA())","v":"Summer"},{"$f":"IF($E13639=DataInput!$B13638,DataInput!G13638,NA())","v":"Coincident"},{"$f":"IF($E13639=DataInput!$B13638,DataInput!H13638,NA())","v":2009},{"$f":"IF($E13639=DataInput!$B13638,DataInput!I13638,NA())","v":"TempCorrActualPOE10"},{"$f":"IF($E13639=DataInput!$B13638,DataInput!J13638,NA())","v":"NA"},{"$f":"IF($E13639=DataInput!$B13638,DataInput!K13638,NA())","v":"NA"},null,null,"QLD Callemondah (Rail)",null,null,null,null,false,null,null,{"$error":"#N/A"},{"$error":"#N/A"},{"$error":"#N/A"},{"$error":"#N/A"},{"$error":"#N/A"},{"$error":"#N/A"},{"$error":"#N/A"},{"$error":"#N/A"},{"$error":"#N/A"},{"$error":"#N/A"}]
[null,{"$f":"IF(DataInput!B13658=$B$8,IF($B$9=$B$10,TRUE,IF(DataInput!E13658=$B$9,TRUE,FALSE)))","v":true},null,null,{"$f":"IF(B13659=TRUE,DataInput!B13658,NA())","v":"QLD"},{"$f":"IF($E13659=DataInput!$B13658,DataInput!C13658,NA())","v":"QCMD"},{"$f":"IF($E13659=DataInput!$B13658,DataInput!D13658,NA())","v":"Callemondah (Rail)"},{"$f":"IF($E13659=DataInput!$B13658,DataInput!E13658,NA())","v":"Powerlink"},{"$f":"IF($E13659=DataInput!$B13658,DataInput!F13658,NA())","v":"Winter"},{"$f":"IF($E13659=DataInput!$B13658,DataInput!G13658,NA())","v":"Coincident"},{"$f":"IF($E13659=DataInput!$B13658,DataInput!H13658,NA())","v":2008},{"$f":"IF($E13659=DataInput!$B13658,DataInput!I13658,NA())","v":"TempCorrActualPOE10"},{"$f":"IF($E13659=DataInput!$B13658,DataInput!J13658,NA())","v":"NA"},{"$f":"IF($E13659=DataInput!$B13658,DataInput!K13658,NA())","v":"NA"},null,null,{"$f":"IF(OR(ISERROR(E13659),ISERROR(G13659)),\"  \",E13659&\" \"&G13659)","v":"QLD Callemondah (Rail)"},null,null,null,null,false,null,null,{"$error":"#N/A"},{"$error":"#N/A"},{"$error":"#N/A"},{"$error":"#N/A"},{"$error":"#N/A"},{"$error":"#N/A"},{"$error":"#N/A"},{"$error":"#N/A"},{"$error":"#N/A"},{"$error":"#N/A"}]
[null,{"$f":"IF(DataInput!B13689=$B$8,IF($B$9=$B$10,TRUE,IF(DataInput!E13689=$B$9,TRUE,FALSE)))","v":true},null,null,{"$f":"IF(B13690=TRUE,DataInput!B13689,NA())","v":"QLD"},{"$f":"IF($E13690=DataInput!$B13689,DataInput!C13689,NA())","v":"QCDW"},{"$f":"IF($E13690=DataInput!$B13689,DataInput!D13689,NA())","v":"Cardwell"},{"$f":"IF($E13690=DataInput!$B13689,DataInput!E13689,NA())","v":"Ergon"},{"$f":"IF($E13690=DataInput!$B13689,DataInput!F13689,NA())","v":"Summer"},{"$f":"IF($E13690=DataInput!$B13689,DataInput!G13689,NA())","v":"Coincident"},{"$f":"IF($E13690=DataInput!$B13689,DataInput!H13689,NA())","v":2012},{"$f":"IF($E13690=DataInput!$B13689,DataInput!I13689,NA())","v":"TempCorrActualPOE50"},{"$f":"IF($E13690=DataInput!$B13689,DataInput!J13689,NA())","v":3.1873261255799701},{"$f":"IF($E13690=DataInput!$B13689,DataInput!K13689,NA())","v":"NA"},null,null,"QLD Cardwell",null,null,null,null,false,null,null,{"$error":"#N/A"},{"$error":"#N/A"},{"$error":"#N/A"},{"$error":"#N/A"},{"$error":"#N/A"},{"$error":"#N/A"},{"$error":"#N/A"},{"$error":"#N/A"},{"$error":"#N/A"},{"$error":"#N/A"}]
[null,{"$f":"IF(DataInput!B13720=$B$8,IF($B$9=$B$10,TRUE,IF(DataInput!E13720=$B$9,TRUE,FALSE)))","v":true},null,null,{"$f":"IF(B13721=TRUE,DataInput!B13720,NA())","v":"QLD"},{"$f":"IF($E13721=DataInput!$B13720,DataInput!C13720,NA())","v":"QCHA"},{"$f":"IF($E13721=DataInput!$B13720,DataInput!D13720,NA())","v":"Chinchilla"},{"$f":"IF($E13721=DataInput!$B13720,DataInput!E13720,NA())","v":"Ergon"},{"$f":"IF($E13721=DataInput!$B13720,DataInput!F13720,NA())","v":"Summer"},{"$f":"IF($E13721=DataInput!$B13720,DataInput!G13720,NA())","v":"Coincident"},{"$f":"IF($E13721=DataInput!$B13720,DataInput!H13720,NA())","v":2016},{"$f":"IF($E13721=DataInput!$B13720,DataInput!I13720,NA())","v":"TempCorrActualPOE10"},{"$f":"IF($E13721=DataInput!$B13720,DataInput!J13720,NA())","v":15.70877814809},{"$f":"IF($E13721=DataInput!$B13720,DataInput!K13720,NA())","v":"NA"},null,null,"QLD Chinchilla",null,null,null,null,false,null,null,{"$error":"#N/A"},{"$error":"#N/A"},{"$error":"#N/A"},{"$error":"#N/A"},{"$error":"#N/A"},{"$error":"#N/A"},{"$error":"#N/A"},{"$error":"#N/A"},{"$error":"#N/A"},{"$error":"#N/A"}]
[null,{"$f":"IF(DataInput!B13737=$B$8,IF($B$9=$B$10,TRUE,IF(DataInput!E13737=$B$9,TRUE,FALSE)))","v":true},null,null,{"$f":"IF(B13738=TRUE,DataInput!B13737,NA())","v":"QLD"},{"$f":"IF($E13738=DataInput!$B13737,DataInput!C13737,NA())","v":"QCLR"},{"$f":"IF($E13738=DataInput!$B13737,DataInput!D13737,NA())","v":"Clare"},{"$f":"IF($E13738=DataInput!$B13737,DataInput!E13737,NA())","v":"Ergon"},{"$f":"IF($E13738=DataInput!$B13737,DataInput!F13737,NA())","v":"Winter"},{"$f":"IF($E13738=DataInput!$B13737,DataInput!G13737,NA())","v":"Coincident"},{"$f":"IF($E13738=DataInput!$B13737,DataInput!H13737,NA())","v":2008},{"$f":"IF($E13738=DataInput!$B13737,DataInput!I13737,NA())","v":"TempCorrActualPOE50"},{"$f":"IF($E13738=DataInput!$B13737,DataInput!J13737,NA())","v":35.356917981629898},{"$f":"IF($E13738=DataInput!$B13737,DataInput!K13737,NA())","v":"NA"},null,null,"QLD Clare",null,null,null,null,false,null,null,{"$error":"#N/A"},{"$error":"#N/A"},{"$error":"#N/A"},{"$error":"#N/A"},{"$error":"#N/A"},{"$error":"#N/A"},{"$error":"#N/A"},{"$error":"#N/A"},{"$error":"#N/A"},{"$error":"#N/A"}]
[null,{"$f":"IF(DataInput!B13768=$B$8,IF($B$9=$B$10,TRUE,IF(DataInput!E13768=$B$9,TRUE,FALSE)))","v":true},null,null,{"$f":"IF(B13769=TRUE,DataInput!B13768,NA())","v":"QLD"},{"$f":"IF($E13769=DataInput!$B13768,DataInput!C13768,NA())","v":"QCOL"},{"$f":"IF($E13769=DataInput!$B13768,DataInput!D13768,NA())","v":"Collinsville Load"},{"$f":"IF($E13769=DataInput!$B13768,DataInput!E13768,NA())","v":"Ergon"},{"$f":"IF($E13769=DataInput!$B13768,DataInput!F13768,NA())","v":"Summer"},{"$f":"IF($E13769=DataInput!$B13768,DataInput!G13768,NA())","v":"Coincident"},{"$f":"IF($E13769=DataInput!$B13768,DataInput!H13768,NA())","v":2016},{"$f":"IF($E13769=DataInput!$B13768,DataInput!I13768,NA())","v":"TempCorrActualPOE10"},{"$f":"IF($E13769=DataInput!$B13768,DataInput!J13768,NA())","v":9.05227139949824},{"$f":"IF($E13769=DataInput!$B13768,DataInput!K13768,NA())","v":"NA"},null,null,"QLD Collinsville Load",null,null,null,null,false,null,null,{"$error":"#N/A"},{"$error":"#N/A"},{"$error":"#N/A"},{"$error":"#N/A"},{"$error":"#N/A"},{"$error":"#N/A"},{"$error":"#N/A"},{"$error":"#N/A"},{"$error":"#N/A"},{"$error":"#N/A"}]
[null,{"$f":"IF(DataInput!B13799=$B$8,IF($B$9=$B$10,TRUE,IF(DataInput!E13799=$B$9,TRUE,FALSE)))","v":true},null,null,{"$f":"IF(B13800=TRUE,DataInput!B13799,NA())","v":"QLD"},{"$f":"IF($E13800=DataInput!$B13799,DataInput!C13799,NA())","v":"QCBL"},{"$f":"IF($E13800=DataInput!$B13799,DataInput!D13799,NA())","v":"Columboola"},{"$f":"IF($E13800=DataInput!$B13799,DataInput!E13799,NA())","v":"Ergon"},{"$f":"IF($E13800=DataInput!$B13799,DataInput!F13799,NA())","v":"Winter"},{"$f":"IF($E13800=DataInput!$B13799,DataInput!G13799,NA())","v":"Coincident"},{"$f":"IF($E13800=DataInput!$B13799,DataInput!H13799,NA())","v":2013},{"$f":"IF($E13800=DataInput!$B13799,DataInput!I13799,NA())","v":"TempCorrActualPOE50"},{"$f":"IF($E13800=DataInput!$B13799,DataInput!J13799,NA())","v":38.970196015851002},{"$f":"IF($E13800=DataInput!$B13799,DataInput!K13799,NA())","v":"NA"},null,null,"QLD Columboola",null,null,null,null,false,null,null,{"$error":"#N/A"},{"$error":"#N/A"},{"$error":"#N/A"},{"$error":"#N/A"},{"$error":"#N/A"},{"$error":"#N/A"},{"$error":"#N/A"},{"$error":"#N/A"},{"$error":"#N/A"},{"$error":"#N/A"}]
[null,{"$f":"IF(DataInput!B13846=$B$8,IF($B$9=$B$10,TRUE,IF(DataInput!E13846=$B$9,TRUE,FALSE)))","v":true},null,null,{"$f":"IF(B13847=TRUE,DataInput!B13846,NA())","v":"QLD"},{"$f":"IF($E13847=DataInput!$B13846,DataInput!C13846,NA())","v":"QDNG"},{"$f":"IF($E13847=DataInput!$B13846,DataInput!D13846,NA())","v":"Dingo (Rail)"},{"$f":"IF($E13847=DataInput!$B13846,DataInput!E13846,NA())","v":"Powerlink"},{"$f":"IF($E13847=DataInput!$B13846,DataInput!F13846,NA())","v":"Summer"},{"$f":"IF($E13847=DataInput!$B13846,DataInput!G13846,NA())","v":"Coincident"},{"$f":"IF($E13847=DataInput!$B13846,DataInput!H13846,NA())","v":2007},{"$f":"IF($E13847=DataInput!$B13846,DataInput!I13846,NA())","v":"TempCorrActualPOE10"},{"$f":"IF($E13847=DataInput!$B13846,DataInput!J13846,NA())","v":"NA"},{"$f":"IF($E13847=DataInput!$B13846,DataInput!K13846,NA())","v":"NA"},null,null,"QLD Dingo (Rail)",null,null,null,null,false,null,null,{"$error":"#N/A"},{"$error":"#N/A"},{"$error":"#N/A"},{"$error":"#N/A"},{"$error":"#N/A"},{"$error":"#N/A"},{"$error":"#N/A"},{"$error":"#N/A"},{"$error":"#N/A"},{"$error":"#N/A"}]
[null,{"$f":"IF(DataInput!B13860=$B$8,IF($B$9=$B$10,TRUE,IF(DataInput!E13860=$B$9,TRUE,FALSE)))","v":true},null,null,{"$f":"IF(B13861=TRUE,DataInput!B13860,NA())","v":"QLD"},{"$f":"IF($E13861=DataInput!$B13860,DataInput!C13860,NA())","v":"QDNG"},{"$f":"IF($E13861=DataInput!$B13860,DataInput!D13860,NA())","v":"Dingo (Rail)"},{"$f":"IF($E13861=DataInput!$B13860,DataInput!E13860,NA())","v":"Powerlink"},{"$f":"IF($E13861=DataInput!$B13860,DataInput!F13860,NA())","v":"Summer"},{"$f":"IF($E13861=DataInput!$B13860,DataInput!G13860,NA())","v":"Coincident"},{"$f":"IF($E13861=DataInput!$B13860,DataInput!H13860,NA())","v":2014},{"$f":"IF($E13861=DataInput!$B13860,DataInput!I13860,NA())","v":"TempCorrActualPOE10"},{"$f":"IF($E13861=DataInput!$B13860,DataInput!J13860,NA())","v":"NA"},{"$f":"IF($E13861=DataInput!$B13860,DataInput!K13860,NA())","v":"NA"},null,null,"QLD Dingo (Rail)",null,null,null,null,false,null,null,{"$error":"#N/A"},{"$error":"#N/A"},{"$error":"#N/A"},{"$error":"#N/A"},{"$error":"#N/A"},{"$error":"#N/A"},{"$error":"#N/A"},{"$error":"#N/A"},{"$error":"#N/A"},{"$error":"#N/A"}]
[null,{"$f":"IF(DataInput!B13894=$B$8,IF($B$9=$B$10,TRUE,IF(DataInput!E13894=$B$9,TRUE,FALSE)))","v":true},null,null,{"$f":"IF(B13895=TRUE,DataInput!B13894,NA())","v":"QLD"},{"$f":"IF($E13895=DataInput!$B13894,DataInput!C13894,NA())","v":"QDRG"},{"$f":"IF($E13895=DataInput!$B13894,DataInput!D13894,NA())","v":"Duaringa"},{"$f":"IF($E13895=DataInput!$B13894,DataInput!E13894,NA())","v":"Powerlink"},{"$f":"IF($E13895=DataInput!$B13894,DataInput!F13894,NA())","v":"Winter"},{"$f":"IF($E13895=DataInput!$B13894,DataInput!G13894,NA())","v":"Coincident"},{"$f":"IF($E13895=DataInput!$B13894,DataInput!H13894,NA())","v":2013},{"$f":"IF($E13895=DataInput!$B13894,DataInput!I13894,NA())","v":"TempCorrActualPOE10"},{"$f":"IF($E13895=DataInput!$B13894,DataInput!J13894,NA())","v":"NA"},{"$f":"IF($E13895=DataInput!$B13894,DataInput!K13894,NA())","v":"NA"},null,null,"QLD Duaringa",null,null,null,null,false,null,null,{"$error":"#N/A"},{"$error":"#N/A"},{"$error":"#N/A"},{"$error":"#N/A"},{"$error":"#N/A"},{"$error":"#N/A"},{"$error":"#N/A"},{"$error":"#N/A"},{"$error":"#N/A"},{"$error":"#N/A"}]
[null,{"$f":"IF(DataInput!B13925=$B$8,IF($B$9=$B$10,TRUE,IF(DataInput!E13925=$B$9,TRUE,FALSE)))","v":true},null,null,{"$f":"IF(B13926=TRUE,DataInput!B13925,NA())","v":"QLD"},{"$f":"IF($E13926=DataInput!$B13925,DataInput!C13925,NA())","v":"QEMT"},{"$f":"IF($E13926=DataInput!$B13925,DataInput!D13925,NA())","v":"Edmonton"},{"$f":"IF($E13926=DataInput!$B13925,DataInput!E13925,NA())","v":"Ergon"},{"$f":"IF($E13926=DataInput!$B13925,DataInput!F13925,NA())","v":"Summer"},{"$f":"IF($E13926=DataInput!$B13925,DataInput!G13925,NA())","v":"Coincident"},{"$f":"IF($E13926=DataInput!$B13925,DataInput!H13925,NA())","v":2010},{"$f":"IF($E13926=DataInput!$B13925,DataInput!I13925,NA())","v":"TempCorrActualPOE50"},{"$f":"IF($E13926=DataInput!$B13925,DataInput!J13925,NA())","v":29.791197752427699},{"$f":"IF($E13926=DataInput!$B13925,DataInput!K13925,NA())","v":"NA"},null,null,"QLD Edmonton",null,null,null,null,false,null,null,{"$error":"#N/A"},{"$error":"#N/A"},{"$error":"#N/A"},{"$error":"#N/A"},{"$error":"#N/A"},{"$error":"#N/A"},{"$error":"#N/A"},{"$error":"#N/A"},{"$error":"#N/A"},{"$error":"#N/A"}]
[null,{"$f":"IF(DataInput!B13956=$B$8,IF($B$9=$B$10,TRUE,IF(DataInput!E13956=$B$9,TRUE,FALSE)))","v":true},null,null,{"$f":"IF(B13957=TRUE,DataInput!B13956,NA())","v":"QLD"},{"$f":"IF($E13957=DataInput!$B13956,DataInput!C13956,NA())","v":"QEMT"},{"$f":"IF($E13957=DataInput!$B13956,DataInput!D13956,NA())","v":"Edmonton"},{"$f":"IF($E13957=DataInput!$B13956,DataInput!E13956,NA())","v":"Ergon"},{"$f":"IF($E13957=DataInput!$B13956,DataInput!F13956,NA())","v":"Winter"},{"$f":"IF($E13957=DataInput!$B13956,DataInput!G13956,NA())","v":"Coincident"},{"$f":"IF($E13957=DataInput!$B13956,DataInput!H13956,NA())","v":2014},{"$f":"IF($E13957=DataInput!$B13956,DataInput!I13956,NA())","v":"TempCorrActualPOE10"},{"$f":"IF($E13957=DataInput!$B13956,DataInput!J13956,NA())","v":31.245104268521601},{"$f":"IF($E13957=DataInput!$B13956,DataInput!K13956,NA())","v":"NA"},null,null,"QLD Edmonton",null,null,null,null,false,null,null,{"$error":"#N/A"},{"$error":"#N/A"},{"$error":"#N/A"},{"$error":"#N/A"},{"$error":"#N/A"},{"$error":"#N/A"},{"$error":"#N/A"},{"$error":"#N/A"},{"$error":"#N/A"},{"$error":"#N/A"}]
[null,{"$f":"IF(DataInput!B13987=$B$8,IF($B$9=$B$10,TRUE,IF(DataInput!E13987=$B$9,TRUE,FALSE)))","v":true},null,null,{"$f":"IF(B13988=TRUE,DataInput!B13987,NA())","v":"QLD"},{"$f":"IF($E13988=DataInput!$B13987,DataInput!C13987,NA())","v":"QGNG"},{"$f":"IF($E13988=DataInput!$B13987,DataInput!D13987,NA())","v":"Gin Gin"},{"$f":"IF($E13988=DataInput!$B13987,DataInput!E13987,NA())","v":"Ergon"},{"$f":"IF($E13988=DataInput!$B13987,DataInput!F13987,NA())","v":"Summer"},{"$f":"IF($E13988=DataInput!$B13987,DataInput!G13987,NA())","v":"Coincident"},{"$f":"IF($E13988=DataInput!$B13987,DataInput!H13987,NA())","v":2011},{"$f":"IF($E13988=DataInput!$B13987,DataInput!I13987,NA())","v":"TempCorrActualPOE50"},{"$f":"IF($E13988=DataInput!$B13987,DataInput!J13987,NA())","v":141.48256281905},{"$f":"IF($E13988=DataInput!$B13987,DataInput!K13987,NA())","v":"NA"},null,null,"QLD Gin Gin",null,null,null,null,false,null,null,{"$error":"#N/A"},{"$error":"#N/A"},{"$error":"#N/A"},{"$error":"#N/A"},{"$error":"#N/A"},{"$error":"#N/A"},{"$error":"#N/A"},{"$error":"#N/A"},{"$error":"#N/A"},{"$error":"#N/A"}]
[null,{"$f":"IF(DataInput!B14004=$B$8,IF($B$9=$B$10,TRUE,IF(DataInput!E14004=$B$9,TRUE,FALSE)))","v":true},null,null,{"$f":"IF(B14005=TRUE,DataInput!B14004,NA())","v":"QLD"},{"$f":"IF($E14005=DataInput!$B14004,DataInput!C14004,NA())","v":"QGNG"},{"$f":"IF($E14005=DataInput!$B14004,DataInput!D14004,NA())","v":"Gin Gin"},{"$f":"IF($E14005=DataInput!$B14004,DataInput!E14004,NA())","v":"Ergon"},{"$f":"IF($E14005=DataInput!$B14004,DataInput!F14004,NA())","v":"Winter"},{"$f":"IF($E14005=DataInput!$B14004,DataInput!G14004,NA())","v":"Coincident"},{"$f":"IF($E14005=DataInput!$B14004,DataInput!H14004,NA())","v":2008},{"$f":"IF($E14005=DataInput!$B14004,DataInput!I14004,NA())","v":"TempCorrActualPOE10"},{"$f":"IF($E14005=DataInput!$B14004,DataInput!J14004,NA())","v":149.809387254401},{"$f":"IF($E14005=DataInput!$B14004,DataInput!K14004,NA())","v":"NA"},null,null,"QLD Gin Gin",null,null,null,null,false,null,null,{"$error":"#N/A"},{"$error":"#N/A"},{"$error":"#N/A"},{"$error":"#N/A"},{"$error":"#N/A"},{"$error":"#N/A"},{"$error":"#N/A"},{"$error":"#N/A"},{"$error":"#N/A"},{"$error":"#N/A"}]
[null,{"$f":"IF(DataInput!B14051=$B$8,IF($B$9=$B$10,TRUE,IF(DataInput!E14051=$B$9,TRUE,FALSE)))","v":true},null,null,{"$f":"IF(B14052=TRUE,DataInput!B14051,NA())","v":"QLD"},{"$f":"IF($E14052=DataInput!$B14051,DataInput!C14051,NA())","v":"QGST"},{"$f":"IF($E14052=DataInput!$B14051,DataInput!D14051,NA())","v":"Gladstone South"},{"$f":"IF($E14052=DataInput!$B14051,DataInput!E14051,NA())","v":"Ergon"},{"$f":"IF($E14052=DataInput!$B14051,DataInput!F14051,NA())","v":"Winter"},{"$f":"IF($E14052=DataInput!$B14051,DataInput!G14051,NA())","v":"Coincident"},{"$f":"IF($E14052=DataInput!$B14051,DataInput!H14051,NA())","v":2012},{"$f":"IF($E14052=DataInput!$B14051,DataInput!I14051,NA())","v":"TempCorrActualPOE50"},{"$f":"IF($E14052=DataInput!$B14051,DataInput!J14051,NA())","v":43.535769049925399},{"$f":"IF($E14052=DataInput!$B14051,DataInput!K14051,NA())","v":"NA"},null,null,"QLD Gladstone South",null,null,null,null,false,null,null,{"$error":"#N/A"},{"$error":"#N/A"},{"$error":"#N/A"},{"$error":"#N/A"},{"$error":"#N/A"},{"$error":"#N/A"},{"$error":"#N/A"},{"$error":"#N/A"},{"$error":"#N/A"},{"$error":"#N/A"}]
[null,{"$f":"IF(DataInput!B14053=$B$8,IF($B$9=$B$10,TRUE,IF(DataInput!E14053=$B$9,TRUE,FALSE)))","v":true},null,null,{"$f":"IF(B14054=TRUE,DataInput!B14053,NA())","v":"QLD"},{"$f":"IF($E14054=DataInput!$B14053,DataInput!C14053,NA())","v":"QGST"},{"$f":"IF($E14054=DataInput!$B14053,DataInput!D14053,NA())","v":"Gladstone South"},{"$f":"IF($E14054=DataInput!$B14053,DataInput!E14053,NA())","v":"Ergon"},{"$f":"IF($E14054=DataInput!$B14053,DataInput!F14053,NA())","v":"Winter"},{"$f":"IF($E14054=DataInput!$B14053,DataInput!G14053,NA())","v":"Coincident"},{"$f":"IF($E14054=DataInput!$B14053,DataInput!H14053,NA())","v":2013},{"$f":"IF($E14054=DataInput!$B14053,DataInput!I14053,NA())","v":"TempCorrActualPOE50"},{"$f":"IF($E14054=DataInput!$B14053,DataInput!J14053,NA())","v":41.221744029907498},{"$f":"IF($E14054=DataInput!$B14053,DataInput!K14053,NA())","v":"NA"},null,null,"QLD Gladstone South",null,null,null,null,false,null,null,{"$error":"#N/A"},{"$error":"#N/A"},{"$error":"#N/A"},{"$error":"#N/A"},{"$error":"#N/A"},{"$error":"#N/A"},{"$error":"#N/A"},{"$error":"#N/A"},{"$error":"#N/A"},{"$error":"#N/A"}]
[null,{"$f":"IF(DataInput!B14082=$B$8,IF($B$9=$B$10,TRUE,IF(DataInput!E14082=$B$9,TRUE,FALSE)))","v":true},null,null,{"$f":"IF(B14083=TRUE,DataInput!B14082,NA())","v":"QLD"},{"$f":"IF($E14083=DataInput!$B14082,DataInput!C14082,NA())","v":"QGDA"},{"$f":"IF($E14083=DataInput!$B14082,DataInput!D14082,NA())","v":"Goodna"},{"$f":"IF($E14083=DataInput!$B14082,DataInput!E14082,NA())","v":"Energex"},{"$f":"IF($E14083=DataInput!$B14082,DataInput!F14082,NA())","v":"Winter"},{"$f":"IF($E14083=DataInput!$B14082,DataInput!G14082,NA())","v":"Coincident"},{"$f":"IF($E14083=DataInput!$B14082,DataInput!H14082,NA())","v":2008},{"$f":"IF($E14083=DataInput!$B14082,DataInput!I14082,NA())","v":"TempCorrActualPOE10"},{"$f":"IF($E14083=DataInput!$B14082,DataInput!J14082,NA())","v":93.751349992600694},{"$f":"IF($E14083=DataInput!$B14082,DataInput!K14082,NA())","v":"NA"},null,null,"QLD Goodna",null,null,null,null,false,null,null,{"$error":"#N/A"},{"$error":"#N/A"},{"$error":"#N/A"},{"$error":"#N/A"},{"$error":"#N/A"},{"$error":"#N/A"},{"$error":"#N/A"},{"$error":"#N/A"},{"$error":"#N/A"},{"$error":"#N/A"}]
[null,{"$f":"IF(DataInput!B14130=$B$8,IF($B$9=$B$10,TRUE,IF(DataInput!E14130=$B$9,TRUE,FALSE)))","v":true},null,null,{"$f":"IF(B14131=TRUE,DataInput!B14130,NA())","v":"QLD"},{"$f":"IF($E14131=DataInput!$B14130,DataInput!C14130,NA())","v":"QGRN"},{"$f":"IF($E14131=DataInput!$B14130,DataInput!D14130,NA())","v":"Grantleigh (Rail)"},{"$f":"IF($E14131=DataInput!$B14130,DataInput!E14130,NA())","v":"Powerlink"},{"$f":"IF($E14131=DataInput!$B14130,DataInput!F14130,NA())","v":"Summer"},{"$f":"IF($E14131=DataInput!$B14130,DataInput!G14130,NA())","v":"Coincident"},{"$f":"IF($E14131=DataInput!$B14130,DataInput!H14130,NA())","v":2016},{"$f":"IF($E14131=DataInput!$B14130,DataInput!I14130,NA())","v":"TempCorrActualPOE10"},{"$f":"IF($E14131=DataInput!$B14130,DataInput!J14130,NA())","v":"NA"},{"$f":"IF($E14131=DataInput!$B14130,DataInput!K14130,NA())","v":"NA"},null,null,"QLD Grantleigh (Rail)",null,null,null,null,false,null,null,{"$error":"#N/A"},{"$error":"#N/A"},{"$error":"#N/A"},{"$error":"#N/A"},{"$error":"#N/A"},{"$error":"#N/A"},{"$error":"#N/A"},{"$error":"#N/A"},{"$error":"#N/A"},{"$error":"#N/A"}]
[null,{"$f":"IF(DataInput!B14161=$B$8,IF($B$9=$B$10,TRUE,IF(DataInput!E14161=$B$9,TRUE,FALSE)))","v":true},null,null,{"$f":"IF(B14162=TRUE,DataInput!B14161,NA())","v":"QLD"},{"$f":"IF($E14162=DataInput!$B14161,DataInput!C14161,NA())","v":"GreaterTownsville"},{"$f":"IF($E14162=DataInput!$B14161,DataInput!D14161,NA())","v":"Greater Townsville Loop"},{"$f":"IF($E14162=DataInput!$B14161,DataInput!E14161,NA())","v":"Ergon"},{"$f":"IF($E14162=DataInput!$B14161,DataInput!F14161,NA())","v":"Summer"},{"$f":"IF($E14162=DataInput!$B14161,DataInput!G14161,NA())","v":"Coincident"},{"$f":"IF($E14162=DataInput!$B14161,DataInput!H14161,NA())","v":2012},{"$f":"IF($E14162=DataInput!$B14161,DataInput!I14161,NA())","v":"TempCorrActualPOE50"},{"$f":"IF($E14162=DataInput!$B14161,DataInput!J14161,NA())","v":256.80136392687803},{"$f":"IF($E14162=DataInput!$B14161,DataInput!K14161,NA())","v":"NA"},null,null,"QLD Greater Townsville Loop",null,null,null,null,false,null,null,{"$error":"#N/A"},{"$error":"#N/A"},{"$error":"#N/A"},{"$error":"#N/A"},{"$error":"#N/A"},{"$error":"#N/A"},{"$error":"#N/A"},{"$error":"#N/A"},{"$error":"#N/A"},{"$error":"#N/A"}]
[null,{"$f":"IF(DataInput!B14192=$B$8,IF($B$9=$B$10,TRUE,IF(DataInput!E14192=$B$9,TRUE,FALSE)))","v":true},null,null,{"$f":"IF(B14193=TRUE,DataInput!B14192,NA())","v":"QLD"},{"$f":"IF($E14193=DataInput!$B14192,DataInput!C14192,NA())","v":"QGRE"},{"$f":"IF($E14193=DataInput!$B14192,DataInput!D14192,NA())","v":"Gregory (Rail)"},{"$f":"IF($E14193=DataInput!$B14192,DataInput!E14192,NA())","v":"Powerlink"},{"$f":"IF($E14193=DataInput!$B14192,DataInput!F14192,NA())","v":"Summer"},{"$f":"IF($E14193=DataInput!$B14192,DataInput!G14192,NA())","v":"Coincident"},{"$f":"IF($E14193=DataInput!$B14192,DataInput!H14192,NA())","v":2007},{"$f":"IF($E14193=DataInput!$B14192,DataInput!I14192,NA())","v":"TempCorrActualPOE10"},{"$f":"IF($E14193=DataInput!$B14192,DataInput!J14192,NA())","v":"NA"},{"$f":"IF($E14193=DataInput!$B14192,DataInput!K14192,NA())","v":"NA"},null,null,"QLD Gregory (Rail)",null,null,null,null,false,null,null,{"$error":"#N/A"},{"$error":"#N/A"},{"$error":"#N/A"},{"$error":"#N/A"},{"$error":"#N/A"},{"$error":"#N/A"},{"$error":"#N/A"},{"$error":"#N/A"},{"$error":"#N/A"},{"$error":"#N/A"}]
[null,{"$f":"IF(DataInput!B14209=$B$8,IF($B$9=$B$10,TRUE,IF(DataInput!E14209=$B$9,TRUE,FALSE)))","v":true},null,null,{"$f":"IF(B14210=TRUE,DataInput!B14209,NA())","v":"QLD"},{"$f":"IF($E14210=DataInput!$B14209,DataInput!C14209,NA())","v":"QGRE"},{"$f":"IF($E14210=DataInput!$B14209,DataInput!D14209,NA())","v":"Gregory (Rail)"},{"$f":"IF($E14210=DataInput!$B14209,DataInput!E14209,NA())","v":"Powerlink"},{"$f":"IF($E14210=DataInput!$B14209,DataInput!F14209,NA())","v":"Summer"},{"$f":"IF($E14210=DataInput!$B14209,DataInput!G14209,NA())","v":"Coincident"},{"$f":"IF($E14210=DataInput!$B14209,DataInput!H14209,NA())","v":2016},{"$f":"IF($E14210=DataInput!$B14209,DataInput!I14209,NA())","v":"TempCorrActualPOE50"},{"$f":"IF($E14210=DataInput!$B14209,DataInput!J14209,NA())","v":"NA"},{"$f":"IF($E14210=DataInput!$B14209,DataInput!K14209,NA())","v":"NA"},null,null,"QLD Gregory (Rail)",null,null,null,null,false,null,null,{"$error":"#N/A"},{"$error":"#N/A"},{"$error":"#N/A"},{"$error":"#N/A"},{"$error":"#N/A"},{"$error":"#N/A"},{"$error":"#N/A"},{"$error":"#N/A"},{"$error":"#N/A"},{"$error":"#N/A"}]
[null,{"$f":"IF(DataInput!B14240=$B$8,IF($B$9=$B$10,TRUE,IF(DataInput!E14240=$B$9,TRUE,FALSE)))","v":true},null,null,{"$f":"IF(B14241=TRUE,DataInput!B14240,NA())","v":"QLD"},{"$f":"IF($E14241=DataInput!$B14240,DataInput!C14240,NA())","v":"QING"},{"$f":"IF($E14241=DataInput!$B14240,DataInput!D14240,NA())","v":"Ingham"},{"$f":"IF($E14241=DataInput!$B14240,DataInput!E14240,NA())","v":"Ergon"},{"$f":"IF($E14241=DataInput!$B14240,DataInput!F14240,NA())","v":"Summer"},{"$f":"IF($E14241=DataInput!$B14240,DataInput!G14240,NA())","v":"Coincident"},{"$f":"IF($E14241=DataInput!$B14240,DataInput!H14240,NA())","v":2016},{"$f":"IF($E14241=DataInput!$B14240,DataInput!I14240,NA())","v":"TempCorrActualPOE10"},{"$f":"IF($E14241=DataInput!$B14240,DataInput!J14240,NA())","v":16.132082106695599},{"$f":"IF($E14241=DataInput!$B14240,DataInput!K14240,NA())","v":"NA"},null,null,"QLD Ingham",null,null,null,null,false,null,null,{"$error":"#N/A"},{"$error":"#N/A"},{"$error":"#N/A"},{"$error":"#N/A"},{"$error":"#N/A"},{"$error":"#N/A"},{"$error":"#N/A"},{"$error":"#N/A"},{"$error":"#N/A"},{"$error":"#N/A"}]
[null,{"$f":"IF(DataInput!B14258=$B$8,IF($B$9=$B$10,TRUE,IF(DataInput!E14258=$B$9,TRUE,FALSE)))","v":true},null,null,{"$f":"IF(B14259=TRUE,DataInput!B14258,NA())","v":"QLD"},{"$f":"IF($E14259=DataInput!$B14258,DataInput!C14258,NA())","v":"QINF"},{"$f":"IF($E14259=DataInput!$B14258,DataInput!D14258,NA())","v":"Innisfail"},{"$f":"IF($E14259=DataInput!$B14258,DataInput!E14258,NA())","v":"Ergon"},{"$f":"IF($E14259=DataInput!$B14258,DataInput!F14258,NA())","v":"Summer"},{"$f":"IF($E14259=DataInput!$B14258,DataInput!G14258,NA())","v":"Coincident"},{"$f":"IF($E14259=DataInput!$B14258,DataInput!H14258,NA())","v":2016},{"$f":"IF($E14259=DataInput!$B14258,DataInput!I14258,NA())","v":"TempCorrActualPOE10"},{"$f":"IF($E14259=DataInput!$B14258,DataInput!J14258,NA())","v":23.5516431775944},{"$f":"IF($E14259=DataInput!$B14258,DataInput!K14258,NA())","v":"NA"},null,null,"QLD Innisfail",null,null,null,null,false,null,null,{"$error":"#N/A"},{"$error":"#N/A"},{"$error":"#N/A"},{"$error":"#N/A"},{"$error":"#N/A"},{"$error":"#N/A"},{"$error":"#N/A"},{"$error":"#N/A"},{"$error":"#N/A"},{"$error":"#N/A"}]
[null,{"$f":"IF(DataInput!B14289=$B$8,IF($B$9=$B$10,TRUE,IF(DataInput!E14289=$B$9,TRUE,FALSE)))","v":true},null,null,{"$f":"IF(B14290=TRUE,DataInput!B14289,NA())","v":"QLD"},{"$f":"IF($E14290=DataInput!$B14289,DataInput!C14289,NA())","v":"QINV"},{"$f":"IF($E14290=DataInput!$B14289,DataInput!D14289,NA())","v":"Invicta Load"},{"$f":"IF($E14290=DataInput!$B14289,DataInput!E14289,NA())","v":"Powerlink"},{"$f":"IF($E14290=DataInput!$B14289,DataInput!F14289,NA())","v":"Winter"},{"$f":"IF($E14290=DataInput!$B14289,DataInput!G14289,NA())","v":"Coincident"},{"$f":"IF($E14290=DataInput!$B14289,DataInput!H14289,NA())","v":2007},{"$f":"IF($E14290=DataInput!$B14289,DataInput!I14289,NA())","v":"TempCorrActualPOE50"},{"$f":"IF($E14290=DataInput!$B14289,DataInput!J14289,NA())","v":"NA"},{"$f":"IF($E14290=DataInput!$B14289,DataInput!K14289,NA())","v":"NA"},null,null,"QLD Invicta Load",null,null,null,null,false,null,null,{"$error":"#N/A"},{"$error":"#N/A"},{"$error":"#N/A"},{"$error":"#N/A"},{"$error":"#N/A"},{"$error":"#N/A"},{"$error":"#N/A"},{"$error":"#N/A"},{"$error":"#N/A"},{"$error":"#N/A"}]
[null,{"$f":"IF(DataInput!B14332=$B$8,IF($B$9=$B$10,TRUE,IF(DataInput!E14332=$B$9,TRUE,FALSE)))","v":true},null,null,{"$f":"IF(B14333=TRUE,DataInput!B14332,NA())","v":"QLD"},{"$f":"IF($E14333=DataInput!$B14332,DataInput!C14332,NA())","v":"QKAM"},{"$f":"IF($E14333=DataInput!$B14332,DataInput!D14332,NA())","v":"Kamerunga"},{"$f":"IF($E14333=DataInput!$B14332,DataInput!E14332,NA())","v":"Ergon"},{"$f":"IF($E14333=DataInput!$B14332,DataInput!F14332,NA())","v":"Winter"},{"$f":"IF($E14333=DataInput!$B14332,DataInput!G14332,NA())","v":"Coincident"},{"$f":"IF($E14333=DataInput!$B14332,DataInput!H14332,NA())","v":2008},{"$f":"IF($E14333=DataInput!$B14332,DataInput!I14332,NA())","v":"TempCorrActualPOE10"},{"$f":"IF($E14333=DataInput!$B14332,DataInput!J14332,NA())","v":36.053793447468699},{"$f":"IF($E14333=DataInput!$B14332,DataInput!K14332,NA())","v":"NA"},null,null,"QLD Kamerunga",null,null,null,null,false,null,null,{"$error":"#N/A"},{"$f":"IF($V14333=TRUE,F14333,NA())","v":{"$error":"#N/A"}},{"$f":"IF($V14333=TRUE,G14333,NA())","v":{"$error":"#N/A"}},{"$f":"IF($V14333=TRUE,H14333,NA())","v":{"$error":"#N/A"}},{"$f":"IF($V14333=TRUE,I14333,NA())","v":{"$error":"#N/A"}},{"$f":"IF($V14333=TRUE,J14333,NA())","v":{"$error":"#N/A"}},{"$f":"IF($V14333=TRUE,K14333,NA())","v":{"$error":"#N/A"}},{"$f":"IF($V14333=TRUE,L14333,NA())","v":{"$error":"#N/A"}},{"$f":"IF($V14333=TRUE,M14333,NA())","v":{"$error":"#N/A"}},{"$f":"IF($V14333=TRUE,N14333,NA())","v":{"$error":"#N/A"}}]
[null,{"$f":"IF(DataInput!B14366=$B$8,IF($B$9=$B$10,TRUE,IF(DataInput!E14366=$B$9,TRUE,FALSE)))","v":true},null,null,{"$f":"IF(B14367=TRUE,DataInput!B14366,NA())","v":"QLD"},{"$f":"IF($E14367=DataInput!$B14366,DataInput!C14366,NA())","v":"QEMS"},{"$f":"IF($E14367=DataInput!$B14366,DataInput!D14366,NA())","v":"Kemmis"},{"$f":"IF($E14367=DataInput!$B14366,DataInput!E14366,NA())","v":"Ergon"},{"$f":"IF($E14367=DataInput!$B14366,DataInput!F14366,NA())","v":"Winter"},{"$f":"IF($E14367=DataInput!$B14366,DataInput!G14366,NA())","v":"Coincident"},{"$f":"IF($E14367=DataInput!$B14366,DataInput!H14366,NA())","v":2008},{"$f":"IF($E14367=DataInput!$B14366,DataInput!I14366,NA())","v":"TempCorrActualPOE10"},{"$f":"IF($E14367=DataInput!$B14366,DataInput!J14366,NA())","v":"NA"},{"$f":"IF($E14367=DataInput!$B14366,DataInput!K14366,NA())","v":"NA"},null,null,"QLD Kemmis",null,null,null,null,false,null,null,{"$error":"#N/A"},{"$error":"#N/A"},{"$error":"#N/A"},{"$error":"#N/A"},{"$error":"#N/A"},{"$error":"#N/A"},{"$error":"#N/A"},{"$error":"#N/A"},{"$error":"#N/A"},{"$error":"#N/A"}]
[null,{"$f":"IF(DataInput!B14397=$B$8,IF($B$9=$B$10,TRUE,IF(DataInput!E14397=$B$9,TRUE,FALSE)))","v":true},null,null,{"$f":"IF(B14398=TRUE,DataInput!B14397,NA())","v":"QLD"},{"$f":"IF($E14398=DataInput!$B14397,DataInput!C14397,NA())","v":"QLIL"},{"$f":"IF($E14398=DataInput!$B14397,DataInput!D14397,NA())","v":"Lilyvale"},{"$f":"IF($E14398=DataInput!$B14397,DataInput!E14397,NA())","v":"Ergon"},{"$f":"IF($E14398=DataInput!$B14397,DataInput!F14397,NA())","v":"Summer"},{"$f":"IF($E14398=DataInput!$B14397,DataInput!G14397,NA())","v":"Coincident"},{"$f":"IF($E14398=DataInput!$B14397,DataInput!H14397,NA())","v":2012},{"$f":"IF($E14398=DataInput!$B14397,DataInput!I14397,NA())","v":"TempCorrActualPOE50"},{"$f":"IF($E14398=DataInput!$B14397,DataInput!J14397,NA())","v":122.90395005264701},{"$f":"IF($E14398=DataInput!$B14397,DataInput!K14397,NA())","v":"NA"},null,null,"QLD Lilyvale",null,null,null,null,false,null,null,{"$error":"#N/A"},{"$error":"#N/A"},{"$error":"#N/A"},{"$error":"#N/A"},{"$error":"#N/A"},{"$error":"#N/A"},{"$error":"#N/A"},{"$error":"#N/A"},{"$error":"#N/A"},{"$error":"#N/A"}]
[null,{"$f":"IF(DataInput!B14399=$B$8,IF($B$9=$B$10,TRUE,IF(DataInput!E14399=$B$9,TRUE,FALSE)))","v":true},null,null,{"$f":"IF(B14400=TRUE,DataInput!B14399,NA())","v":"QLD"},{"$f":"IF($E14400=DataInput!$B14399,DataInput!C14399,NA())","v":"QLIL"},{"$f":"IF($E14400=DataInput!$B14399,DataInput!D14399,NA())","v":"Lilyvale"},{"$f":"IF($E14400=DataInput!$B14399,DataInput!E14399,NA())","v":"Ergon"},{"$f":"IF($E14400=DataInput!$B14399,DataInput!F14399,NA())","v":"Summer"},{"$f":"IF($E14400=DataInput!$B14399,DataInput!G14399,NA())","v":"Coincident"},{"$f":"IF($E14400=DataInput!$B14399,DataInput!H14399,NA())","v":2013},{"$f":"IF($E14400=DataInput!$B14399,DataInput!I14399,NA())","v":"TempCorrActualPOE50"},{"$f":"IF($E14400=DataInput!$B14399,DataInput!J14399,NA())","v":113.927333683317},{"$f":"IF($E14400=DataInput!$B14399,DataInput!K14399,NA())","v":"NA"},null,null,"QLD Lilyvale",null,null,null,null,false,null,null,{"$error":"#N/A"},{"$error":"#N/A"},{"$error":"#N/A"},{"$error":"#N/A"},{"$error":"#N/A"},{"$error":"#N/A"},{"$error":"#N/A"},{"$error":"#N/A"},{"$error":"#N/A"},{"$error":"#N/A"}]
[null,{"$f":"IF(DataInput!B14431=$B$8,IF($B$9=$B$10,TRUE,IF(DataInput!E14431=$B$9,TRUE,FALSE)))","v":true},null,null,{"$f":"IF(B14432=TRUE,DataInput!B14431,NA())","v":"QLD"},{"$f":"IF($E14432=DataInput!$B14431,DataInput!C14431,NA())","v":"QLCM"},{"$f":"IF($E14432=DataInput!$B14431,DataInput!D14431,NA())","v":"Lilyvale (Barcaldine)"},{"$f":"IF($E14432=DataInput!$B14431,DataInput!E14431,NA())","v":"Ergon"},{"$f":"IF($E14432=DataInput!$B14431,DataInput!F14431,NA())","v":"Winter"},{"$f":"IF($E14432=DataInput!$B14431,DataInput!G14431,NA())","v":"Coincident"},{"$f":"IF($E14432=DataInput!$B14431,DataInput!H14431,NA())","v":2015},{"$f":"IF($E14432=DataInput!$B14431,DataInput!I14431,NA())","v":"TempCorrActualPOE50"},{"$f":"IF($E14432=DataInput!$B14431,DataInput!J14431,NA())","v":27.8551565280784},{"$f":"IF($E14432=DataInput!$B14431,DataInput!K14431,NA())","v":"NA"},null,null,"QLD Lilyvale (Barcaldine)",null,null,null,null,false,null,null,{"$error":"#N/A"},{"$error":"#N/A"},{"$error":"#N/A"},{"$error":"#N/A"},{"$error":"#N/A"},{"$error":"#N/A"},{"$error":"#N/A"},{"$error":"#N/A"},{"$error":"#N/A"},{"$error":"#N/A"}]
[null,{"$f":"IF(DataInput!B14476=$B$8,IF($B$9=$B$10,TRUE,IF(DataInput!E14476=$B$9,TRUE,FALSE)))","v":true},null,null,{"$f":"IF(B14477=TRUE,DataInput!B14476,NA())","v":"QLD"},{"$f":"IF($E14477=DataInput!$B14476,DataInput!C14476,NA())","v":"QLGL"},{"$f":"IF($E14477=DataInput!$B14476,DataInput!D14476,NA())","v":"Loganlea 33"},{"$f":"IF($E14477=DataInput!$B14476,DataInput!E14476,NA())","v":"Energex"},{"$f":"IF($E14477=DataInput!$B14476,DataInput!F14476,NA())","v":"Summer"},{"$f":"IF($E14477=DataInput!$B14476,DataInput!G14476,NA())","v":"Coincident"},{"$f":"IF($E14477=DataInput!$B14476,DataInput!H14476,NA())","v":2008},{"$f":"IF($E14477=DataInput!$B14476,DataInput!I14476,NA())","v":"TempCorrActualPOE10"},{"$f":"IF($E14477=DataInput!$B14476,DataInput!J14476,NA())","v":100.81876657924199},{"$f":"IF($E14477=DataInput!$B14476,DataInput!K14476,NA())","v":"NA"},null,null,"QLD Loganlea 33",null,null,null,null,false,null,null,{"$error":"#N/A"},{"$error":"#N/A"},{"$error":"#N/A"},{"$error":"#N/A"},{"$error":"#N/A"},{"$error":"#N/A"},{"$error":"#N/A"},{"$error":"#N/A"},{"$error":"#N/A"},{"$error":"#N/A"}]
[null,{"$f":"IF(DataInput!B14494=$B$8,IF($B$9=$B$10,TRUE,IF(DataInput!E14494=$B$9,TRUE,FALSE)))","v":true},null,null,{"$f":"IF(B14495=TRUE,DataInput!B14494,NA())","v":"QLD"},{"$f":"IF($E14495=DataInput!$B14494,DataInput!C14494,NA())","v":"QLGL"},{"$f":"IF($E14495=DataInput!$B14494,DataInput!D14494,NA())","v":"Loganlea 33"},{"$f":"IF($E14495=DataInput!$B14494,DataInput!E14494,NA())","v":"Energex"},{"$f":"IF($E14495=DataInput!$B14494,DataInput!F14494,NA())","v":"Winter"},{"$f":"IF($E14495=DataInput!$B14494,DataInput!G14494,NA())","v":"Coincident"},{"$f":"IF($E14495=DataInput!$B14494,DataInput!H14494,NA())","v":2006},{"$f":"IF($E14495=DataInput!$B14494,DataInput!I14494,NA())","v":"TempCorrActualPOE10"},{"$f":"IF($E14495=DataInput!$B14494,DataInput!J14494,NA())","v":80.759138340282604},{"$f":"IF($E14495=DataInput!$B14494,DataInput!K14494,NA())","v":"NA"},null,null,"QLD Loganlea 33",null,null,null,null,false,null,null,{"$error":"#N/A"},{"$error":"#N/A"},{"$error":"#N/A"},{"$error":"#N/A"},{"$error":"#N/A"},{"$error":"#N/A"},{"$error":"#N/A"},{"$error":"#N/A"},{"$error":"#N/A"},{"$error":"#N/A"}]
[null,{"$f":"IF(DataInput!B14525=$B$8,IF($B$9=$B$10,TRUE,IF(DataInput!E14525=$B$9,TRUE,FALSE)))","v":true},null,null,{"$f":"IF(B14526=TRUE,DataInput!B14525,NA())","v":"QLD"},{"$f":"IF($E14526=DataInput!$B14525,DataInput!C14525,NA())","v":"QMKA"},{"$f":"IF($E14526=DataInput!$B14525,DataInput!D14525,NA())","v":"Mackay"},{"$f":"IF($E14526=DataInput!$B14525,DataInput!E14525,NA())","v":"Ergon"},{"$f":"IF($E14526=DataInput!$B14525,DataInput!F14525,NA())","v":"Summer"},{"$f":"IF($E14526=DataInput!$B14525,DataInput!G14525,NA())","v":"Coincident"},{"$f":"IF($E14526=DataInput!$B14525,DataInput!H14525,NA())","v":2013},{"$f":"IF($E14526=DataInput!$B14525,DataInput!I14525,NA())","v":"TempCorrActualPOE50"},{"$f":"IF($E14526=DataInput!$B14525,DataInput!J14525,NA())","v":87.362863048243796},{"$f":"IF($E14526=DataInput!$B14525,DataInput!K14525,NA())","v":"NA"},null,null,"QLD Mackay",null,null,null,null,false,null,null,{"$error":"#N/A"},{"$error":"#N/A"},{"$error":"#N/A"},{"$error":"#N/A"},{"$error":"#N/A"},{"$error":"#N/A"},{"$error":"#N/A"},{"$error":"#N/A"},{"$error":"#N/A"},{"$error":"#N/A"}]
[null,{"$f":"IF(DataInput!B14554=$B$8,IF($B$9=$B$10,TRUE,IF(DataInput!E14554=$B$9,TRUE,FALSE)))","v":true},null,null,{"$f":"IF(B14555=TRUE,DataInput!B14554,NA())","v":"QLD"},{"$f":"IF($E14555=DataInput!$B14554,DataInput!C14554,NA())","v":"QMRG"},{"$f":"IF($E14555=DataInput!$B14554,DataInput!D14554,NA())","v":"Middle Ridge (Ergon)"},{"$f":"IF($E14555=DataInput!$B14554,DataInput!E14554,NA())","v":"Ergon"},{"$f":"IF($E14555=DataInput!$B14554,DataInput!F14554,NA())","v":"Summer"},{"$f":"IF($E14555=DataInput!$B14554,DataInput!G14554,NA())","v":"Coincident"},{"$f":"IF($E14555=DataInput!$B14554,DataInput!H14554,NA())","v":2007},{"$f":"IF($E14555=DataInput!$B14554,DataInput!I14554,NA())","v":"TempCorrActualPOE10"},{"$f":"IF($E14555=DataInput!$B14554,DataInput!J14554,NA())","v":259.15037003182101},{"$f":"IF($E14555=DataInput!$B14554,DataInput!K14554,NA())","v":"NA"},null,null,"QLD Middle Ridge (Ergon)",null,null,null,null,false,null,null,{"$error":"#N/A"},{"$error":"#N/A"},{"$error":"#N/A"},{"$error":"#N/A"},{"$error":"#N/A"},{"$error":"#N/A"},{"$error":"#N/A"},{"$error":"#N/A"},{"$error":"#N/A"},{"$error":"#N/A"}]
[null,{"$f":"IF(DataInput!B14573=$B$8,IF($B$9=$B$10,TRUE,IF(DataInput!E14573=$B$9,TRUE,FALSE)))","v":true},null,null,{"$f":"IF(B14574=TRUE,DataInput!B14573,NA())","v":"QLD"},{"$f":"IF($E14574=DataInput!$B14573,DataInput!C14573,NA())","v":"QMRG"},{"$f":"IF($E14574=DataInput!$B14573,DataInput!D14573,NA())","v":"Middle Ridge (Ergon)"},{"$f":"IF($E14574=DataInput!$B14573,DataInput!E14573,NA())","v":"Ergon"},{"$f":"IF($E14574=DataInput!$B14573,DataInput!F14573,NA())","v":"Winter"},{"$f":"IF($E14574=DataInput!$B14573,DataInput!G14573,NA())","v":"Coincident"},{"$f":"IF($E14574=DataInput!$B14573,DataInput!H14573,NA())","v":2006},{"$f":"IF($E14574=DataInput!$B14573,DataInput!I14573,NA())","v":"TempCorrActualPOE50"},{"$f":"IF($E14574=DataInput!$B14573,DataInput!J14573,NA())","v":204.90775676861199},{"$f":"IF($E14574=DataInput!$B14573,DataInput!K14573,NA())","v":"NA"},null,null,"QLD Middle Ridge (Ergon)",null,null,null,null,false,null,null,{"$error":"#N/A"},{"$error":"#N/A"},{"$error":"#N/A"},{"$error":"#N/A"},{"$error":"#N/A"},{"$error":"#N/A"},{"$error":"#N/A"},{"$error":"#N/A"},{"$error":"#N/A"},{"$error":"#N/A"}]
[null,{"$f":"IF(DataInput!B14604=$B$8,IF($B$9=$B$10,TRUE,IF(DataInput!E14604=$B$9,TRUE,FALSE)))","v":true},null,null,{"$f":"IF(B14605=TRUE,DataInput!B14604,NA())","v":"QLD"},{"$f":"IF($E14605=DataInput!$B14604,DataInput!C14604,NA())","v":"QMND"},{"$f":"IF($E14605=DataInput!$B14604,DataInput!D14604,NA())","v":"Mindi (Rail)"},{"$f":"IF($E14605=DataInput!$B14604,DataInput!E14604,NA())","v":"Powerlink"},{"$f":"IF($E14605=DataInput!$B14604,DataInput!F14604,NA())","v":"Summer"},{"$f":"IF($E14605=DataInput!$B14604,DataInput!G14604,NA())","v":"Coincident"},{"$f":"IF($E14605=DataInput!$B14604,DataInput!H14604,NA())","v":2015},{"$f":"IF($E14605=DataInput!$B14604,DataInput!I14604,NA())","v":"TempCorrActualPOE10"},{"$f":"IF($E14605=DataInput!$B14604,DataInput!J14604,NA())","v":"NA"},{"$f":"IF($E14605=DataInput!$B14604,DataInput!K14604,NA())","v":"NA"},null,null,"QLD Mindi (Rail)",null,null,null,null,false,null,null,{"$error":"#N/A"},{"$error":"#N/A"},{"$error":"#N/A"},{"$error":"#N/A"},{"$error":"#N/A"},{"$error":"#N/A"},{"$error":"#N/A"},{"$error":"#N/A"},{"$error":"#N/A"},{"$error":"#N/A"}]
[null,{"$f":"IF(DataInput!B14651=$B$8,IF($B$9=$B$10,TRUE,IF(DataInput!E14651=$B$9,TRUE,FALSE)))","v":true},null,null,{"$f":"IF(B14652=TRUE,DataInput!B14651,NA())","v":"QLD"},{"$f":"IF($E14652=DataInput!$B14651,DataInput!C14651,NA())","v":"QMAR"},{"$f":"IF($E14652=DataInput!$B14651,DataInput!D14651,NA())","v":"Molendinar"},{"$f":"IF($E14652=DataInput!$B14651,DataInput!E14651,NA())","v":"Energex"},{"$f":"IF($E14652=DataInput!$B14651,DataInput!F14651,NA())","v":"Winter"},{"$f":"IF($E14652=DataInput!$B14651,DataInput!G14651,NA())","v":"Coincident"},{"$f":"IF($E14652=DataInput!$B14651,DataInput!H14651,NA())","v":2012},{"$f":"IF($E14652=DataInput!$B14651,DataInput!I14651,NA())","v":"TempCorrActualPOE50"},{"$f":"IF($E14652=DataInput!$B14651,DataInput!J14651,NA())","v":352.93205727567198},{"$f":"IF($E14652=DataInput!$B14651,DataInput!K14651,NA())","v":"NA"},null,null,"QLD Molendinar",null,null,null,null,false,null,null,{"$f":"IF($V14652=TRUE,E14652,NA())","v":{"$error":"#N/A"}},{"$error":"#N/A"},{"$error":"#N/A"},{"$error":"#N/A"},{"$error":"#N/A"},{"$error":"#N/A"},{"$error":"#N/A"},{"$error":"#N/A"},{"$error":"#N/A"},{"$error":"#N/A"}]
[null,{"$f":"IF(DataInput!B14681=$B$8,IF($B$9=$B$10,TRUE,IF(DataInput!E14681=$B$9,TRUE,FALSE)))","v":true},null,null,{"$f":"IF(B14682=TRUE,DataInput!B14681,NA())","v":"QLD"},{"$f":"IF($E14682=DataInput!$B14681,DataInput!C14681,NA())","v":"QMRL"},{"$f":"IF($E14682=DataInput!$B14681,DataInput!D14681,NA())","v":"Moranbah (Town)"},{"$f":"IF($E14682=DataInput!$B14681,DataInput!E14681,NA())","v":"Ergon"},{"$f":"IF($E14682=DataInput!$B14681,DataInput!F14681,NA())","v":"Summer"},{"$f":"IF($E14682=DataInput!$B14681,DataInput!G14681,NA())","v":"Coincident"},{"$f":"IF($E14682=DataInput!$B14681,DataInput!H14681,NA())","v":2013},{"$f":"IF($E14682=DataInput!$B14681,DataInput!I14681,NA())","v":"TempCorrActualPOE50"},{"$f":"IF($E14682=DataInput!$B14681,DataInput!J14681,NA())","v":9.0235750279249896},{"$f":"IF($E14682=DataInput!$B14681,DataInput!K14681,NA())","v":"NA"},null,null,"QLD Moranbah (Town)",null,null,null,null,false,null,null,{"$error":"#N/A"},{"$error":"#N/A"},{"$error":"#N/A"},{"$error":"#N/A"},{"$error":"#N/A"},{"$error":"#N/A"},{"$error":"#N/A"},{"$error":"#N/A"},{"$error":"#N/A"},{"$error":"#N/A"}]
[null,{"$f":"IF(DataInput!B14712=$B$8,IF($B$9=$B$10,TRUE,IF(DataInput!E14712=$B$9,TRUE,FALSE)))","v":true},null,null,{"$f":"IF(B14713=TRUE,DataInput!B14712,NA())","v":"QLD"},{"$f":"IF($E14713=DataInput!$B14712,DataInput!C14712,NA())","v":"QMBS"},{"$f":"IF($E14713=DataInput!$B14712,DataInput!D14712,NA())","v":"Moranbah South (Rail)"},{"$f":"IF($E14713=DataInput!$B14712,DataInput!E14712,NA())","v":"Powerlink"},{"$f":"IF($E14713=DataInput!$B14712,DataInput!F14712,NA())","v":"Summer"},{"$f":"IF($E14713=DataInput!$B14712,DataInput!G14712,NA())","v":"Coincident"},{"$f":"IF($E14713=DataInput!$B14712,DataInput!H14712,NA())","v":2009},{"$f":"IF($E14713=DataInput!$B14712,DataInput!I14712,NA())","v":"TempCorrActualPOE10"},{"$f":"IF($E14713=DataInput!$B14712,DataInput!J14712,NA())","v":"NA"},{"$f":"IF($E14713=DataInput!$B14712,DataInput!K14712,NA())","v":"NA"},null,null,"QLD Moranbah South (Rail)",null,null,null,null,false,null,null,{"$error":"#N/A"},{"$error":"#N/A"},{"$error":"#N/A"},{"$error":"#N/A"},{"$error":"#N/A"},{"$error":"#N/A"},{"$error":"#N/A"},{"$error":"#N/A"},{"$error":"#N/A"},{"$error":"#N/A"}]
[null,{"$f":"IF(DataInput!B14730=$B$8,IF($B$9=$B$10,TRUE,IF(DataInput!E14730=$B$9,TRUE,FALSE)))","v":true},null,null,{"$f":"IF(B14731=TRUE,DataInput!B14730,NA())","v":"QLD"},{"$f":"IF($E14731=DataInput!$B14730,DataInput!C14730,NA())","v":"QMBS"},{"$f":"IF($E14731=DataInput!$B14730,DataInput!D14730,NA())","v":"Moranbah South (Rail)"},{"$f":"IF($E14731=DataInput!$B14730,DataInput!E14730,NA())","v":"Powerlink"},{"$f":"IF($E14731=DataInput!$B14730,DataInput!F14730,NA())","v":"Winter"},{"$f":"IF($E14731=DataInput!$B14730,DataInput!G14730,NA())","v":"Coincident"},{"$f":"IF($E14731=DataInput!$B14730,DataInput!H14730,NA())","v":2007},{"$f":"IF($E14731=DataInput!$B14730,DataInput!I14730,NA())","v":"TempCorrActualPOE10"},{"$f":"IF($E14731=DataInput!$B14730,DataInput!J14730,NA())","v":"NA"},{"$f":"IF($E14731=DataInput!$B14730,DataInput!K14730,NA())","v":"NA"},null,null,"QLD Moranbah South (Rail)",null,null,null,null,false,null,null,{"$error":"#N/A"},{"$error":"#N/A"},{"$error":"#N/A"},{"$error":"#N/A"},{"$error":"#N/A"},{"$error":"#N/A"},{"$error":"#N/A"},{"$error":"#N/A"},{"$error":"#N/A"},{"$error":"#N/A"}]
[null,{"$f":"IF(DataInput!B14761=$B$8,IF($B$9=$B$10,TRUE,IF(DataInput!E14761=$B$9,TRUE,FALSE)))","v":true},null,null,{"$f":"IF(B14762=TRUE,DataInput!B14761,NA())","v":"QLD"},{"$f":"IF($E14762=DataInput!$B14761,DataInput!C14761,NA())","v":"QMRA"},{"$f":"IF($E14762=DataInput!$B14761,DataInput!D14761,NA())","v":"Moura"},{"$f":"IF($E14762=DataInput!$B14761,DataInput!E14761,NA())","v":"Ergon"},{"$f":"IF($E14762=DataInput!$B14761,DataInput!F14761,NA())","v":"Summer"},{"$f":"IF($E14762=DataInput!$B14761,DataInput!G14761,NA())","v":"Coincident"},{"$f":"IF($E14762=DataInput!$B14761,DataInput!H14761,NA())","v":2011},{"$f":"IF($E14762=DataInput!$B14761,DataInput!I14761,NA())","v":"TempCorrActualPOE50"},{"$f":"IF($E14762=DataInput!$B14761,DataInput!J14761,NA())","v":41.517289896144199},{"$f":"IF($E14762=DataInput!$B14761,DataInput!K14761,NA())","v":"NA"},null,null,"QLD Moura",null,null,null,null,false,null,null,{"$error":"#N/A"},{"$error":"#N/A"},{"$error":"#N/A"},{"$error":"#N/A"},{"$error":"#N/A"},{"$error":"#N/A"},{"$error":"#N/A"},{"$error":"#N/A"},{"$error":"#N/A"},{"$error":"#N/A"}]
[null,{"$f":"IF(DataInput!B14776=$B$8,IF($B$9=$B$10,TRUE,IF(DataInput!E14776=$B$9,TRUE,FALSE)))","v":true},null,null,{"$f":"IF(B14777=TRUE,DataInput!B14776,NA())","v":"QLD"},{"$f":"IF($E14777=DataInput!$B14776,DataInput!C14776,NA())","v":"QMRA"},{"$f":"IF($E14777=DataInput!$B14776,DataInput!D14776,NA())","v":"Moura"},{"$f":"IF($E14777=DataInput!$B14776,DataInput!E14776,NA())","v":"Ergon"},{"$f":"IF($E14777=DataInput!$B14776,DataInput!F14776,NA())","v":"Winter"},{"$f":"IF($E14777=DataInput!$B14776,DataInput!G14776,NA())","v":"Coincident"},{"$f":"IF($E14777=DataInput!$B14776,DataInput!H14776,NA())","v":2011},{"$f":"IF($E14777=DataInput!$B14776,DataInput!I14776,NA())","v":"TempCorrActualPOE10"},{"$f":"IF($E14777=DataInput!$B14776,DataInput!J14776,NA())","v":26.602246845137302},{"$f":"IF($E14777=DataInput!$B14776,DataInput!K14776,NA())","v":"NA"},null,null,"QLD Moura",null,null,null,null,false,null,null,{"$error":"#N/A"},{"$error":"#N/A"},{"$error":"#N/A"},{"$error":"#N/A"},{"$error":"#N/A"},{"$error":"#N/A"},{"$error":"#N/A"},{"$error":"#N/A"},{"$error":"#N/A"},{"$error":"#N/A"}]
[null,{"$f":"IF(DataInput!B14809=$B$8,IF($B$9=$B$10,TRUE,IF(DataInput!E14809=$B$9,TRUE,FALSE)))","v":true},null,null,{"$f":"IF(B14810=TRUE,DataInput!B14809,NA())","v":"QLD"},{"$f":"IF($E14810=DataInput!$B14809,DataInput!C14809,NA())","v":"QMTM"},{"$f":"IF($E14810=DataInput!$B14809,DataInput!D14809,NA())","v":"Mt Mclaren (Rail)"},{"$f":"IF($E14810=DataInput!$B14809,DataInput!E14809,NA())","v":"Powerlink"},{"$f":"IF($E14810=DataInput!$B14809,DataInput!F14809,NA())","v":"Winter"},{"$f":"IF($E14810=DataInput!$B14809,DataInput!G14809,NA())","v":"Coincident"},{"$f":"IF($E14810=DataInput!$B14809,DataInput!H14809,NA())","v":2008},{"$f":"IF($E14810=DataInput!$B14809,DataInput!I14809,NA())","v":"TempCorrActualPOE50"},{"$f":"IF($E14810=DataInput!$B14809,DataInput!J14809,NA())","v":"NA"},{"$f":"IF($E14810=DataInput!$B14809,DataInput!K14809,NA())","v":"NA"},null,null,"QLD Mt Mclaren (Rail)",null,null,null,null,false,null,null,{"$error":"#N/A"},{"$error":"#N/A"},{"$error":"#N/A"},{"$error":"#N/A"},{"$error":"#N/A"},{"$error":"#N/A"},{"$error":"#N/A"},{"$error":"#N/A"},{"$error":"#N/A"},{"$error":"#N/A"}]
[null,{"$f":"IF(DataInput!B14840=$B$8,IF($B$9=$B$10,TRUE,IF(DataInput!E14840=$B$9,TRUE,FALSE)))","v":true},null,null,{"$f":"IF(B14841=TRUE,DataInput!B14840,NA())","v":"QLD"},{"$f":"IF($E14841=DataInput!$B14840,DataInput!C14840,NA())","v":"QMGB"},{"$f":"IF($E14841=DataInput!$B14840,DataInput!D14840,NA())","v":"Mudgeeraba 110"},{"$f":"IF($E14841=DataInput!$B14840,DataInput!E14840,NA())","v":"Energex"},{"$f":"IF($E14841=DataInput!$B14840,DataInput!F14840,NA())","v":"Summer"},{"$f":"IF($E14841=DataInput!$B14840,DataInput!G14840,NA())","v":"Coincident"},{"$f":"IF($E14841=DataInput!$B14840,DataInput!H14840,NA())","v":2014},{"$f":"IF($E14841=DataInput!$B14840,DataInput!I14840,NA())","v":"TempCorrActualPOE10"},{"$f":"IF($E14841=DataInput!$B14840,DataInput!J14840,NA())","v":324.253293180225},{"$f":"IF($E14841=DataInput!$B14840,DataInput!K14840,NA())","v":"NA"},null,null,"QLD Mudgeeraba 110",null,null,null,null,false,null,null,{"$error":"#N/A"},{"$error":"#N/A"},{"$error":"#N/A"},{"$error":"#N/A"},{"$error":"#N/A"},{"$error":"#N/A"},{"$error":"#N/A"},{"$error":"#N/A"},{"$error":"#N/A"},{"$error":"#N/A"}]
[null,{"$f":"IF(DataInput!B14858=$B$8,IF($B$9=$B$10,TRUE,IF(DataInput!E14858=$B$9,TRUE,FALSE)))","v":true},null,null,{"$f":"IF(B14859=TRUE,DataInput!B14858,NA())","v":"QLD"},{"$f":"IF($E14859=DataInput!$B14858,DataInput!C14858,NA())","v":"QMGB"},{"$f":"IF($E14859=DataInput!$B14858,DataInput!D14858,NA())","v":"Mudgeeraba 110"},{"$f":"IF($E14859=DataInput!$B14858,DataInput!E14858,NA())","v":"Energex"},{"$f":"IF($E14859=DataInput!$B14858,DataInput!F14858,NA())","v":"Winter"},{"$f":"IF($E14859=DataInput!$B14858,DataInput!G14858,NA())","v":"Coincident"},{"$f":"IF($E14859=DataInput!$B14858,DataInput!H14858,NA())","v":2012},{"$f":"IF($E14859=DataInput!$B14858,DataInput!I14858,NA())","v":"TempCorrActualPOE10"},{"$f":"IF($E14859=DataInput!$B14858,DataInput!J14858,NA())","v":263.01619287693802},{"$f":"IF($E14859=DataInput!$B14858,DataInput!K14858,NA())","v":"NA"},null,null,"QLD Mudgeeraba 110",null,null,null,null,false,null,null,{"$error":"#N/A"},{"$error":"#N/A"},{"$error":"#N/A"},{"$error":"#N/A"},{"$error":"#N/A"},{"$error":"#N/A"},{"$error":"#N/A"},{"$error":"#N/A"},{"$error":"#N/A"},{"$error":"#N/A"}]
[null,{"$f":"IF(DataInput!B14903=$B$8,IF($B$9=$B$10,TRUE,IF(DataInput!E14903=$B$9,TRUE,FALSE)))","v":true},null,null,{"$f":"IF(B14904=TRUE,DataInput!B14903,NA())","v":"QLD"},{"$f":"IF($E14904=DataInput!$B14903,DataInput!C14903,NA())","v":"QMRE"},{"$f":"IF($E14904=DataInput!$B14903,DataInput!D14903,NA())","v":"Murarrie (Belmont)"},{"$f":"IF($E14904=DataInput!$B14903,DataInput!E14903,NA())","v":"Energex"},{"$f":"IF($E14904=DataInput!$B14903,DataInput!F14903,NA())","v":"Summer"},{"$f":"IF($E14904=DataInput!$B14903,DataInput!G14903,NA())","v":"Coincident"},{"$f":"IF($E14904=DataInput!$B14903,DataInput!H14903,NA())","v":2013},{"$f":"IF($E14904=DataInput!$B14903,DataInput!I14903,NA())","v":"TempCorrActualPOE50"},{"$f":"IF($E14904=DataInput!$B14903,DataInput!J14903,NA())","v":391.14624391671202},{"$f":"IF($E14904=DataInput!$B14903,DataInput!K14903,NA())","v":"NA"},null,null,"QLD Murarrie (Belmont)",null,null,null,null,false,null,null,{"$error":"#N/A"},{"$error":"#N/A"},{"$error":"#N/A"},{"$error":"#N/A"},{"$error":"#N/A"},{"$error":"#N/A"},{"$error":"#N/A"},{"$error":"#N/A"},{"$error":"#N/A"},{"$error":"#N/A"}]
[null,{"$f":"IF(DataInput!B14919=$B$8,IF($B$9=$B$10,TRUE,IF(DataInput!E14919=$B$9,TRUE,FALSE)))","v":true},null,null,{"$f":"IF(B14920=TRUE,DataInput!B14919,NA())","v":"QLD"},{"$f":"IF($E14920=DataInput!$B14919,DataInput!C14919,NA())","v":"QMRE"},{"$f":"IF($E14920=DataInput!$B14919,DataInput!D14919,NA())","v":"Murarrie (Belmont)"},{"$f":"IF($E14920=DataInput!$B14919,DataInput!E14919,NA())","v":"Energex"},{"$f":"IF($E14920=DataInput!$B14919,DataInput!F14919,NA())","v":"Winter"},{"$f":"IF($E14920=DataInput!$B14919,DataInput!G14919,NA())","v":"Coincident"},{"$f":"IF($E14920=DataInput!$B14919,DataInput!H14919,NA())","v":2011},{"$f":"IF($E14920=DataInput!$B14919,DataInput!I14919,NA())","v":"TempCorrActualPOE50"},{"$f":"IF($E14920=DataInput!$B14919,DataInput!J14919,NA())","v":288.517500995994},{"$f":"IF($E14920=DataInput!$B14919,DataInput!K14919,NA())","v":"NA"},null,null,"QLD Murarrie (Belmont)",null,null,null,null,false,null,null,{"$error":"#N/A"},{"$error":"#N/A"},{"$error":"#N/A"},{"$error":"#N/A"},{"$error":"#N/A"},{"$error":"#N/A"},{"$error":"#N/A"},{"$error":"#N/A"},{"$error":"#N/A"},{"$error":"#N/A"}]
[null,{"$f":"IF(DataInput!B14966=$B$8,IF($B$9=$B$10,TRUE,IF(DataInput!E14966=$B$9,TRUE,FALSE)))","v":true},null,null,{"$f":"IF(B14967=TRUE,DataInput!B14966,NA())","v":"QLD"},{"$f":"IF($E14967=DataInput!$B14966,DataInput!C14966,NA())","v":"QNEB"},{"$f":"IF($E14967=DataInput!$B14966,DataInput!D14966,NA())","v":"Nebo"},{"$f":"IF($E14967=DataInput!$B14966,DataInput!E14966,NA())","v":"Ergon"},{"$f":"IF($E14967=DataInput!$B14966,DataInput!F14966,NA())","v":"Winter"},{"$f":"IF($E14967=DataInput!$B14966,DataInput!G14966,NA())","v":"Coincident"},{"$f":"IF($E14967=DataInput!$B14966,DataInput!H14966,NA())","v":2014},{"$f":"IF($E14967=DataInput!$B14966,DataInput!I14966,NA())","v":"TempCorrActualPOE10"},{"$f":"IF($E14967=DataInput!$B14966,DataInput!J14966,NA())","v":3.03928442227022},{"$f":"IF($E14967=DataInput!$B14966,DataInput!K14966,NA())","v":"NA"},null,null,"QLD Nebo",null,null,null,null,false,null,null,{"$error":"#N/A"},{"$error":"#N/A"},{"$error":"#N/A"},{"$error":"#N/A"},{"$error":"#N/A"},{"$error":"#N/A"},{"$error":"#N/A"},{"$error":"#N/A"},{"$error":"#N/A"},{"$error":"#N/A"}]
[null,{"$f":"IF(DataInput!B14997=$B$8,IF($B$9=$B$10,TRUE,IF(DataInput!E14997=$B$9,TRUE,FALSE)))","v":true},null,null,{"$f":"IF(B14998=TRUE,DataInput!B14997,NA())","v":"QLD"},{"$f":"IF($E14998=DataInput!$B14997,DataInput!C14997,NA())","v":"QNGY"},{"$f":"IF($E14998=DataInput!$B14997,DataInput!D14997,NA())","v":"North Goonyella"},{"$f":"IF($E14998=DataInput!$B14997,DataInput!E14997,NA())","v":"Powerlink"},{"$f":"IF($E14998=DataInput!$B14997,DataInput!F14997,NA())","v":"Winter"},{"$f":"IF($E14998=DataInput!$B14997,DataInput!G14997,NA())","v":"Coincident"},{"$f":"IF($E14998=DataInput!$B14997,DataInput!H14997,NA())","v":2008},{"$f":"IF($E14998=DataInput!$B14997,DataInput!I14997,NA())","v":"TempCorrActualPOE50"},{"$f":"IF($E14998=DataInput!$B14997,DataInput!J14997,NA())","v":"NA"},{"$f":"IF($E14998=DataInput!$B14997,DataInput!K14997,NA())","v":"NA"},null,null,"QLD North Goonyella",null,null,null,null,false,null,null,{"$error":"#N/A"},{"$error":"#N/A"},{"$error":"#N/A"},{"$error":"#N/A"},{"$error":"#N/A"},{"$error":"#N/A"},{"$error":"#N/A"},{"$error":"#N/A"},{"$error":"#N/A"},{"$error":"#N/A"}]
[null,{"$f":"IF(DataInput!B15002=$B$8,IF($B$9=$B$10,TRUE,IF(DataInput!E15002=$B$9,TRUE,FALSE)))","v":true},null,null,{"$f":"IF(B15003=TRUE,DataInput!B15002,NA())","v":"QLD"},{"$f":"IF($E15003=DataInput!$B15002,DataInput!C15002,NA())","v":"QNGY"},{"$f":"IF($E15003=DataInput!$B15002,DataInput!D15002,NA())","v":"North Goonyella"},{"$f":"IF($E15003=DataInput!$B15002,DataInput!E15002,NA())","v":"Powerlink"},{"$f":"IF($E15003=DataInput!$B15002,DataInput!F15002,NA())","v":"Winter"},{"$f":"IF($E15003=DataInput!$B15002,DataInput!G15002,NA())","v":"Coincident"},{"$f":"IF($E15003=DataInput!$B15002,DataInput!H15002,NA())","v":2010},{"$f":"IF($E15003=DataInput!$B15002,DataInput!I15002,NA())","v":"TempCorrActualPOE10"},{"$f":"IF($E15003=DataInput!$B15002,DataInput!J15002,NA())","v":"NA"},{"$f":"IF($E15003=DataInput!$B15002,DataInput!K15002,NA())","v":"NA"},null,null,"QLD North Goonyella",null,null,null,null,false,null,null,{"$error":"#N/A"},{"$error":"#N/A"},{"$error":"#N/A"},{"$error":"#N/A"},{"$error":"#N/A"},{"$error":"#N/A"},{"$error":"#N/A"},{"$error":"#N/A"},{"$error":"#N/A"},{"$error":"#N/A"}]
[null,{"$f":"IF(DataInput!B15045=$B$8,IF($B$9=$B$10,TRUE,IF(DataInput!E15045=$B$9,TRUE,FALSE)))","v":true},null,null,{"$f":"IF(B15046=TRUE,DataInput!B15045,NA())","v":"QLD"},{"$f":"IF($E15046=DataInput!$B15045,DataInput!C15045,NA())","v":"QNOR"},{"$f":"IF($E15046=DataInput!$B15045,DataInput!D15045,NA())","v":"Norwich Park (Rail)"},{"$f":"IF($E15046=DataInput!$B15045,DataInput!E15045,NA())","v":"Powerlink"},{"$f":"IF($E15046=DataInput!$B15045,DataInput!F15045,NA())","v":"Winter"},{"$f":"IF($E15046=DataInput!$B15045,DataInput!G15045,NA())","v":"Coincident"},{"$f":"IF($E15046=DataInput!$B15045,DataInput!H15045,NA())","v":2012},{"$f":"IF($E15046=DataInput!$B15045,DataInput!I15045,NA())","v":"TempCorrActualPOE50"},{"$f":"IF($E15046=DataInput!$B15045,DataInput!J15045,NA())","v":"NA"},{"$f":"IF($E15046=DataInput!$B15045,DataInput!K15045,NA())","v":"NA"},null,null,"QLD Norwich Park (Rail)",null,null,null,null,false,null,null,{"$error":"#N/A"},{"$error":"#N/A"},{"$error":"#N/A"},{"$error":"#N/A"},{"$error":"#N/A"},{"$error":"#N/A"},{"$error":"#N/A"},{"$error":"#N/A"},{"$error":"#N/A"},{"$error":"#N/A"}]
[null,{"$f":"IF(DataInput!B15076=$B$8,IF($B$9=$B$10,TRUE,IF(DataInput!E15076=$B$9,TRUE,FALSE)))","v":true},null,null,{"$f":"IF(B15077=TRUE,DataInput!B15076,NA())","v":"QLD"},{"$f":"IF($E15077=DataInput!$B15076,DataInput!C15076,NA())","v":"QOKT"},{"$f":"IF($E15077=DataInput!$B15076,DataInput!D15076,NA())","v":"Oakey"},{"$f":"IF($E15077=DataInput!$B15076,DataInput!E15076,NA())","v":"Ergon"},{"$f":"IF($E15077=DataInput!$B15076,DataInput!F15076,NA())","v":"Winter"},{"$f":"IF($E15077=DataInput!$B15076,DataInput!G15076,NA())","v":"Coincident"},{"$f":"IF($E15077=DataInput!$B15076,DataInput!H15076,NA())","v":2015},{"$f":"IF($E15077=DataInput!$B15076,DataInput!I15076,NA())","v":"TempCorrActualPOE10"},{"$f":"IF($E15077=DataInput!$B15076,DataInput!J15076,NA())","v":24.791611843280801},{"$f":"IF($E15077=DataInput!$B15076,DataInput!K15076,NA())","v":"NA"},null,null,"QLD Oakey",null,null,null,null,false,null,null,{"$error":"#N/A"},{"$error":"#N/A"},{"$error":"#N/A"},{"$error":"#N/A"},{"$error":"#N/A"},{"$error":"#N/A"},{"$error":"#N/A"},{"$error":"#N/A"},{"$error":"#N/A"},{"$error":"#N/A"}]
[null,{"$f":"IF(DataInput!B15094=$B$8,IF($B$9=$B$10,TRUE,IF(DataInput!E15094=$B$9,TRUE,FALSE)))","v":true},null,null,{"$f":"IF(B15095=TRUE,DataInput!B15094,NA())","v":"QLD"},{"$f":"IF($E15095=DataInput!$B15094,DataInput!C15094,NA())","v":"QOON"},{"$f":"IF($E15095=DataInput!$B15094,DataInput!D15094,NA())","v":"Oonooie (Rail)"},{"$f":"IF($E15095=DataInput!$B15094,DataInput!E15094,NA())","v":"Powerlink"},{"$f":"IF($E15095=DataInput!$B15094,DataInput!F15094,NA())","v":"Winter"},{"$f":"IF($E15095=DataInput!$B15094,DataInput!G15094,NA())","v":"Coincident"},{"$f":"IF($E15095=DataInput!$B15094,DataInput!H15094,NA())","v":2007},{"$f":"IF($E15095=DataInput!$B15094,DataInput!I15094,NA())","v":"TempCorrActualPOE10"},{"$f":"IF($E15095=DataInput!$B15094,DataInput!J15094,NA())","v":"NA"},{"$f":"IF($E15095=DataInput!$B15094,DataInput!K15094,NA())","v":"NA"},null,null,"QLD Oonooie (Rail)",null,null,null,null,false,null,null,{"$error":"#N/A"},{"$error":"#N/A"},{"$error":"#N/A"},{"$error":"#N/A"},{"$error":"#N/A"},{"$error":"#N/A"},{"$error":"#N/A"},{"$error":"#N/A"},{"$error":"#N/A"},{"$error":"#N/A"}]
[null,{"$f":"IF(DataInput!B15125=$B$8,IF($B$9=$B$10,TRUE,IF(DataInput!E15125=$B$9,TRUE,FALSE)))","v":true},null,null,{"$f":"IF(B15126=TRUE,DataInput!B15125,NA())","v":"QLD"},{"$f":"IF($E15126=DataInput!$B15125,DataInput!C15125,NA())","v":"QPWD"},{"$f":"IF($E15126=DataInput!$B15125,DataInput!D15125,NA())","v":"Palmwoods"},{"$f":"IF($E15126=DataInput!$B15125,DataInput!E15125,NA())","v":"Energex"},{"$f":"IF($E15126=DataInput!$B15125,DataInput!F15125,NA())","v":"Summer"},{"$f":"IF($E15126=DataInput!$B15125,DataInput!G15125,NA())","v":"Coincident"},{"$f":"IF($E15126=DataInput!$B15125,DataInput!H15125,NA())","v":2011},{"$f":"IF($E15126=DataInput!$B15125,DataInput!I15125,NA())","v":"TempCorrActualPOE50"},{"$f":"IF($E15126=DataInput!$B15125,DataInput!J15125,NA())","v":350.06370449673602},{"$f":"IF($E15126=DataInput!$B15125,DataInput!K15125,NA())","v":"NA"},null,null,"QLD Palmwoods",null,null,null,null,false,null,null,{"$error":"#N/A"},{"$error":"#N/A"},{"$error":"#N/A"},{"$error":"#N/A"},{"$error":"#N/A"},{"$error":"#N/A"},{"$error":"#N/A"},{"$error":"#N/A"},{"$error":"#N/A"},{"$error":"#N/A"}]
[null,{"$f":"IF(DataInput!B15155=$B$8,IF($B$9=$B$10,TRUE,IF(DataInput!E15155=$B$9,TRUE,FALSE)))","v":true},null,null,{"$f":"IF(B15156=TRUE,DataInput!B15155,NA())","v":"QLD"},{"$f":"IF($E15156=DataInput!$B15155,DataInput!C15155,NA())","v":"QPWD"},{"$f":"IF($E15156=DataInput!$B15155,DataInput!D15155,NA())","v":"Palmwoods"},{"$f":"IF($E15156=DataInput!$B15155,DataInput!E15155,NA())","v":"Energex"},{"$f":"IF($E15156=DataInput!$B15155,DataInput!F15155,NA())","v":"Winter"},{"$f":"IF($E15156=DataInput!$B15155,DataInput!G15155,NA())","v":"Coincident"},{"$f":"IF($E15156=DataInput!$B15155,DataInput!H15155,NA())","v":2015},{"$f":"IF($E15156=DataInput!$B15155,DataInput!I15155,NA())","v":"TempCorrActualPOE50"},{"$f":"IF($E15156=DataInput!$B15155,DataInput!J15155,NA())","v":296.78682336247198},{"$f":"IF($E15156=DataInput!$B15155,DataInput!K15155,NA())","v":"NA"},null,null,"QLD Palmwoods",null,null,null,null,false,null,null,{"$error":"#N/A"},{"$error":"#N/A"},{"$error":"#N/A"},{"$error":"#N/A"},{"$error":"#N/A"},{"$error":"#N/A"},{"$error":"#N/A"},{"$error":"#N/A"},{"$error":"#N/A"},{"$error":"#N/A"}]
[null,{"$f":"IF(DataInput!B15202=$B$8,IF($B$9=$B$10,TRUE,IF(DataInput!E15202=$B$9,TRUE,FALSE)))","v":true},null,null,{"$f":"IF(B15203=TRUE,DataInput!B15202,NA())","v":"QLD"},{"$f":"IF($E15203=DataInput!$B15202,DataInput!C15202,NA())","v":"QPIV"},{"$f":"IF($E15203=DataInput!$B15202,DataInput!D15202,NA())","v":"Pioneer Valley"},{"$f":"IF($E15203=DataInput!$B15202,DataInput!E15202,NA())","v":"Ergon"},{"$f":"IF($E15203=DataInput!$B15202,DataInput!F15202,NA())","v":"Summer"},{"$f":"IF($E15203=DataInput!$B15202,DataInput!G15202,NA())","v":"Coincident"},{"$f":"IF($E15203=DataInput!$B15202,DataInput!H15202,NA())","v":2015},{"$f":"IF($E15203=DataInput!$B15202,DataInput!I15202,NA())","v":"TempCorrActualPOE10"},{"$f":"IF($E15203=DataInput!$B15202,DataInput!J15202,NA())","v":45.935406840354503},{"$f":"IF($E15203=DataInput!$B15202,DataInput!K15202,NA())","v":"NA"},null,null,"QLD Pioneer Valley",null,null,null,null,false,null,null,{"$error":"#N/A"},{"$error":"#N/A"},{"$error":"#N/A"},{"$error":"#N/A"},{"$error":"#N/A"},{"$error":"#N/A"},{"$error":"#N/A"},{"$error":"#N/A"},{"$error":"#N/A"},{"$error":"#N/A"}]
[null,{"$f":"IF(DataInput!B15204=$B$8,IF($B$9=$B$10,TRUE,IF(DataInput!E15204=$B$9,TRUE,FALSE)))","v":true},null,null,{"$f":"IF(B15205=TRUE,DataInput!B15204,NA())","v":"QLD"},{"$f":"IF($E15205=DataInput!$B15204,DataInput!C15204,NA())","v":"QPIV"},{"$f":"IF($E15205=DataInput!$B15204,DataInput!D15204,NA())","v":"Pioneer Valley"},{"$f":"IF($E15205=DataInput!$B15204,DataInput!E15204,NA())","v":"Ergon"},{"$f":"IF($E15205=DataInput!$B15204,DataInput!F15204,NA())","v":"Summer"},{"$f":"IF($E15205=DataInput!$B15204,DataInput!G15204,NA())","v":"Coincident"},{"$f":"IF($E15205=DataInput!$B15204,DataInput!H15204,NA())","v":2016},{"$f":"IF($E15205=DataInput!$B15204,DataInput!I15204,NA())","v":"TempCorrActualPOE10"},{"$f":"IF($E15205=DataInput!$B15204,DataInput!J15204,NA())","v":48.337374941028003},{"$f":"IF($E15205=DataInput!$B15204,DataInput!K15204,NA())","v":"NA"},null,null,"QLD Pioneer Valley",null,null,null,null,false,null,null,{"$error":"#N/A"},{"$error":"#N/A"},{"$error":"#N/A"},{"$error":"#N/A"},{"$error":"#N/A"},{"$error":"#N/A"},{"$error":"#N/A"},{"$error":"#N/A"},{"$error":"#N/A"},{"$error":"#N/A"}]
[null,{"$f":"IF(DataInput!B15252=$B$8,IF($B$9=$B$10,TRUE,IF(DataInput!E15252=$B$9,TRUE,FALSE)))","v":true},null,null,{"$f":"IF(B15253=TRUE,DataInput!B15252,NA())","v":"QLD"},{"$f":"IF($E15253=DataInput!$B15252,DataInput!C15252,NA())","v":"QPRO"},{"$f":"IF($E15253=DataInput!$B15252,DataInput!D15252,NA())","v":"Proserpine"},{"$f":"IF($E15253=DataInput!$B15252,DataInput!E15252,NA())","v":"Ergon"},{"$f":"IF($E15253=DataInput!$B15252,DataInput!F15252,NA())","v":"Winter"},{"$f":"IF($E15253=DataInput!$B15252,DataInput!G15252,NA())","v":"Coincident"},{"$f":"IF($E15253=DataInput!$B15252,DataInput!H15252,NA())","v":2014},{"$f":"IF($E15253=DataInput!$B15252,DataInput!I15252,NA())","v":"TempCorrActualPOE10"},{"$f":"IF($E15253=DataInput!$B15252,DataInput!J15252,NA())","v":32.375467837231398},{"$f":"IF($E15253=DataInput!$B15252,DataInput!K15252,NA())","v":"NA"},null,null,"QLD Proserpine",null,null,null,null,false,null,null,{"$error":"#N/A"},{"$error":"#N/A"},{"$error":"#N/A"},{"$error":"#N/A"},{"$error":"#N/A"},{"$error":"#N/A"},{"$error":"#N/A"},{"$error":"#N/A"},{"$error":"#N/A"},{"$error":"#N/A"}]
[null,{"$f":"IF(DataInput!B15281=$B$8,IF($B$9=$B$10,TRUE,IF(DataInput!E15281=$B$9,TRUE,FALSE)))","v":true},null,null,{"$f":"IF(B15282=TRUE,DataInput!B15281,NA())","v":"QLD"},{"$f":"IF($E15282=DataInput!$B15281,DataInput!C15281,NA())","v":"QQAH"},{"$f":"IF($E15282=DataInput!$B15281,DataInput!D15281,NA())","v":"Queensland Alumina Ltd (Gladstone South)"},{"$f":"IF($E15282=DataInput!$B15281,DataInput!E15281,NA())","v":"Powerlink"},{"$f":"IF($E15282=DataInput!$B15281,DataInput!F15281,NA())","v":"Winter"},{"$f":"IF($E15282=DataInput!$B15281,DataInput!G15281,NA())","v":"Coincident"},{"$f":"IF($E15282=DataInput!$B15281,DataInput!H15281,NA())","v":2009},{"$f":"IF($E15282=DataInput!$B15281,DataInput!I15281,NA())","v":"TempCorrActualPOE50"},{"$f":"IF($E15282=DataInput!$B15281,DataInput!J15281,NA())","v":"NA"},{"$f":"IF($E15282=DataInput!$B15281,DataInput!K15281,NA())","v":"NA"},null,null,"QLD Queensland Alumina Ltd (Gladstone South)",null,null,null,null,false,null,null,{"$error":"#N/A"},{"$error":"#N/A"},{"$error":"#N/A"},{"$error":"#N/A"},{"$error":"#N/A"},{"$error":"#N/A"},{"$error":"#N/A"},{"$error":"#N/A"},{"$error":"#N/A"},{"$error":"#N/A"}]
[null,{"$f":"IF(DataInput!B15312=$B$8,IF($B$9=$B$10,TRUE,IF(DataInput!E15312=$B$9,TRUE,FALSE)))","v":true},null,null,{"$f":"IF(B15313=TRUE,DataInput!B15312,NA())","v":"QLD"},{"$f":"IF($E15313=DataInput!$B15312,DataInput!C15312,NA())","v":"QQNH"},{"$f":"IF($E15313=DataInput!$B15312,DataInput!D15312,NA())","v":"Queensland Nickel (Yabulu)"},{"$f":"IF($E15313=DataInput!$B15312,DataInput!E15312,NA())","v":"Powerlink"},{"$f":"IF($E15313=DataInput!$B15312,DataInput!F15312,NA())","v":"Summer"},{"$f":"IF($E15313=DataInput!$B15312,DataInput!G15312,NA())","v":"Coincident"},{"$f":"IF($E15313=DataInput!$B15312,DataInput!H15312,NA())","v":2015},{"$f":"IF($E15313=DataInput!$B15312,DataInput!I15312,NA())","v":"TempCorrActualPOE10"},{"$f":"IF($E15313=DataInput!$B15312,DataInput!J15312,NA())","v":"NA"},{"$f":"IF($E15313=DataInput!$B15312,DataInput!K15312,NA())","v":"NA"},null,null,"QLD Queensland Nickel (Yabulu)",null,null,null,null,false,null,null,{"$error":"#N/A"},{"$error":"#N/A"},{"$error":"#N/A"},{"$error":"#N/A"},{"$error":"#N/A"},{"$error":"#N/A"},{"$error":"#N/A"},{"$error":"#N/A"},{"$error":"#N/A"},{"$error":"#N/A"}]
[null,{"$f":"IF(DataInput!B15330=$B$8,IF($B$9=$B$10,TRUE,IF(DataInput!E15330=$B$9,TRUE,FALSE)))","v":true},null,null,{"$f":"IF(B15331=TRUE,DataInput!B15330,NA())","v":"QLD"},{"$f":"IF($E15331=DataInput!$B15330,DataInput!C15330,NA())","v":"QQNH"},{"$f":"IF($E15331=DataInput!$B15330,DataInput!D15330,NA())","v":"Queensland Nickel (Yabulu)"},{"$f":"IF($E15331=DataInput!$B15330,DataInput!E15330,NA())","v":"Powerlink"},{"$f":"IF($E15331=DataInput!$B15330,DataInput!F15330,NA())","v":"Winter"},{"$f":"IF($E15331=DataInput!$B15330,DataInput!G15330,NA())","v":"Coincident"},{"$f":"IF($E15331=DataInput!$B15330,DataInput!H15330,NA())","v":2013},{"$f":"IF($E15331=DataInput!$B15330,DataInput!I15330,NA())","v":"TempCorrActualPOE10"},{"$f":"IF($E15331=DataInput!$B15330,DataInput!J15330,NA())","v":"NA"},{"$f":"IF($E15331=DataInput!$B15330,DataInput!K15330,NA())","v":"NA"},null,null,"QLD Queensland Nickel (Yabulu)",null,null,null,null,false,null,null,{"$error":"#N/A"},{"$error":"#N/A"},{"$error":"#N/A"},{"$error":"#N/A"},{"$error":"#N/A"},{"$error":"#N/A"},{"$error":"#N/A"},{"$error":"#N/A"},{"$error":"#N/A"},{"$error":"#N/A"}]
[null,{"$f":"IF(DataInput!B15361=$B$8,IF($B$9=$B$10,TRUE,IF(DataInput!E15361=$B$9,TRUE,FALSE)))","v":true},null,null,{"$f":"IF(B15362=TRUE,DataInput!B15361,NA())","v":"QLD"},{"$f":"IF($E15362=DataInput!$B15361,DataInput!C15361,NA())","v":"QRPN"},{"$f":"IF($E15362=DataInput!$B15361,DataInput!D15361,NA())","v":"Redbank Plains"},{"$f":"IF($E15362=DataInput!$B15361,DataInput!E15361,NA())","v":"Energex"},{"$f":"IF($E15362=DataInput!$B15361,DataInput!F15361,NA())","v":"Summer"},{"$f":"IF($E15362=DataInput!$B15361,DataInput!G15361,NA())","v":"Coincident"},{"$f":"IF($E15362=DataInput!$B15361,DataInput!H15361,NA())","v":2012},{"$f":"IF($E15362=DataInput!$B15361,DataInput!I15361,NA())","v":"TempCorrActualPOE50"},{"$f":"IF($E15362=DataInput!$B15361,DataInput!J15361,NA())","v":18.2190183848526},{"$f":"IF($E15362=DataInput!$B15361,DataInput!K15361,NA())","v":"NA"},null,null,"QLD Redbank Plains",null,null,null,null,false,null,null,{"$error":"#N/A"},{"$error":"#N/A"},{"$error":"#N/A"},{"$error":"#N/A"},{"$error":"#N/A"},{"$error":"#N/A"},{"$error":"#N/A"},{"$error":"#N/A"},{"$error":"#N/A"},{"$error":"#N/A"}]
[null,{"$f":"IF(DataInput!B15377=$B$8,IF($B$9=$B$10,TRUE,IF(DataInput!E15377=$B$9,TRUE,FALSE)))","v":true},null,null,{"$f":"IF(B15378=TRUE,DataInput!B15377,NA())","v":"QLD"},{"$f":"IF($E15378=DataInput!$B15377,DataInput!C15377,NA())","v":"QRPN"},{"$f":"IF($E15378=DataInput!$B15377,DataInput!D15377,NA())","v":"Redbank Plains"},{"$f":"IF($E15378=DataInput!$B15377,DataInput!E15377,NA())","v":"Energex"},{"$f":"IF($E15378=DataInput!$B15377,DataInput!F15377,NA())","v":"Winter"},{"$f":"IF($E15378=DataInput!$B15377,DataInput!G15377,NA())","v":"Coincident"},{"$f":"IF($E15378=DataInput!$B15377,DataInput!H15377,NA())","v":2009},{"$f":"IF($E15378=DataInput!$B15377,DataInput!I15377,NA())","v":"TempCorrActualPOE50"},{"$f":"IF($E15378=DataInput!$B15377,DataInput!J15377,NA())","v":17.708788429432001},{"$f":"IF($E15378=DataInput!$B15377,DataInput!K15377,NA())","v":"NA"},null,null,"QLD Redbank Plains",null,null,null,null,false,null,null,{"$error":"#N/A"},{"$error":"#N/A"},{"$error":"#N/A"},{"$error":"#N/A"},{"$error":"#N/A"},{"$error":"#N/A"},{"$error":"#N/A"},{"$error":"#N/A"},{"$error":"#N/A"},{"$error":"#N/A"}]
[null,{"$f":"IF(DataInput!B15409=$B$8,IF($B$9=$B$10,TRUE,IF(DataInput!E15409=$B$9,TRUE,FALSE)))","v":true},null,null,{"$f":"IF(B15410=TRUE,DataInput!B15409,NA())","v":"QLD"},{"$f":"IF($E15410=DataInput!$B15409,DataInput!C15409,NA())","v":"QRLD"},{"$f":"IF($E15410=DataInput!$B15409,DataInput!D15409,NA())","v":"Richlands"},{"$f":"IF($E15410=DataInput!$B15409,DataInput!E15409,NA())","v":"Energex"},{"$f":"IF($E15410=DataInput!$B15409,DataInput!F15409,NA())","v":"Summer"},{"$f":"IF($E15410=DataInput!$B15409,DataInput!G15409,NA())","v":"Coincident"},{"$f":"IF($E15410=DataInput!$B15409,DataInput!H15409,NA())","v":2016},{"$f":"IF($E15410=DataInput!$B15409,DataInput!I15409,NA())","v":"TempCorrActualPOE50"},{"$f":"IF($E15410=DataInput!$B15409,DataInput!J15409,NA())","v":91.303311360430698},{"$f":"IF($E15410=DataInput!$B15409,DataInput!K15409,NA())","v":"NA"},null,null,"QLD Richlands",null,null,null,null,false,null,null,{"$error":"#N/A"},{"$error":"#N/A"},{"$error":"#N/A"},{"$error":"#N/A"},{"$error":"#N/A"},{"$error":"#N/A"},{"$error":"#N/A"},{"$error":"#N/A"},{"$error":"#N/A"},{"$error":"#N/A"}]
[null,{"$f":"IF(DataInput!B15440=$B$8,IF($B$9=$B$10,TRUE,IF(DataInput!E15440=$B$9,TRUE,FALSE)))","v":true},null,null,{"$f":"IF(B15441=TRUE,DataInput!B15440,NA())","v":"QLD"},{"$f":"IF($E15441=DataInput!$B15440,DataInput!C15440,NA())","v":"Rockhampton"},{"$f":"IF($E15441=DataInput!$B15440,DataInput!D15440,NA())","v":"Rockhampton Loop"},{"$f":"IF($E15441=DataInput!$B15440,DataInput!E15440,NA())","v":"Ergon"},{"$f":"IF($E15441=DataInput!$B15440,DataInput!F15440,NA())","v":"Summer"},{"$f":"IF($E15441=DataInput!$B15440,DataInput!G15440,NA())","v":"Coincident"},{"$f":"IF($E15441=DataInput!$B15440,DataInput!H15440,NA())","v":2011},{"$f":"IF($E15441=DataInput!$B15440,DataInput!I15440,NA())","v":"TempCorrActualPOE10"},{"$f":"IF($E15441=DataInput!$B15440,DataInput!J15440,NA())","v":169.60373279116601},{"$f":"IF($E15441=DataInput!$B15440,DataInput!K15440,NA())","v":"NA"},null,null,"QLD Rockhampton Loop",null,null,null,null,false,null,null,{"$error":"#N/A"},{"$error":"#N/A"},{"$error":"#N/A"},{"$error":"#N/A"},{"$error":"#N/A"},{"$error":"#N/A"},{"$error":"#N/A"},{"$error":"#N/A"},{"$error":"#N/A"},{"$error":"#N/A"}]
[null,{"$f":"IF(DataInput!B15487=$B$8,IF($B$9=$B$10,TRUE,IF(DataInput!E15487=$B$9,TRUE,FALSE)))","v":true},null,null,{"$f":"IF(B15488=TRUE,DataInput!B15487,NA())","v":"QLD"},{"$f":"IF($E15488=DataInput!$B15487,DataInput!C15487,NA())","v":"QRCK"},{"$f":"IF($E15488=DataInput!$B15487,DataInput!D15487,NA())","v":"Rocklands (Rail)"},{"$f":"IF($E15488=DataInput!$B15487,DataInput!E15487,NA())","v":"Powerlink"},{"$f":"IF($E15488=DataInput!$B15487,DataInput!F15487,NA())","v":"Summer"},{"$f":"IF($E15488=DataInput!$B15487,DataInput!G15487,NA())","v":"Coincident"},{"$f":"IF($E15488=DataInput!$B15487,DataInput!H15487,NA())","v":2015},{"$f":"IF($E15488=DataInput!$B15487,DataInput!I15487,NA())","v":"TempCorrActualPOE50"},{"$f":"IF($E15488=DataInput!$B15487,DataInput!J15487,NA())","v":"NA"},{"$f":"IF($E15488=DataInput!$B15487,DataInput!K15487,NA())","v":"NA"},null,null,"QLD Rocklands (Rail)",null,null,null,null,false,null,null,{"$error":"#N/A"},{"$error":"#N/A"},{"$error":"#N/A"},{"$error":"#N/A"},{"$error":"#N/A"},{"$error":"#N/A"},{"$error":"#N/A"},{"$error":"#N/A"},{"$error":"#N/A"},{"$error":"#N/A"}]
[null,{"$f":"IF(DataInput!B15504=$B$8,IF($B$9=$B$10,TRUE,IF(DataInput!E15504=$B$9,TRUE,FALSE)))","v":true},null,null,{"$f":"IF(B15505=TRUE,DataInput!B15504,NA())","v":"QLD"},{"$f":"IF($E15505=DataInput!$B15504,DataInput!C15504,NA())","v":"QRCK"},{"$f":"IF($E15505=DataInput!$B15504,DataInput!D15504,NA())","v":"Rocklands (Rail)"},{"$f":"IF($E15505=DataInput!$B15504,DataInput!E15504,NA())","v":"Powerlink"},{"$f":"IF($E15505=DataInput!$B15504,DataInput!F15504,NA())","v":"Winter"},{"$f":"IF($E15505=DataInput!$B15504,DataInput!G15504,NA())","v":"Coincident"},{"$f":"IF($E15505=DataInput!$B15504,DataInput!H15504,NA())","v":2012},{"$f":"IF($E15505=DataInput!$B15504,DataInput!I15504,NA())","v":"TempCorrActualPOE10"},{"$f":"IF($E15505=DataInput!$B15504,DataInput!J15504,NA())","v":"NA"},{"$f":"IF($E15505=DataInput!$B15504,DataInput!K15504,NA())","v":"NA"},null,null,"QLD Rocklands (Rail)",null,null,null,null,false,null,null,{"$error":"#N/A"},{"$error":"#N/A"},{"$error":"#N/A"},{"$error":"#N/A"},{"$error":"#N/A"},{"$error":"#N/A"},{"$error":"#N/A"},{"$error":"#N/A"},{"$error":"#N/A"},{"$error":"#N/A"}]
[null,{"$f":"IF(DataInput!B15519=$B$8,IF($B$9=$B$10,TRUE,IF(DataInput!E15519=$B$9,TRUE,FALSE)))","v":true},null,null,{"$f":"IF(B15520=TRUE,DataInput!B15519,NA())","v":"QLD"},{"$f":"IF($E15520=DataInput!$B15519,DataInput!C15519,NA())","v":"QRLE"},{"$f":"IF($E15520=DataInput!$B15519,DataInput!D15519,NA())","v":"Rocklea (Archerfield)"},{"$f":"IF($E15520=DataInput!$B15519,DataInput!E15519,NA())","v":"Energex"},{"$f":"IF($E15520=DataInput!$B15519,DataInput!F15519,NA())","v":"Summer"},{"$f":"IF($E15520=DataInput!$B15519,DataInput!G15519,NA())","v":"Coincident"},{"$f":"IF($E15520=DataInput!$B15519,DataInput!H15519,NA())","v":2011},{"$f":"IF($E15520=DataInput!$B15519,DataInput!I15519,NA())","v":"TempCorrActualPOE50"},{"$f":"IF($E15520=DataInput!$B15519,DataInput!J15519,NA())","v":148.75438345524799},{"$f":"IF($E15520=DataInput!$B15519,DataInput!K15519,NA())","v":"NA"},null,null,"QLD Rocklea (Archerfield)",null,null,null,null,false,null,null,{"$error":"#N/A"},{"$error":"#N/A"},{"$error":"#N/A"},{"$error":"#N/A"},{"$error":"#N/A"},{"$error":"#N/A"},{"$error":"#N/A"},{"$error":"#N/A"},{"$error":"#N/A"},{"$error":"#N/A"}]
[null,{"$f":"IF(DataInput!B15566=$B$8,IF($B$9=$B$10,TRUE,IF(DataInput!E15566=$B$9,TRUE,FALSE)))","v":true},null,null,{"$f":"IF(B15567=TRUE,DataInput!B15566,NA())","v":"QLD"},{"$f":"IF($E15567=DataInput!$B15566,DataInput!C15566,NA())","v":"QROS"},{"$f":"IF($E15567=DataInput!$B15566,DataInput!D15566,NA())","v":"Ross"},{"$f":"IF($E15567=DataInput!$B15566,DataInput!E15566,NA())","v":"Ergon"},{"$f":"IF($E15567=DataInput!$B15566,DataInput!F15566,NA())","v":"Summer"},{"$f":"IF($E15567=DataInput!$B15566,DataInput!G15566,NA())","v":"Coincident"},{"$f":"IF($E15567=DataInput!$B15566,DataInput!H15566,NA())","v":2014},{"$f":"IF($E15567=DataInput!$B15566,DataInput!I15566,NA())","v":"TempCorrActualPOE10"},{"$f":"IF($E15567=DataInput!$B15566,DataInput!J15566,NA())","v":38.972048217177203},{"$f":"IF($E15567=DataInput!$B15566,DataInput!K15566,NA())","v":"NA"},null,null,"QLD Ross",null,null,null,null,false,null,null,{"$error":"#N/A"},{"$error":"#N/A"},{"$error":"#N/A"},{"$error":"#N/A"},{"$error":"#N/A"},{"$error":"#N/A"},{"$error":"#N/A"},{"$error":"#N/A"},{"$error":"#N/A"},{"$error":"#N/A"}]
[null,{"$f":"IF(DataInput!B15597=$B$8,IF($B$9=$B$10,TRUE,IF(DataInput!E15597=$B$9,TRUE,FALSE)))","v":true},null,null,{"$f":"IF(B15598=TRUE,DataInput!B15597,NA())","v":"QLD"},{"$f":"IF($E15598=DataInput!$B15597,DataInput!C15597,NA())","v":"QRBS"},{"$f":"IF($E15598=DataInput!$B15597,DataInput!D15597,NA())","v":"Runcorn"},{"$f":"IF($E15598=DataInput!$B15597,DataInput!E15597,NA())","v":"Energex"},{"$f":"IF($E15598=DataInput!$B15597,DataInput!F15597,NA())","v":"Summer"},{"$f":"IF($E15598=DataInput!$B15597,DataInput!G15597,NA())","v":"Coincident"},{"$f":"IF($E15598=DataInput!$B15597,DataInput!H15597,NA())","v":2012},{"$f":"IF($E15598=DataInput!$B15597,DataInput!I15597,NA())","v":"TempCorrActualPOE50"},{"$f":"IF($E15598=DataInput!$B15597,DataInput!J15597,NA())","v":59.127394319321901},{"$f":"IF($E15598=DataInput!$B15597,DataInput!K15597,NA())","v":"NA"},null,null,"QLD Runcorn",null,null,null,null,false,null,null,{"$error":"#N/A"},{"$error":"#N/A"},{"$error":"#N/A"},{"$error":"#N/A"},{"$error":"#N/A"},{"$error":"#N/A"},{"$error":"#N/A"},{"$error":"#N/A"},{"$error":"#N/A"},{"$error":"#N/A"}]
[null,{"$f":"IF(DataInput!B15631=$B$8,IF($B$9=$B$10,TRUE,IF(DataInput!E15631=$B$9,TRUE,FALSE)))","v":true},null,null,{"$f":"IF(B15632=TRUE,DataInput!B15631,NA())","v":"QLD"},{"$f":"IF($E15632=DataInput!$B15631,DataInput!C15631,NA())","v":"QSPN"},{"$f":"IF($E15632=DataInput!$B15631,DataInput!D15631,NA())","v":"South Pine"},{"$f":"IF($E15632=DataInput!$B15631,DataInput!E15631,NA())","v":"Energex"},{"$f":"IF($E15632=DataInput!$B15631,DataInput!F15631,NA())","v":"Summer"},{"$f":"IF($E15632=DataInput!$B15631,DataInput!G15631,NA())","v":"Coincident"},{"$f":"IF($E15632=DataInput!$B15631,DataInput!H15631,NA())","v":2012},{"$f":"IF($E15632=DataInput!$B15631,DataInput!I15631,NA())","v":"TempCorrActualPOE50"},{"$f":"IF($E15632=DataInput!$B15631,DataInput!J15631,NA())","v":838.56790523450104},{"$f":"IF($E15632=DataInput!$B15631,DataInput!K15631,NA())","v":"NA"},null,null,"QLD South Pine",null,null,null,null,false,null,null,{"$f":"IF($V15632=TRUE,E15632,NA())","v":{"$error":"#N/A"}},{"$f":"IF($V15632=TRUE,F15632,NA())","v":{"$error":"#N/A"}},{"$f":"IF($V15632=TRUE,G15632,NA())","v":{"$error":"#N/A"}},{"$f":"IF($V15632=TRUE,H15632,NA())","v":{"$error":"#N/A"}},{"$f":"IF($V15632=TRUE,I15632,NA())","v":{"$error":"#N/A"}},{"$f":"IF($V15632=TRUE,J15632,NA())","v":{"$error":"#N/A"}},{"$f":"IF($V15632=TRUE,K15632,NA())","v":{"$error":"#N/A"}},{"$f":"IF($V15632=TRUE,L15632,NA())","v":{"$error":"#N/A"}},{"$f":"IF($V15632=TRUE,M15632,NA())","v":{"$error":"#N/A"}},{"$f":"IF($V15632=TRUE,N15632,NA())","v":{"$error":"#N/A"}}]
[null,{"$f":"IF(DataInput!B15645=$B$8,IF($B$9=$B$10,TRUE,IF(DataInput!E15645=$B$9,TRUE,FALSE)))","v":true},null,null,{"$f":"IF(B15646=TRUE,DataInput!B15645,NA())","v":"QLD"},{"$f":"IF($E15646=DataInput!$B15645,DataInput!C15645,NA())","v":"QSPN"},{"$f":"IF($E15646=DataInput!$B15645,DataInput!D15645,NA())","v":"South Pine"},{"$f":"IF($E15646=DataInput!$B15645,DataInput!E15645,NA())","v":"Energex"},{"$f":"IF($E15646=DataInput!$B15645,DataInput!F15645,NA())","v":"Winter"},{"$f":"IF($E15646=DataInput!$B15645,DataInput!G15645,NA())","v":"Coincident"},{"$f":"IF($E15646=DataInput!$B15645,DataInput!H15645,NA())","v":2008},{"$f":"IF($E15646=DataInput!$B15645,DataInput!I15645,NA())","v":"TempCorrActualPOE50"},{"$f":"IF($E15646=DataInput!$B15645,DataInput!J15645,NA())","v":733.16876525928797},{"$f":"IF($E15646=DataInput!$B15645,DataInput!K15645,NA())","v":"NA"},null,null,"QLD South Pine",null,null,null,null,false,null,null,{"$error":"#N/A"},{"$error":"#N/A"},{"$error":"#N/A"},{"$error":"#N/A"},{"$error":"#N/A"},{"$error":"#N/A"},{"$error":"#N/A"},{"$error":"#N/A"},{"$error":"#N/A"},{"$error":"#N/A"}]
[null,{"$f":"IF(DataInput!B15676=$B$8,IF($B$9=$B$10,TRUE,IF(DataInput!E15676=$B$9,TRUE,FALSE)))","v":true},null,null,{"$f":"IF(B15677=TRUE,DataInput!B15676,NA())","v":"QLD"},{"$f":"IF($E15677=DataInput!$B15676,DataInput!C15676,NA())","v":"QSYC"},{"$f":"IF($E15677=DataInput!$B15676,DataInput!D15676,NA())","v":"Stony Creek"},{"$f":"IF($E15677=DataInput!$B15676,DataInput!E15676,NA())","v":"Ergon"},{"$f":"IF($E15677=DataInput!$B15676,DataInput!F15676,NA())","v":"Winter"},{"$f":"IF($E15677=DataInput!$B15676,DataInput!G15676,NA())","v":"Coincident"},{"$f":"IF($E15677=DataInput!$B15676,DataInput!H15676,NA())","v":2011},{"$f":"IF($E15677=DataInput!$B15676,DataInput!I15676,NA())","v":"TempCorrActualPOE10"},{"$f":"IF($E15677=DataInput!$B15676,DataInput!J15676,NA())","v":-1.03093191204303E-2},{"$f":"IF($E15677=DataInput!$B15676,DataInput!K15676,NA())","v":"NA"},null,null,"QLD Stony Creek",null,null,null,null,false,null,null,{"$error":"#N/A"},{"$error":"#N/A"},{"$error":"#N/A"},{"$error":"#N/A"},{"$error":"#N/A"},{"$error":"#N/A"},{"$error":"#N/A"},{"$error":"#N/A"},{"$error":"#N/A"},{"$error":"#N/A"}]
[null,{"$f":"IF(DataInput!B15694=$B$8,IF($B$9=$B$10,TRUE,IF(DataInput!E15694=$B$9,TRUE,FALSE)))","v":true},null,null,{"$f":"IF(B15695=TRUE,DataInput!B15694,NA())","v":"QLD"},{"$f":"IF($E15695=DataInput!$B15694,DataInput!C15694,NA())","v":"QSUM"},{"$f":"IF($E15695=DataInput!$B15694,DataInput!D15694,NA())","v":"Sumner"},{"$f":"IF($E15695=DataInput!$B15694,DataInput!E15694,NA())","v":"Energex"},{"$f":"IF($E15695=DataInput!$B15694,DataInput!F15694,NA())","v":"Summer"},{"$f":"IF($E15695=DataInput!$B15694,DataInput!G15694,NA())","v":"Coincident"},{"$f":"IF($E15695=DataInput!$B15694,DataInput!H15694,NA())","v":2011},{"$f":"IF($E15695=DataInput!$B15694,DataInput!I15694,NA())","v":"TempCorrActualPOE10"},{"$f":"IF($E15695=DataInput!$B15694,DataInput!J15694,NA())","v":36.033887083963599},{"$f":"IF($E15695=DataInput!$B15694,DataInput!K15694,NA())","v":"NA"},null,null,"QLD Sumner",null,null,null,null,false,null,null,{"$error":"#N/A"},{"$error":"#N/A"},{"$error":"#N/A"},{"$error":"#N/A"},{"$error":"#N/A"},{"$error":"#N/A"},{"$error":"#N/A"},{"$error":"#N/A"},{"$error":"#N/A"},{"$error":"#N/A"}]
[null,{"$f":"IF(DataInput!B15726=$B$8,IF($B$9=$B$10,TRUE,IF(DataInput!E15726=$B$9,TRUE,FALSE)))","v":true},null,null,{"$f":"IF(B15727=TRUE,DataInput!B15726,NA())","v":"QLD"},{"$f":"IF($E15727=DataInput!$B15726,DataInput!C15726,NA())","v":"QTKM"},{"$f":"IF($E15727=DataInput!$B15726,DataInput!D15726,NA())","v":"Tangkam (Dalby)"},{"$f":"IF($E15727=DataInput!$B15726,DataInput!E15726,NA())","v":"Ergon"},{"$f":"IF($E15727=DataInput!$B15726,DataInput!F15726,NA())","v":"Summer"},{"$f":"IF($E15727=DataInput!$B15726,DataInput!G15726,NA())","v":"Coincident"},{"$f":"IF($E15727=DataInput!$B15726,DataInput!H15726,NA())","v":2012},{"$f":"IF($E15727=DataInput!$B15726,DataInput!I15726,NA())","v":"TempCorrActualPOE10"},{"$f":"IF($E15727=DataInput!$B15726,DataInput!J15726,NA())","v":39.530537016670102},{"$f":"IF($E15727=DataInput!$B15726,DataInput!K15726,NA())","v":"NA"},null,null,"QLD Tangkam (Dalby)",null,null,null,null,false,null,null,{"$error":"#N/A"},{"$error":"#N/A"},{"$error":"#N/A"},{"$error":"#N/A"},{"$error":"#N/A"},{"$error":"#N/A"},{"$error":"#N/A"},{"$error":"#N/A"},{"$error":"#N/A"},{"$error":"#N/A"}]
[null,{"$f":"IF(DataInput!B15755=$B$8,IF($B$9=$B$10,TRUE,IF(DataInput!E15755=$B$9,TRUE,FALSE)))","v":true},null,null,{"$f":"IF(B15756=TRUE,DataInput!B15755,NA())","v":"QLD"},{"$f":"IF($E15756=DataInput!$B15755,DataInput!C15755,NA())","v":"QTRL"},{"$f":"IF($E15756=DataInput!$B15755,DataInput!D15755,NA())","v":"Tarong"},{"$f":"IF($E15756=DataInput!$B15755,DataInput!E15755,NA())","v":"Ergon"},{"$f":"IF($E15756=DataInput!$B15755,DataInput!F15755,NA())","v":"Summer"},{"$f":"IF($E15756=DataInput!$B15755,DataInput!G15755,NA())","v":"Coincident"},{"$f":"IF($E15756=DataInput!$B15755,DataInput!H15755,NA())","v":2011},{"$f":"IF($E15756=DataInput!$B15755,DataInput!I15755,NA())","v":"TempCorrActualPOE50"},{"$f":"IF($E15756=DataInput!$B15755,DataInput!J15755,NA())","v":33.795379185856},{"$f":"IF($E15756=DataInput!$B15755,DataInput!K15755,NA())","v":"NA"},null,null,"QLD Tarong",null,null,null,null,{"$f":"IF(ISERROR(G15756),FALSE,IF($V$9=G15756,TRUE,FALSE))","v":false},null,null,{"$error":"#N/A"},{"$error":"#N/A"},{"$error":"#N/A"},{"$error":"#N/A"},{"$error":"#N/A"},{"$error":"#N/A"},{"$error":"#N/A"},{"$error":"#N/A"},{"$error":"#N/A"},{"$error":"#N/A"}]
[null,{"$f":"IF(DataInput!B15802=$B$8,IF($B$9=$B$10,TRUE,IF(DataInput!E15802=$B$9,TRUE,FALSE)))","v":true},null,null,{"$f":"IF(B15803=TRUE,DataInput!B15802,NA())","v":"QLD"},{"$f":"IF($E15803=DataInput!$B15802,DataInput!C15802,NA())","v":"QTBC"},{"$f":"IF($E15803=DataInput!$B15802,DataInput!D15802,NA())","v":"Teebar Creek"},{"$f":"IF($E15803=DataInput!$B15802,DataInput!E15802,NA())","v":"Ergon"},{"$f":"IF($E15803=DataInput!$B15802,DataInput!F15802,NA())","v":"Summer"},{"$f":"IF($E15803=DataInput!$B15802,DataInput!G15802,NA())","v":"Coincident"},{"$f":"IF($E15803=DataInput!$B15802,DataInput!H15802,NA())","v":2016},{"$f":"IF($E15803=DataInput!$B15802,DataInput!I15802,NA())","v":"TempCorrActualPOE10"},{"$f":"IF($E15803=DataInput!$B15802,DataInput!J15802,NA())","v":89.545064218760302},{"$f":"IF($E15803=DataInput!$B15802,DataInput!K15802,NA())","v":"NA"},null,null,"QLD Teebar Creek",null,null,null,null,false,null,null,{"$error":"#N/A"},{"$error":"#N/A"},{"$error":"#N/A"},{"$error":"#N/A"},{"$error":"#N/A"},{"$error":"#N/A"},{"$error":"#N/A"},{"$error":"#N/A"},{"$error":"#N/A"},{"$error":"#N/A"}]
[null,{"$f":"IF(DataInput!B15833=$B$8,IF($B$9=$B$10,TRUE,IF(DataInput!E15833=$B$9,TRUE,FALSE)))","v":true},null,null,{"$f":"IF(B15834=TRUE,DataInput!B15833,NA())","v":"QLD"},{"$f":"IF($E15834=DataInput!$B15833,DataInput!C15833,NA())","v":"QTNS"},{"$f":"IF($E15834=DataInput!$B15833,DataInput!D15833,NA())","v":"Tennyson"},{"$f":"IF($E15834=DataInput!$B15833,DataInput!E15833,NA())","v":"Energex"},{"$f":"IF($E15834=DataInput!$B15833,DataInput!F15833,NA())","v":"Summer"},{"$f":"IF($E15834=DataInput!$B15833,DataInput!G15833,NA())","v":"Coincident"},{"$f":"IF($E15834=DataInput!$B15833,DataInput!H15833,NA())","v":2014},{"$f":"IF($E15834=DataInput!$B15833,DataInput!I15833,NA())","v":"TempCorrActualPOE50"},{"$f":"IF($E15834=DataInput!$B15833,DataInput!J15833,NA())","v":159.778835707003},{"$f":"IF($E15834=DataInput!$B15833,DataInput!K15833,NA())","v":"NA"},null,null,"QLD Tennyson",null,null,null,null,false,null,null,{"$error":"#N/A"},{"$error":"#N/A"},{"$error":"#N/A"},{"$error":"#N/A"},{"$error":"#N/A"},{"$error":"#N/A"},{"$error":"#N/A"},{"$error":"#N/A"},{"$error":"#N/A"},{"$error":"#N/A"}]
[null,{"$f":"IF(DataInput!B15853=$B$8,IF($B$9=$B$10,TRUE,IF(DataInput!E15853=$B$9,TRUE,FALSE)))","v":true},null,null,{"$f":"IF(B15854=TRUE,DataInput!B15853,NA())","v":"QLD"},{"$f":"IF($E15854=DataInput!$B15853,DataInput!C15853,NA())","v":"QTNS"},{"$f":"IF($E15854=DataInput!$B15853,DataInput!D15853,NA())","v":"Tennyson"},{"$f":"IF($E15854=DataInput!$B15853,DataInput!E15853,NA())","v":"Energex"},{"$f":"IF($E15854=DataInput!$B15853,DataInput!F15853,NA())","v":"Winter"},{"$f":"IF($E15854=DataInput!$B15853,DataInput!G15853,NA())","v":"Coincident"},{"$f":"IF($E15854=DataInput!$B15853,DataInput!H15853,NA())","v":2013},{"$f":"IF($E15854=DataInput!$B15853,DataInput!I15853,NA())","v":"TempCorrActualPOE50"},{"$f":"IF($E15854=DataInput!$B15853,DataInput!J15853,NA())","v":94.095917891363399},{"$f":"IF($E15854=DataInput!$B15853,DataInput!K15853,NA())","v":"NA"},null,null,"QLD Tennyson",null,null,null,null,false,null,null,{"$error":"#N/A"},{"$error":"#N/A"},{"$error":"#N/A"},{"$error":"#N/A"},{"$error":"#N/A"},{"$error":"#N/A"},{"$error":"#N/A"},{"$error":"#N/A"},{"$error":"#N/A"},{"$error":"#N/A"}]
[null,{"$f":"IF(DataInput!B15881=$B$8,IF($B$9=$B$10,TRUE,IF(DataInput!E15881=$B$9,TRUE,FALSE)))","v":true},null,null,{"$f":"IF(B15882=TRUE,DataInput!B15881,NA())","v":"QLD"},{"$f":"IF($E15882=DataInput!$B15881,DataInput!C15881,NA())","v":"QTNN"},{"$f":"IF($E15882=DataInput!$B15881,DataInput!D15881,NA())","v":"Tennyson (Rail)"},{"$f":"IF($E15882=DataInput!$B15881,DataInput!E15881,NA())","v":"Powerlink"},{"$f":"IF($E15882=DataInput!$B15881,DataInput!F15881,NA())","v":"Winter"},{"$f":"IF($E15882=DataInput!$B15881,DataInput!G15881,NA())","v":"Coincident"},{"$f":"IF($E15882=DataInput!$B15881,DataInput!H15881,NA())","v":2007},{"$f":"IF($E15882=DataInput!$B15881,DataInput!I15881,NA())","v":"TempCorrActualPOE50"},{"$f":"IF($E15882=DataInput!$B15881,DataInput!J15881,NA())","v":"NA"},{"$f":"IF($E15882=DataInput!$B15881,DataInput!K15881,NA())","v":"NA"},null,null,"QLD Tennyson (Rail)",null,null,null,null,false,null,null,{"$error":"#N/A"},{"$error":"#N/A"},{"$error":"#N/A"},{"$error":"#N/A"},{"$error":"#N/A"},{"$error":"#N/A"},{"$error":"#N/A"},{"$error":"#N/A"},{"$error":"#N/A"},{"$error":"#N/A"}]
[null,{"$f":"IF(DataInput!B15912=$B$8,IF($B$9=$B$10,TRUE,IF(DataInput!E15912=$B$9,TRUE,FALSE)))","v":true},null,null,{"$f":"IF(B15913=TRUE,DataInput!B15912,NA())","v":"QLD"},{"$f":"IF($E15913=DataInput!$B15912,DataInput!C15912,NA())","v":"QTZS"},{"$f":"IF($E15913=DataInput!$B15912,DataInput!D15912,NA())","v":"Townsville South (Kz)"},{"$f":"IF($E15913=DataInput!$B15912,DataInput!E15912,NA())","v":"Powerlink"},{"$f":"IF($E15913=DataInput!$B15912,DataInput!F15912,NA())","v":"Summer"},{"$f":"IF($E15913=DataInput!$B15912,DataInput!G15912,NA())","v":"Coincident"},{"$f":"IF($E15913=DataInput!$B15912,DataInput!H15912,NA())","v":2013},{"$f":"IF($E15913=DataInput!$B15912,DataInput!I15912,NA())","v":"TempCorrActualPOE10"},{"$f":"IF($E15913=DataInput!$B15912,DataInput!J15912,NA())","v":"NA"},{"$f":"IF($E15913=DataInput!$B15912,DataInput!K15912,NA())","v":"NA"},null,null,"QLD Townsville South (Kz)",null,null,null,null,false,null,null,{"$error":"#N/A"},{"$error":"#N/A"},{"$error":"#N/A"},{"$error":"#N/A"},{"$error":"#N/A"},{"$error":"#N/A"},{"$error":"#N/A"},{"$error":"#N/A"},{"$error":"#N/A"},{"$error":"#N/A"}]
[null,{"$f":"IF(DataInput!B15930=$B$8,IF($B$9=$B$10,TRUE,IF(DataInput!E15930=$B$9,TRUE,FALSE)))","v":true},null,null,{"$f":"IF(B15931=TRUE,DataInput!B15930,NA())","v":"QLD"},{"$f":"IF($E15931=DataInput!$B15930,DataInput!C15930,NA())","v":"QTZS"},{"$f":"IF($E15931=DataInput!$B15930,DataInput!D15930,NA())","v":"Townsville South (Kz)"},{"$f":"IF($E15931=DataInput!$B15930,DataInput!E15930,NA())","v":"Powerlink"},{"$f":"IF($E15931=DataInput!$B15930,DataInput!F15930,NA())","v":"Winter"},{"$f":"IF($E15931=DataInput!$B15930,DataInput!G15930,NA())","v":"Coincident"},{"$f":"IF($E15931=DataInput!$B15930,DataInput!H15930,NA())","v":2011},{"$f":"IF($E15931=DataInput!$B15930,DataInput!I15930,NA())","v":"TempCorrActualPOE10"},{"$f":"IF($E15931=DataInput!$B15930,DataInput!J15930,NA())","v":"NA"},{"$f":"IF($E15931=DataInput!$B15930,DataInput!K15930,NA())","v":"NA"},null,null,"QLD Townsville South (Kz)",null,null,null,null,false,null,null,{"$error":"#N/A"},{"$error":"#N/A"},{"$error":"#N/A"},{"$error":"#N/A"},{"$error":"#N/A"},{"$error":"#N/A"},{"$error":"#N/A"},{"$error":"#N/A"},{"$error":"#N/A"},{"$error":"#N/A"}]
[null,{"$f":"IF(DataInput!B15976=$B$8,IF($B$9=$B$10,TRUE,IF(DataInput!E15976=$B$9,TRUE,FALSE)))","v":true},null,null,{"$f":"IF(B15977=TRUE,DataInput!B15976,NA())","v":"QLD"},{"$f":"IF($E15977=DataInput!$B15976,DataInput!C15976,NA())","v":"QTUL"},{"$f":"IF($E15977=DataInput!$B15976,DataInput!D15976,NA())","v":"Turkinje"},{"$f":"IF($E15977=DataInput!$B15976,DataInput!E15976,NA())","v":"Ergon"},{"$f":"IF($E15977=DataInput!$B15976,DataInput!F15976,NA())","v":"Summer"},{"$f":"IF($E15977=DataInput!$B15976,DataInput!G15976,NA())","v":"Coincident"},{"$f":"IF($E15977=DataInput!$B15976,DataInput!H15976,NA())","v":2014},{"$f":"IF($E15977=DataInput!$B15976,DataInput!I15976,NA())","v":"TempCorrActualPOE10"},{"$f":"IF($E15977=DataInput!$B15976,DataInput!J15976,NA())","v":54.445621857793803},{"$f":"IF($E15977=DataInput!$B15976,DataInput!K15976,NA())","v":"NA"},null,null,"QLD Turkinje",null,null,null,null,false,null,null,{"$error":"#N/A"},{"$error":"#N/A"},{"$error":"#N/A"},{"$error":"#N/A"},{"$error":"#N/A"},{"$error":"#N/A"},{"$error":"#N/A"},{"$error":"#N/A"},{"$error":"#N/A"},{"$error":"#N/A"}]
[null,{"$f":"IF(DataInput!B16007=$B$8,IF($B$9=$B$10,TRUE,IF(DataInput!E16007=$B$9,TRUE,FALSE)))","v":true},null,null,{"$f":"IF(B16008=TRUE,DataInput!B16007,NA())","v":"QLD"},{"$f":"IF($E16008=DataInput!$B16007,DataInput!C16007,NA())","v":"QTUH"},{"$f":"IF($E16008=DataInput!$B16007,DataInput!D16007,NA())","v":"Turkinje (Craiglee)"},{"$f":"IF($E16008=DataInput!$B16007,DataInput!E16007,NA())","v":"Ergon"},{"$f":"IF($E16008=DataInput!$B16007,DataInput!F16007,NA())","v":"Summer"},{"$f":"IF($E16008=DataInput!$B16007,DataInput!G16007,NA())","v":"Coincident"},{"$f":"IF($E16008=DataInput!$B16007,DataInput!H16007,NA())","v":2013},{"$f":"IF($E16008=DataInput!$B16007,DataInput!I16007,NA())","v":"TempCorrActualPOE50"},{"$f":"IF($E16008=DataInput!$B16007,DataInput!J16007,NA())","v":16.584338462135399},{"$f":"IF($E16008=DataInput!$B16007,DataInput!K16007,NA())","v":"NA"},null,null,"QLD Turkinje (Craiglee)",null,null,null,null,false,null,null,{"$error":"#N/A"},{"$error":"#N/A"},{"$error":"#N/A"},{"$error":"#N/A"},{"$error":"#N/A"},{"$error":"#N/A"},{"$error":"#N/A"},{"$error":"#N/A"},{"$error":"#N/A"},{"$error":"#N/A"}]
[null,{"$f":"IF(DataInput!B16009=$B$8,IF($B$9=$B$10,TRUE,IF(DataInput!E16009=$B$9,TRUE,FALSE)))","v":true},null,null,{"$f":"IF(B16010=TRUE,DataInput!B16009,NA())","v":"QLD"},{"$f":"IF($E16010=DataInput!$B16009,DataInput!C16009,NA())","v":"QTUH"},{"$f":"IF($E16010=DataInput!$B16009,DataInput!D16009,NA())","v":"Turkinje (Craiglee)"},{"$f":"IF($E16010=DataInput!$B16009,DataInput!E16009,NA())","v":"Ergon"},{"$f":"IF($E16010=DataInput!$B16009,DataInput!F16009,NA())","v":"Summer"},{"$f":"IF($E16010=DataInput!$B16009,DataInput!G16009,NA())","v":"Coincident"},{"$f":"IF($E16010=DataInput!$B16009,DataInput!H16009,NA())","v":2014},{"$f":"IF($E16010=DataInput!$B16009,DataInput!I16009,NA())","v":"TempCorrActualPOE50"},{"$f":"IF($E16010=DataInput!$B16009,DataInput!J16009,NA())","v":16.0613713574777},{"$f":"IF($E16010=DataInput!$B16009,DataInput!K16009,NA())","v":"NA"},null,null,"QLD Turkinje (Craiglee)",null,null,null,null,false,null,null,{"$error":"#N/A"},{"$error":"#N/A"},{"$error":"#N/A"},{"$error":"#N/A"},{"$error":"#N/A"},{"$error":"#N/A"},{"$error":"#N/A"},{"$error":"#N/A"},{"$error":"#N/A"},{"$error":"#N/A"}]
[null,{"$f":"IF(DataInput!B16040=$B$8,IF($B$9=$B$10,TRUE,IF(DataInput!E16040=$B$9,TRUE,FALSE)))","v":true},null,null,{"$f":"IF(B16041=TRUE,DataInput!B16040,NA())","v":"QLD"},{"$f":"IF($E16041=DataInput!$B16040,DataInput!C16040,NA())","v":"QWAN"},{"$f":"IF($E16041=DataInput!$B16040,DataInput!D16040,NA())","v":"Wandoo (Rail)"},{"$f":"IF($E16041=DataInput!$B16040,DataInput!E16040,NA())","v":"Powerlink"},{"$f":"IF($E16041=DataInput!$B16040,DataInput!F16040,NA())","v":"Summer"},{"$f":"IF($E16041=DataInput!$B16040,DataInput!G16040,NA())","v":"Coincident"},{"$f":"IF($E16041=DataInput!$B16040,DataInput!H16040,NA())","v":2007},{"$f":"IF($E16041=DataInput!$B16040,DataInput!I16040,NA())","v":"TempCorrActualPOE10"},{"$f":"IF($E16041=DataInput!$B16040,DataInput!J16040,NA())","v":"NA"},{"$f":"IF($E16041=DataInput!$B16040,DataInput!K16040,NA())","v":"NA"},null,null,"QLD Wandoo (Rail)",null,null,null,null,false,null,null,{"$error":"#N/A"},{"$error":"#N/A"},{"$error":"#N/A"},{"$error":"#N/A"},{"$error":"#N/A"},{"$error":"#N/A"},{"$error":"#N/A"},{"$error":"#N/A"},{"$error":"#N/A"},{"$error":"#N/A"}]
[null,{"$f":"IF(DataInput!B16075=$B$8,IF($B$9=$B$10,TRUE,IF(DataInput!E16075=$B$9,TRUE,FALSE)))","v":true},null,null,{"$f":"IF(B16076=TRUE,DataInput!B16075,NA())","v":"QLD"},{"$f":"IF($E16076=DataInput!$B16075,DataInput!C16075,NA())","v":"QWAN"},{"$f":"IF($E16076=DataInput!$B16075,DataInput!D16075,NA())","v":"Wandoo (Rail)"},{"$f":"IF($E16076=DataInput!$B16075,DataInput!E16075,NA())","v":"Powerlink"},{"$f":"IF($E16076=DataInput!$B16075,DataInput!F16075,NA())","v":"Winter"},{"$f":"IF($E16076=DataInput!$B16075,DataInput!G16075,NA())","v":"Coincident"},{"$f":"IF($E16076=DataInput!$B16075,DataInput!H16075,NA())","v":2014},{"$f":"IF($E16076=DataInput!$B16075,DataInput!I16075,NA())","v":"TempCorrActualPOE50"},{"$f":"IF($E16076=DataInput!$B16075,DataInput!J16075,NA())","v":"NA"},{"$f":"IF($E16076=DataInput!$B16075,DataInput!K16075,NA())","v":"NA"},null,null,"QLD Wandoo (Rail)",null,null,null,null,{"$f":"IF(ISERROR(G16076),FALSE,IF($V$9=G16076,TRUE,FALSE))","v":false},null,null,{"$error":"#N/A"},{"$error":"#N/A"},{"$error":"#N/A"},{"$error":"#N/A"},{"$error":"#N/A"},{"$error":"#N/A"},{"$error":"#N/A"},{"$error":"#N/A"},{"$error":"#N/A"},{"$error":"#N/A"}]
[null,{"$f":"IF(DataInput!B16117=$B$8,IF($B$9=$B$10,TRUE,IF(DataInput!E16117=$B$9,TRUE,FALSE)))","v":true},null,null,{"$f":"IF(B16118=TRUE,DataInput!B16117,NA())","v":"QLD"},{"$f":"IF($E16118=DataInput!$B16117,DataInput!C16117,NA())","v":"QWLG"},{"$f":"IF($E16118=DataInput!$B16117,DataInput!D16117,NA())","v":"Woolooga (Energex)"},{"$f":"IF($E16118=DataInput!$B16117,DataInput!E16117,NA())","v":"Energex"},{"$f":"IF($E16118=DataInput!$B16117,DataInput!F16117,NA())","v":"Winter"},{"$f":"IF($E16118=DataInput!$B16117,DataInput!G16117,NA())","v":"Coincident"},{"$f":"IF($E16118=DataInput!$B16117,DataInput!H16117,NA())","v":2015},{"$f":"IF($E16118=DataInput!$B16117,DataInput!I16117,NA())","v":"TempCorrActualPOE50"},{"$f":"IF($E16118=DataInput!$B16117,DataInput!J16117,NA())","v":168.10171575944801},{"$f":"IF($E16118=DataInput!$B16117,DataInput!K16117,NA())","v":"NA"},null,null,"QLD Woolooga (Energex)",null,null,null,null,false,null,null,{"$error":"#N/A"},{"$error":"#N/A"},{"$error":"#N/A"},{"$error":"#N/A"},{"$error":"#N/A"},{"$error":"#N/A"},{"$error":"#N/A"},{"$error":"#N/A"},{"$error":"#N/A"},{"$error":"#N/A"}]
[null,{"$f":"IF(DataInput!B16148=$B$8,IF($B$9=$B$10,TRUE,IF(DataInput!E16148=$B$9,TRUE,FALSE)))","v":true},null,null,{"$f":"IF(B16149=TRUE,DataInput!B16148,NA())","v":"QLD"},{"$f":"IF($E16149=DataInput!$B16148,DataInput!C16148,NA())","v":"QWRE"},{"$f":"IF($E16149=DataInput!$B16148,DataInput!D16148,NA())","v":"Woree"},{"$f":"IF($E16149=DataInput!$B16148,DataInput!E16148,NA())","v":"Ergon"},{"$f":"IF($E16149=DataInput!$B16148,DataInput!F16148,NA())","v":"Summer"},{"$f":"IF($E16149=DataInput!$B16148,DataInput!G16148,NA())","v":"Coincident"},{"$f":"IF($E16149=DataInput!$B16148,DataInput!H16148,NA())","v":2012},{"$f":"IF($E16149=DataInput!$B16148,DataInput!I16148,NA())","v":"TempCorrActualPOE10"},{"$f":"IF($E16149=DataInput!$B16148,DataInput!J16148,NA())","v":39.821772555580502},{"$f":"IF($E16149=DataInput!$B16148,DataInput!K16148,NA())","v":"NA"},null,null,"QLD Woree",null,null,null,null,false,null,null,{"$error":"#N/A"},{"$error":"#N/A"},{"$error":"#N/A"},{"$error":"#N/A"},{"$error":"#N/A"},{"$error":"#N/A"},{"$error":"#N/A"},{"$error":"#N/A"},{"$error":"#N/A"},{"$error":"#N/A"}]
[null,{"$f":"IF(DataInput!B16166=$B$8,IF($B$9=$B$10,TRUE,IF(DataInput!E16166=$B$9,TRUE,FALSE)))","v":true},null,null,{"$f":"IF(B16167=TRUE,DataInput!B16166,NA())","v":"QLD"},{"$f":"IF($E16167=DataInput!$B16166,DataInput!C16166,NA())","v":"QWRE"},{"$f":"IF($E16167=DataInput!$B16166,DataInput!D16166,NA())","v":"Woree"},{"$f":"IF($E16167=DataInput!$B16166,DataInput!E16166,NA())","v":"Ergon"},{"$f":"IF($E16167=DataInput!$B16166,DataInput!F16166,NA())","v":"Winter"},{"$f":"IF($E16167=DataInput!$B16166,DataInput!G16166,NA())","v":"Coincident"},{"$f":"IF($E16167=DataInput!$B16166,DataInput!H16166,NA())","v":2014},{"$f":"IF($E16167=DataInput!$B16166,DataInput!I16166,NA())","v":"TempCorrActualPOE10"},{"$f":"IF($E16167=DataInput!$B16166,DataInput!J16166,NA())","v":29.4622638130224},{"$f":"IF($E16167=DataInput!$B16166,DataInput!K16166,NA())","v":"NA"},null,null,"QLD Woree",null,null,null,null,false,null,null,{"$error":"#N/A"},{"$error":"#N/A"},{"$error":"#N/A"},{"$error":"#N/A"},{"$error":"#N/A"},{"$error":"#N/A"},{"$error":"#N/A"},{"$error":"#N/A"},{"$error":"#N/A"},{"$error":"#N/A"}]
[null,{"$f":"IF(DataInput!B16198=$B$8,IF($B$9=$B$10,TRUE,IF(DataInput!E16198=$B$9,TRUE,FALSE)))","v":true},null,null,{"$f":"IF(B16199=TRUE,DataInput!B16198,NA())","v":"QLD"},{"$f":"IF($E16199=DataInput!$B16198,DataInput!C16198,NA())","v":"QYAE"},{"$f":"IF($E16199=DataInput!$B16198,DataInput!D16198,NA())","v":"Yarwun - Boat Creek"},{"$f":"IF($E16199=DataInput!$B16198,DataInput!E16198,NA())","v":"Ergon"},{"$f":"IF($E16199=DataInput!$B16198,DataInput!F16198,NA())","v":"Summer"},{"$f":"IF($E16199=DataInput!$B16198,DataInput!G16198,NA())","v":"Coincident"},{"$f":"IF($E16199=DataInput!$B16198,DataInput!H16198,NA())","v":2014},{"$f":"IF($E16199=DataInput!$B16198,DataInput!I16198,NA())","v":"TempCorrActualPOE10"},{"$f":"IF($E16199=DataInput!$B16198,DataInput!J16198,NA())","v":35.476377812972899},{"$f":"IF($E16199=DataInput!$B16198,DataInput!K16198,NA())","v":"NA"},null,null,"QLD Yarwun - Boat Creek",null,null,null,null,false,null,null,{"$error":"#N/A"},{"$error":"#N/A"},{"$error":"#N/A"},{"$error":"#N/A"},{"$error":"#N/A"},{"$error":"#N/A"},{"$error":"#N/A"},{"$error":"#N/A"},{"$error":"#N/A"},{"$error":"#N/A"}]
[null,{"$f":"IF(DataInput!B16214=$B$8,IF($B$9=$B$10,TRUE,IF(DataInput!E16214=$B$9,TRUE,FALSE)))","v":true},null,null,{"$f":"IF(B16215=TRUE,DataInput!B16214,NA())","v":"QLD"},{"$f":"IF($E16215=DataInput!$B16214,DataInput!C16214,NA())","v":"QYAR"},{"$f":"IF($E16215=DataInput!$B16214,DataInput!D16214,NA())","v":"Yarwun Alumina"},{"$f":"IF($E16215=DataInput!$B16214,DataInput!E16214,NA())","v":"Powerlink"},{"$f":"IF($E16215=DataInput!$B16214,DataInput!F16214,NA())","v":"Summer"},{"$f":"IF($E16215=DataInput!$B16214,DataInput!G16214,NA())","v":"Coincident"},{"$f":"IF($E16215=DataInput!$B16214,DataInput!H16214,NA())","v":2010},{"$f":"IF($E16215=DataInput!$B16214,DataInput!I16214,NA())","v":"TempCorrActualPOE10"},{"$f":"IF($E16215=DataInput!$B16214,DataInput!J16214,NA())","v":"NA"},{"$f":"IF($E16215=DataInput!$B16214,DataInput!K16214,NA())","v":"NA"},null,null,"QLD Yarwun Alumina",null,null,null,null,false,null,null,{"$error":"#N/A"},{"$error":"#N/A"},{"$error":"#N/A"},{"$error":"#N/A"},{"$error":"#N/A"},{"$error":"#N/A"},{"$error":"#N/A"},{"$error":"#N/A"},{"$error":"#N/A"},{"$error":"#N/A"}]
[null,{"$f":"IF(DataInput!B16245=$B$8,IF($B$9=$B$10,TRUE,IF(DataInput!E16245=$B$9,TRUE,FALSE)))","v":true},null,null,{"$f":"IF(B16246=TRUE,DataInput!B16245,NA())","v":"QLD"},{"$f":"IF($E16246=DataInput!$B16245,DataInput!C16245,NA())","v":"QABRQMRXloop"},{"$f":"IF($E16246=DataInput!$B16245,DataInput!D16245,NA())","v":"Abermain - Middle Ridge Loop"},{"$f":"IF($E16246=DataInput!$B16245,DataInput!E16245,NA())","v":"Energex"},{"$f":"IF($E16246=DataInput!$B16245,DataInput!F16245,NA())","v":"Winter"},{"$f":"IF($E16246=DataInput!$B16245,DataInput!G16245,NA())","v":"Non-Coincident"},{"$f":"IF($E16246=DataInput!$B16245,DataInput!H16245,NA())","v":2009},{"$f":"IF($E16246=DataInput!$B16245,DataInput!I16245,NA())","v":"Actual"},{"$f":"IF($E16246=DataInput!$B16245,DataInput!J16245,NA())","v":67.809848000000002},{"$f":"IF($E16246=DataInput!$B16245,DataInput!K16245,NA())","v":"NA"},null,null,"QLD Abermain - Middle Ridge Loop",null,null,null,null,true,null,null,"QLD","QABRQMRXloop","Abermain - Middle Ridge Loop","Energex","Winter","Non-Coincident",2009,"Actual",67.809848000000002,"NA"]
[null,{"$f":"IF(DataInput!B16276=$B$8,IF($B$9=$B$10,TRUE,IF(DataInput!E16276=$B$9,TRUE,FALSE)))","v":true},null,null,{"$f":"IF(B16277=TRUE,DataInput!B16276,NA())","v":"QLD"},{"$f":"IF($E16277=DataInput!$B16276,DataInput!C16276,NA())","v":"QABM"},{"$f":"IF($E16277=DataInput!$B16276,DataInput!D16276,NA())","v":"Abermain 33"},{"$f":"IF($E16277=DataInput!$B16276,DataInput!E16276,NA())","v":"Energex"},{"$f":"IF($E16277=DataInput!$B16276,DataInput!F16276,NA())","v":"Summer"},{"$f":"IF($E16277=DataInput!$B16276,DataInput!G16276,NA())","v":"Non-Coincident"},{"$f":"IF($E16277=DataInput!$B16276,DataInput!H16276,NA())","v":2015},{"$f":"IF($E16277=DataInput!$B16276,DataInput!I16276,NA())","v":"Actual"},{"$f":"IF($E16277=DataInput!$B16276,DataInput!J16276,NA())","v":84.055217999999996},{"$f":"IF($E16277=DataInput!$B16276,DataInput!K16276,NA())","v":"NA"},null,null,"QLD Abermain 33",null,null,null,null,false,null,null,{"$error":"#N/A"},{"$error":"#N/A"},{"$error":"#N/A"},{"$error":"#N/A"},{"$error":"#N/A"},{"$error":"#N/A"},{"$error":"#N/A"},{"$error":"#N/A"},{"$error":"#N/A"},{"$error":"#N/A"}]
[null,{"$f":"IF(DataInput!B16297=$B$8,IF($B$9=$B$10,TRUE,IF(DataInput!E16297=$B$9,TRUE,FALSE)))","v":true},null,null,{"$f":"IF(B16298=TRUE,DataInput!B16297,NA())","v":"QLD"},{"$f":"IF($E16298=DataInput!$B16297,DataInput!C16297,NA())","v":"QASF"},{"$f":"IF($E16298=DataInput!$B16297,DataInput!D16297,NA())","v":"Alan Sherriff"},{"$f":"IF($E16298=DataInput!$B16297,DataInput!E16297,NA())","v":"Ergon"},{"$f":"IF($E16298=DataInput!$B16297,DataInput!F16297,NA())","v":"Winter"},{"$f":"IF($E16298=DataInput!$B16297,DataInput!G16297,NA())","v":"Non-Coincident"},{"$f":"IF($E16298=DataInput!$B16297,DataInput!H16297,NA())","v":2015},{"$f":"IF($E16298=DataInput!$B16297,DataInput!I16297,NA())","v":"Actual"},{"$f":"IF($E16298=DataInput!$B16297,DataInput!J16297,NA())","v":15.46846},{"$f":"IF($E16298=DataInput!$B16297,DataInput!K16297,NA())","v":"NA"},null,null,"QLD Alan Sherriff",null,null,null,null,false,null,null,{"$error":"#N/A"},{"$error":"#N/A"},{"$error":"#N/A"},{"$error":"#N/A"},{"$error":"#N/A"},{"$error":"#N/A"},{"$error":"#N/A"},{"$error":"#N/A"},{"$error":"#N/A"},{"$error":"#N/A"}]
[null,{"$f":"IF(DataInput!B16324=$B$8,IF($B$9=$B$10,TRUE,IF(DataInput!E16324=$B$9,TRUE,FALSE)))","v":true},null,null,{"$f":"IF(B16325=TRUE,DataInput!B16324,NA())","v":"QLD"},{"$f":"IF($E16325=DataInput!$B16324,DataInput!C16324,NA())","v":"QALH"},{"$f":"IF($E16325=DataInput!$B16324,DataInput!D16324,NA())","v":"Alligator Creek 132"},{"$f":"IF($E16325=DataInput!$B16324,DataInput!E16324,NA())","v":"Ergon"},{"$f":"IF($E16325=DataInput!$B16324,DataInput!F16324,NA())","v":"Winter"},{"$f":"IF($E16325=DataInput!$B16324,DataInput!G16324,NA())","v":"Non-Coincident"},{"$f":"IF($E16325=DataInput!$B16324,DataInput!H16324,NA())","v":2013},{"$f":"IF($E16325=DataInput!$B16324,DataInput!I16324,NA())","v":"Actual"},{"$f":"IF($E16325=DataInput!$B16324,DataInput!J16324,NA())","v":38.623060000000002},{"$f":"IF($E16325=DataInput!$B16324,DataInput!K16324,NA())","v":"NA"},null,null,"QLD Alligator Creek 132",null,null,null,null,false,null,null,{"$error":"#N/A"},{"$error":"#N/A"},{"$error":"#N/A"},{"$error":"#N/A"},{"$error":"#N/A"},{"$error":"#N/A"},{"$error":"#N/A"},{"$error":"#N/A"},{"$error":"#N/A"},{"$error":"#N/A"}]
[null,{"$f":"IF(DataInput!B16355=$B$8,IF($B$9=$B$10,TRUE,IF(DataInput!E16355=$B$9,TRUE,FALSE)))","v":true},null,null,{"$f":"IF(B16356=TRUE,DataInput!B16355,NA())","v":"QLD"},{"$f":"IF($E16356=DataInput!$B16355,DataInput!C16355,NA())","v":"QCBW"},{"$f":"IF($E16356=DataInput!$B16355,DataInput!D16355,NA())","v":"Ashgrove West 110"},{"$f":"IF($E16356=DataInput!$B16355,DataInput!E16355,NA())","v":"Energex"},{"$f":"IF($E16356=DataInput!$B16355,DataInput!F16355,NA())","v":"Summer"},{"$f":"IF($E16356=DataInput!$B16355,DataInput!G16355,NA())","v":"Non-Coincident"},{"$f":"IF($E16356=DataInput!$B16355,DataInput!H16355,NA())","v":2013},{"$f":"IF($E16356=DataInput!$B16355,DataInput!I16355,NA())","v":"Actual"},{"$f":"IF($E16356=DataInput!$B16355,DataInput!J16355,NA())","v":153.8794},{"$f":"IF($E16356=DataInput!$B16355,DataInput!K16355,NA())","v":"NA"},null,null,"QLD Ashgrove West 110",null,null,null,null,false,null,null,{"$error":"#N/A"},{"$error":"#N/A"},{"$error":"#N/A"},{"$error":"#N/A"},{"$error":"#N/A"},{"$error":"#N/A"},{"$error":"#N/A"},{"$error":"#N/A"},{"$error":"#N/A"},{"$error":"#N/A"}]
[null,{"$f":"IF(DataInput!B16402=$B$8,IF($B$9=$B$10,TRUE,IF(DataInput!E16402=$B$9,TRUE,FALSE)))","v":true},null,null,{"$f":"IF(B16403=TRUE,DataInput!B16402,NA())","v":"QLD"},{"$f":"IF($E16403=DataInput!$B16402,DataInput!C16402,NA())","v":"QBMH"},{"$f":"IF($E16403=DataInput!$B16402,DataInput!D16402,NA())","v":"Belmont Wecker Road 110"},{"$f":"IF($E16403=DataInput!$B16402,DataInput!E16402,NA())","v":"Energex"},{"$f":"IF($E16403=DataInput!$B16402,DataInput!F16402,NA())","v":"Winter"},{"$f":"IF($E16403=DataInput!$B16402,DataInput!G16402,NA())","v":"Non-Coincident"},{"$f":"IF($E16403=DataInput!$B16402,DataInput!H16402,NA())","v":2009},{"$f":"IF($E16403=DataInput!$B16402,DataInput!I16402,NA())","v":"Actual"},{"$f":"IF($E16403=DataInput!$B16402,DataInput!J16402,NA())","v":342.81840399999999},{"$f":"IF($E16403=DataInput!$B16402,DataInput!K16402,NA())","v":"NA"},null,null,"QLD Belmont Wecker Road 110",null,null,null,null,false,null,null,{"$error":"#N/A"},{"$error":"#N/A"},{"$error":"#N/A"},{"$error":"#N/A"},{"$error":"#N/A"},{"$error":"#N/A"},{"$error":"#N/A"},{"$error":"#N/A"},{"$error":"#N/A"},{"$error":"#N/A"}]
[null,{"$f":"IF(DataInput!B16420=$B$8,IF($B$9=$B$10,TRUE,IF(DataInput!E16420=$B$9,TRUE,FALSE)))","v":true},null,null,{"$f":"IF(B16421=TRUE,DataInput!B16420,NA())","v":"QLD"},{"$f":"IF($E16421=DataInput!$B16420,DataInput!C16420,NA())","v":"QBBS"},{"$f":"IF($E16421=DataInput!$B16420,DataInput!D16420,NA())","v":"Belmont Wecker Road 33"},{"$f":"IF($E16421=DataInput!$B16420,DataInput!E16420,NA())","v":"Energex"},{"$f":"IF($E16421=DataInput!$B16420,DataInput!F16420,NA())","v":"Winter"},{"$f":"IF($E16421=DataInput!$B16420,DataInput!G16420,NA())","v":"Non-Coincident"},{"$f":"IF($E16421=DataInput!$B16420,DataInput!H16420,NA())","v":2008},{"$f":"IF($E16421=DataInput!$B16420,DataInput!I16420,NA())","v":"Actual"},{"$f":"IF($E16421=DataInput!$B16420,DataInput!J16420,NA())","v":153.43621999999999},{"$f":"IF($E16421=DataInput!$B16420,DataInput!K16420,NA())","v":"NA"},null,null,"QLD Belmont Wecker Road 33",null,null,null,null,false,null,null,{"$error":"#N/A"},{"$error":"#N/A"},{"$error":"#N/A"},{"$error":"#N/A"},{"$error":"#N/A"},{"$error":"#N/A"},{"$error":"#N/A"},{"$error":"#N/A"},{"$error":"#N/A"},{"$error":"#N/A"}]
[null,{"$f":"IF(DataInput!B16450=$B$8,IF($B$9=$B$10,TRUE,IF(DataInput!E16450=$B$9,TRUE,FALSE)))","v":true},null,null,{"$f":"IF(B16451=TRUE,DataInput!B16450,NA())","v":"QLD"},{"$f":"IF($E16451=DataInput!$B16450,DataInput!C16450,NA())","v":"QBIL"},{"$f":"IF($E16451=DataInput!$B16450,DataInput!D16450,NA())","v":"Biloela"},{"$f":"IF($E16451=DataInput!$B16450,DataInput!E16450,NA())","v":"Ergon"},{"$f":"IF($E16451=DataInput!$B16450,DataInput!F16450,NA())","v":"Winter"},{"$f":"IF($E16451=DataInput!$B16450,DataInput!G16450,NA())","v":"Non-Coincident"},{"$f":"IF($E16451=DataInput!$B16450,DataInput!H16450,NA())","v":2013},{"$f":"IF($E16451=DataInput!$B16450,DataInput!I16450,NA())","v":"Actual"},{"$f":"IF($E16451=DataInput!$B16450,DataInput!J16450,NA())","v":30.055399999999999},{"$f":"IF($E16451=DataInput!$B16450,DataInput!K16450,NA())","v":"NA"},null,null,"QLD Biloela",null,null,null,null,false,null,null,{"$error":"#N/A"},{"$error":"#N/A"},{"$error":"#N/A"},{"$error":"#N/A"},{"$error":"#N/A"},{"$error":"#N/A"},{"$error":"#N/A"},{"$error":"#N/A"},{"$error":"#N/A"},{"$error":"#N/A"}]
[null,{"$f":"IF(DataInput!B16481=$B$8,IF($B$9=$B$10,TRUE,IF(DataInput!E16481=$B$9,TRUE,FALSE)))","v":true},null,null,{"$f":"IF(B16482=TRUE,DataInput!B16481,NA())","v":"QLD"},{"$f":"IF($E16482=DataInput!$B16481,DataInput!C16481,NA())","v":"QBWH"},{"$f":"IF($E16482=DataInput!$B16481,DataInput!D16481,NA())","v":"Blackwater 132"},{"$f":"IF($E16482=DataInput!$B16481,DataInput!E16481,NA())","v":"Ergon"},{"$f":"IF($E16482=DataInput!$B16481,DataInput!F16481,NA())","v":"Summer"},{"$f":"IF($E16482=DataInput!$B16481,DataInput!G16481,NA())","v":"Non-Coincident"},{"$f":"IF($E16482=DataInput!$B16481,DataInput!H16481,NA())","v":2014},{"$f":"IF($E16482=DataInput!$B16481,DataInput!I16481,NA())","v":"Actual"},{"$f":"IF($E16482=DataInput!$B16481,DataInput!J16481,NA())","v":29.485800000000001},{"$f":"IF($E16482=DataInput!$B16481,DataInput!K16481,NA())","v":"NA"},null,null,"QLD Blackwater 132",null,null,null,null,false,null,null,{"$error":"#N/A"},{"$error":"#N/A"},{"$error":"#N/A"},{"$error":"#N/A"},{"$error":"#N/A"},{"$error":"#N/A"},{"$error":"#N/A"},{"$error":"#N/A"},{"$error":"#N/A"},{"$error":"#N/A"}]
[null,{"$f":"IF(DataInput!B16512=$B$8,IF($B$9=$B$10,TRUE,IF(DataInput!E16512=$B$9,TRUE,FALSE)))","v":true},null,null,{"$f":"IF(B16513=TRUE,DataInput!B16512,NA())","v":"QLD"},{"$f":"IF($E16513=DataInput!$B16512,DataInput!C16512,NA())","v":"QBLF"},{"$f":"IF($E16513=DataInput!$B16512,DataInput!D16512,NA())","v":"Bluff (Rail)"},{"$f":"IF($E16513=DataInput!$B16512,DataInput!E16512,NA())","v":"Powerlink"},{"$f":"IF($E16513=DataInput!$B16512,DataInput!F16512,NA())","v":"Winter"},{"$f":"IF($E16513=DataInput!$B16512,DataInput!G16512,NA())","v":"Non-Coincident"},{"$f":"IF($E16513=DataInput!$B16512,DataInput!H16512,NA())","v":2015},{"$f":"IF($E16513=DataInput!$B16512,DataInput!I16512,NA())","v":"Actual"},{"$f":"IF($E16513=DataInput!$B16512,DataInput!J16512,NA())","v":"NA"},{"$f":"IF($E16513=DataInput!$B16512,DataInput!K16512,NA())","v":"NA"},null,null,"QLD Bluff (Rail)",null,null,null,null,false,null,null,{"$error":"#N/A"},{"$error":"#N/A"},{"$error":"#N/A"},{"$error":"#N/A"},{"$error":"#N/A"},{"$error":"#N/A"},{"$error":"#N/A"},{"$error":"#N/A"},{"$error":"#N/A"},{"$error":"#N/A"}]
[null,{"$f":"IF(DataInput!B16547=$B$8,IF($B$9=$B$10,TRUE,IF(DataInput!E16547=$B$9,TRUE,FALSE)))","v":true},null,null,{"$f":"IF(B16548=TRUE,DataInput!B16547,NA())","v":"QLD"},{"$f":"IF($E16548=DataInput!$B16547,DataInput!C16547,NA())","v":"QBOL"},{"$f":"IF($E16548=DataInput!$B16547,DataInput!D16547,NA())","v":"Boyne Island 132"},{"$f":"IF($E16548=DataInput!$B16547,DataInput!E16547,NA())","v":"Powerlink"},{"$f":"IF($E16548=DataInput!$B16547,DataInput!F16547,NA())","v":"Summer"},{"$f":"IF($E16548=DataInput!$B16547,DataInput!G16547,NA())","v":"Non-Coincident"},{"$f":"IF($E16548=DataInput!$B16547,DataInput!H16547,NA())","v":2011},{"$f":"IF($E16548=DataInput!$B16547,DataInput!I16547,NA())","v":"Actual"},{"$f":"IF($E16548=DataInput!$B16547,DataInput!J16547,NA())","v":"NA"},{"$f":"IF($E16548=DataInput!$B16547,DataInput!K16547,NA())","v":"NA"},null,null,"QLD Boyne Island 132",null,null,null,null,false,null,null,{"$error":"#N/A"},{"$error":"#N/A"},{"$error":"#N/A"},{"$error":"#N/A"},{"$error":"#N/A"},{"$error":"#N/A"},{"$error":"#N/A"},{"$error":"#N/A"},{"$error":"#N/A"},{"$error":"#N/A"}]
[null,{"$f":"IF(DataInput!B16560=$B$8,IF($B$9=$B$10,TRUE,IF(DataInput!E16560=$B$9,TRUE,FALSE)))","v":true},null,null,{"$f":"IF(B16561=TRUE,DataInput!B16560,NA())","v":"QLD"},{"$f":"IF($E16561=DataInput!$B16560,DataInput!C16560,NA())","v":"QBOH"},{"$f":"IF($E16561=DataInput!$B16560,DataInput!D16560,NA())","v":"Boyne Island 275"},{"$f":"IF($E16561=DataInput!$B16560,DataInput!E16560,NA())","v":"Powerlink"},{"$f":"IF($E16561=DataInput!$B16560,DataInput!F16560,NA())","v":"Winter"},{"$f":"IF($E16561=DataInput!$B16560,DataInput!G16560,NA())","v":"Non-Coincident"},{"$f":"IF($E16561=DataInput!$B16560,DataInput!H16560,NA())","v":2007},{"$f":"IF($E16561=DataInput!$B16560,DataInput!I16560,NA())","v":"Actual"},{"$f":"IF($E16561=DataInput!$B16560,DataInput!J16560,NA())","v":"NA"},{"$f":"IF($E16561=DataInput!$B16560,DataInput!K16560,NA())","v":"NA"},null,null,"QLD Boyne Island 275",null,null,null,null,false,null,null,{"$error":"#N/A"},{"$error":"#N/A"},{"$error":"#N/A"},{"$error":"#N/A"},{"$error":"#N/A"},{"$error":"#N/A"},{"$error":"#N/A"},{"$error":"#N/A"},{"$error":"#N/A"},{"$error":"#N/A"}]
[null,{"$f":"IF(DataInput!B16607=$B$8,IF($B$9=$B$10,TRUE,IF(DataInput!E16607=$B$9,TRUE,FALSE)))","v":true},null,null,{"$f":"IF(B16608=TRUE,DataInput!B16607,NA())","v":"QLD"},{"$f":"IF($E16608=DataInput!$B16607,DataInput!C16607,NA())","v":"QBLK"},{"$f":"IF($E16608=DataInput!$B16607,DataInput!D16607,NA())","v":"Bulli Creek (Waggamba)"},{"$f":"IF($E16608=DataInput!$B16607,DataInput!E16607,NA())","v":"Ergon"},{"$f":"IF($E16608=DataInput!$B16607,DataInput!F16607,NA())","v":"Summer"},{"$f":"IF($E16608=DataInput!$B16607,DataInput!G16607,NA())","v":"Non-Coincident"},{"$f":"IF($E16608=DataInput!$B16607,DataInput!H16607,NA())","v":2008},{"$f":"IF($E16608=DataInput!$B16607,DataInput!I16607,NA())","v":"Actual"},{"$f":"IF($E16608=DataInput!$B16607,DataInput!J16607,NA())","v":17.959140000000001},{"$f":"IF($E16608=DataInput!$B16607,DataInput!K16607,NA())","v":"NA"},null,null,"QLD Bulli Creek (Waggamba)",null,null,null,null,false,null,null,{"$error":"#N/A"},{"$error":"#N/A"},{"$error":"#N/A"},{"$error":"#N/A"},{"$error":"#N/A"},{"$error":"#N/A"},{"$error":"#N/A"},{"$error":"#N/A"},{"$error":"#N/A"},{"$error":"#N/A"}]
[null,{"$f":"IF(DataInput!B16638=$B$8,IF($B$9=$B$10,TRUE,IF(DataInput!E16638=$B$9,TRUE,FALSE)))","v":true},null,null,{"$f":"IF(B16639=TRUE,DataInput!B16638,NA())","v":"QLD"},{"$f":"IF($E16639=DataInput!$B16638,DataInput!C16638,NA())","v":"QBDA"},{"$f":"IF($E16639=DataInput!$B16638,DataInput!D16638,NA())","v":"Bundamba"},{"$f":"IF($E16639=DataInput!$B16638,DataInput!E16638,NA())","v":"Energex"},{"$f":"IF($E16639=DataInput!$B16638,DataInput!F16638,NA())","v":"Winter"},{"$f":"IF($E16639=DataInput!$B16638,DataInput!G16638,NA())","v":"Non-Coincident"},{"$f":"IF($E16639=DataInput!$B16638,DataInput!H16638,NA())","v":2013},{"$f":"IF($E16639=DataInput!$B16638,DataInput!I16638,NA())","v":"Actual"},{"$f":"IF($E16639=DataInput!$B16638,DataInput!J16638,NA())","v":28.146239999999999},{"$f":"IF($E16639=DataInput!$B16638,DataInput!K16638,NA())","v":"NA"},null,null,"QLD Bundamba",null,null,null,null,false,null,null,{"$error":"#N/A"},{"$error":"#N/A"},{"$error":"#N/A"},{"$error":"#N/A"},{"$error":"#N/A"},{"$error":"#N/A"},{"$error":"#N/A"},{"$error":"#N/A"},{"$error":"#N/A"},{"$error":"#N/A"}]
[null,{"$f":"IF(DataInput!B16642=$B$8,IF($B$9=$B$10,TRUE,IF(DataInput!E16642=$B$9,TRUE,FALSE)))","v":true},null,null,{"$f":"IF(B16643=TRUE,DataInput!B16642,NA())","v":"QLD"},{"$f":"IF($E16643=DataInput!$B16642,DataInput!C16642,NA())","v":"QBDA"},{"$f":"IF($E16643=DataInput!$B16642,DataInput!D16642,NA())","v":"Bundamba"},{"$f":"IF($E16643=DataInput!$B16642,DataInput!E16642,NA())","v":"Energex"},{"$f":"IF($E16643=DataInput!$B16642,DataInput!F16642,NA())","v":"Winter"},{"$f":"IF($E16643=DataInput!$B16642,DataInput!G16642,NA())","v":"Non-Coincident"},{"$f":"IF($E16643=DataInput!$B16642,DataInput!H16642,NA())","v":2015},{"$f":"IF($E16643=DataInput!$B16642,DataInput!I16642,NA())","v":"Actual"},{"$f":"IF($E16643=DataInput!$B16642,DataInput!J16642,NA())","v":30.148194},{"$f":"IF($E16643=DataInput!$B16642,DataInput!K16642,NA())","v":"NA"},null,null,"QLD Bundamba",null,null,null,null,false,null,null,{"$error":"#N/A"},{"$error":"#N/A"},{"$error":"#N/A"},{"$error":"#N/A"},{"$error":"#N/A"},{"$error":"#N/A"},{"$error":"#N/A"},{"$error":"#N/A"},{"$error":"#N/A"},{"$error":"#N/A"}]
[null,{"$f":"IF(DataInput!B16686=$B$8,IF($B$9=$B$10,TRUE,IF(DataInput!E16686=$B$9,TRUE,FALSE)))","v":true},null,null,{"$f":"IF(B16687=TRUE,DataInput!B16686,NA())","v":"QLD"},{"$f":"IF($E16687=DataInput!$B16686,DataInput!C16686,NA())","v":"QCNS"},{"$f":"IF($E16687=DataInput!$B16686,DataInput!D16686,NA())","v":"Cairns City"},{"$f":"IF($E16687=DataInput!$B16686,DataInput!E16686,NA())","v":"Ergon"},{"$f":"IF($E16687=DataInput!$B16686,DataInput!F16686,NA())","v":"Winter"},{"$f":"IF($E16687=DataInput!$B16686,DataInput!G16686,NA())","v":"Non-Coincident"},{"$f":"IF($E16687=DataInput!$B16686,DataInput!H16686,NA())","v":2007},{"$f":"IF($E16687=DataInput!$B16686,DataInput!I16686,NA())","v":"Actual"},{"$f":"IF($E16687=DataInput!$B16686,DataInput!J16686,NA())","v":58.445892000000001},{"$f":"IF($E16687=DataInput!$B16686,DataInput!K16686,NA())","v":"NA"},null,null,"QLD Cairns City",null,null,null,null,false,null,null,{"$error":"#N/A"},{"$error":"#N/A"},{"$error":"#N/A"},{"$error":"#N/A"},{"$error":"#N/A"},{"$error":"#N/A"},{"$error":"#N/A"},{"$error":"#N/A"},{"$error":"#N/A"},{"$error":"#N/A"}]
[null,{"$f":"IF(DataInput!B16717=$B$8,IF($B$9=$B$10,TRUE,IF(DataInput!E16717=$B$9,TRUE,FALSE)))","v":true},null,null,{"$f":"IF(B16718=TRUE,DataInput!B16717,NA())","v":"QLD"},{"$f":"IF($E16718=DataInput!$B16717,DataInput!C16717,NA())","v":"QCMD"},{"$f":"IF($E16718=DataInput!$B16717,DataInput!D16717,NA())","v":"Callemondah (Rail)"},{"$f":"IF($E16718=DataInput!$B16717,DataInput!E16717,NA())","v":"Powerlink"},{"$f":"IF($E16718=DataInput!$B16717,DataInput!F16717,NA())","v":"Summer"},{"$f":"IF($E16718=DataInput!$B16717,DataInput!G16717,NA())","v":"Non-Coincident"},{"$f":"IF($E16718=DataInput!$B16717,DataInput!H16717,NA())","v":2013},{"$f":"IF($E16718=DataInput!$B16717,DataInput!I16717,NA())","v":"Actual"},{"$f":"IF($E16718=DataInput!$B16717,DataInput!J16717,NA())","v":"NA"},{"$f":"IF($E16718=DataInput!$B16717,DataInput!K16717,NA())","v":"NA"},null,null,"QLD Callemondah (Rail)",null,null,null,null,false,null,null,{"$error":"#N/A"},{"$error":"#N/A"},{"$error":"#N/A"},{"$error":"#N/A"},{"$error":"#N/A"},{"$error":"#N/A"},{"$error":"#N/A"},{"$error":"#N/A"},{"$error":"#N/A"},{"$error":"#N/A"}]
[null,{"$f":"IF(DataInput!B16748=$B$8,IF($B$9=$B$10,TRUE,IF(DataInput!E16748=$B$9,TRUE,FALSE)))","v":true},null,null,{"$f":"IF(B16749=TRUE,DataInput!B16748,NA())","v":"QLD"},{"$f":"IF($E16749=DataInput!$B16748,DataInput!C16748,NA())","v":"QCDW"},{"$f":"IF($E16749=DataInput!$B16748,DataInput!D16748,NA())","v":"Cardwell"},{"$f":"IF($E16749=DataInput!$B16748,DataInput!E16748,NA())","v":"Ergon"},{"$f":"IF($E16749=DataInput!$B16748,DataInput!F16748,NA())","v":"Winter"},{"$f":"IF($E16749=DataInput!$B16748,DataInput!G16748,NA())","v":"Non-Coincident"},{"$f":"IF($E16749=DataInput!$B16748,DataInput!H16748,NA())","v":2015},{"$f":"IF($E16749=DataInput!$B16748,DataInput!I16748,NA())","v":"Actual"},{"$f":"IF($E16749=DataInput!$B16748,DataInput!J16748,NA())","v":3.299804},{"$f":"IF($E16749=DataInput!$B16748,DataInput!K16748,NA())","v":"NA"},null,null,"QLD Cardwell",null,null,null,null,false,null,null,{"$error":"#N/A"},{"$error":"#N/A"},{"$error":"#N/A"},{"$error":"#N/A"},{"$error":"#N/A"},{"$error":"#N/A"},{"$error":"#N/A"},{"$error":"#N/A"},{"$error":"#N/A"},{"$error":"#N/A"}]
[null,{"$f":"IF(DataInput!B16769=$B$8,IF($B$9=$B$10,TRUE,IF(DataInput!E16769=$B$9,TRUE,FALSE)))","v":true},null,null,{"$f":"IF(B16770=TRUE,DataInput!B16769,NA())","v":"QLD"},{"$f":"IF($E16770=DataInput!$B16769,DataInput!C16769,NA())","v":"QCLR"},{"$f":"IF($E16770=DataInput!$B16769,DataInput!D16769,NA())","v":"Clare"},{"$f":"IF($E16770=DataInput!$B16769,DataInput!E16769,NA())","v":"Ergon"},{"$f":"IF($E16770=DataInput!$B16769,DataInput!F16769,NA())","v":"Summer"},{"$f":"IF($E16770=DataInput!$B16769,DataInput!G16769,NA())","v":"Non-Coincident"},{"$f":"IF($E16770=DataInput!$B16769,DataInput!H16769,NA())","v":2012},{"$f":"IF($E16770=DataInput!$B16769,DataInput!I16769,NA())","v":"Actual"},{"$f":"IF($E16770=DataInput!$B16769,DataInput!J16769,NA())","v":73.393079999999998},{"$f":"IF($E16770=DataInput!$B16769,DataInput!K16769,NA())","v":"NA"},null,null,"QLD Clare",null,null,null,null,false,null,null,{"$error":"#N/A"},{"$error":"#N/A"},{"$error":"#N/A"},{"$error":"#N/A"},{"$error":"#N/A"},{"$error":"#N/A"},{"$error":"#N/A"},{"$error":"#N/A"},{"$error":"#N/A"},{"$error":"#N/A"}]
[null,{"$f":"IF(DataInput!B16796=$B$8,IF($B$9=$B$10,TRUE,IF(DataInput!E16796=$B$9,TRUE,FALSE)))","v":true},null,null,{"$f":"IF(B16797=TRUE,DataInput!B16796,NA())","v":"QLD"},{"$f":"IF($E16797=DataInput!$B16796,DataInput!C16796,NA())","v":"QCOL"},{"$f":"IF($E16797=DataInput!$B16796,DataInput!D16796,NA())","v":"Collinsville Load"},{"$f":"IF($E16797=DataInput!$B16796,DataInput!E16796,NA())","v":"Ergon"},{"$f":"IF($E16797=DataInput!$B16796,DataInput!F16796,NA())","v":"Winter"},{"$f":"IF($E16797=DataInput!$B16796,DataInput!G16796,NA())","v":"Non-Coincident"},{"$f":"IF($E16797=DataInput!$B16796,DataInput!H16796,NA())","v":2015},{"$f":"IF($E16797=DataInput!$B16796,DataInput!I16796,NA())","v":"Actual"},{"$f":"IF($E16797=DataInput!$B16796,DataInput!J16796,NA())","v":14.541128},{"$f":"IF($E16797=DataInput!$B16796,DataInput!K16796,NA())","v":"NA"},null,null,"QLD Collinsville Load",null,null,null,null,false,null,null,{"$error":"#N/A"},{"$error":"#N/A"},{"$error":"#N/A"},{"$error":"#N/A"},{"$error":"#N/A"},{"$error":"#N/A"},{"$error":"#N/A"},{"$error":"#N/A"},{"$error":"#N/A"},{"$error":"#N/A"}]
[null,{"$f":"IF(DataInput!B16814=$B$8,IF($B$9=$B$10,TRUE,IF(DataInput!E16814=$B$9,TRUE,FALSE)))","v":true},null,null,{"$f":"IF(B16815=TRUE,DataInput!B16814,NA())","v":"QLD"},{"$f":"IF($E16815=DataInput!$B16814,DataInput!C16814,NA())","v":"QCBL_LNG"},{"$f":"IF($E16815=DataInput!$B16814,DataInput!D16814,NA())","v":"Columboola_Lng"},{"$f":"IF($E16815=DataInput!$B16814,DataInput!E16814,NA())","v":"Powerlink"},{"$f":"IF($E16815=DataInput!$B16814,DataInput!F16814,NA())","v":"Winter"},{"$f":"IF($E16815=DataInput!$B16814,DataInput!G16814,NA())","v":"Non-Coincident"},{"$f":"IF($E16815=DataInput!$B16814,DataInput!H16814,NA())","v":2015},{"$f":"IF($E16815=DataInput!$B16814,DataInput!I16814,NA())","v":"Actual"},{"$f":"IF($E16815=DataInput!$B16814,DataInput!J16814,NA())","v":"NA"},{"$f":"IF($E16815=DataInput!$B16814,DataInput!K16814,NA())","v":"NA"},null,null,"QLD Columboola_Lng",null,null,null,null,false,null,null,{"$error":"#N/A"},{"$error":"#N/A"},{"$error":"#N/A"},{"$error":"#N/A"},{"$error":"#N/A"},{"$error":"#N/A"},{"$error":"#N/A"},{"$error":"#N/A"},{"$error":"#N/A"},{"$error":"#N/A"}]
[null,{"$f":"IF(DataInput!B16845=$B$8,IF($B$9=$B$10,TRUE,IF(DataInput!E16845=$B$9,TRUE,FALSE)))","v":true},null,null,{"$f":"IF(B16846=TRUE,DataInput!B16845,NA())","v":"QLD"},{"$f":"IF($E16846=DataInput!$B16845,DataInput!C16845,NA())","v":"QDNG"},{"$f":"IF($E16846=DataInput!$B16845,DataInput!D16845,NA())","v":"Dingo (Rail)"},{"$f":"IF($E16846=DataInput!$B16845,DataInput!E16845,NA())","v":"Powerlink"},{"$f":"IF($E16846=DataInput!$B16845,DataInput!F16845,NA())","v":"Summer"},{"$f":"IF($E16846=DataInput!$B16845,DataInput!G16845,NA())","v":"Non-Coincident"},{"$f":"IF($E16846=DataInput!$B16845,DataInput!H16845,NA())","v":2011},{"$f":"IF($E16846=DataInput!$B16845,DataInput!I16845,NA())","v":"Actual"},{"$f":"IF($E16846=DataInput!$B16845,DataInput!J16845,NA())","v":"NA"},{"$f":"IF($E16846=DataInput!$B16845,DataInput!K16845,NA())","v":"NA"},null,null,"QLD Dingo (Rail)",null,null,null,null,false,null,null,{"$error":"#N/A"},{"$error":"#N/A"},{"$error":"#N/A"},{"$error":"#N/A"},{"$error":"#N/A"},{"$error":"#N/A"},{"$error":"#N/A"},{"$error":"#N/A"},{"$error":"#N/A"},{"$error":"#N/A"}]
[null,{"$f":"IF(DataInput!B16892=$B$8,IF($B$9=$B$10,TRUE,IF(DataInput!E16892=$B$9,TRUE,FALSE)))","v":true},null,null,{"$f":"IF(B16893=TRUE,DataInput!B16892,NA())","v":"QLD"},{"$f":"IF($E16893=DataInput!$B16892,DataInput!C16892,NA())","v":"QEMT"},{"$f":"IF($E16893=DataInput!$B16892,DataInput!D16892,NA())","v":"Edmonton"},{"$f":"IF($E16893=DataInput!$B16892,DataInput!E16892,NA())","v":"Ergon"},{"$f":"IF($E16893=DataInput!$B16892,DataInput!F16892,NA())","v":"Winter"},{"$f":"IF($E16893=DataInput!$B16892,DataInput!G16892,NA())","v":"Non-Coincident"},{"$f":"IF($E16893=DataInput!$B16892,DataInput!H16892,NA())","v":2009},{"$f":"IF($E16893=DataInput!$B16892,DataInput!I16892,NA())","v":"Actual"},{"$f":"IF($E16893=DataInput!$B16892,DataInput!J16892,NA())","v":28.253060000000001},{"$f":"IF($E16893=DataInput!$B16892,DataInput!K16892,NA())","v":"NA"},null,null,"QLD Edmonton",null,null,null,null,false,null,null,{"$error":"#N/A"},{"$error":"#N/A"},{"$error":"#N/A"},{"$error":"#N/A"},{"$error":"#N/A"},{"$error":"#N/A"},{"$error":"#N/A"},{"$error":"#N/A"},{"$error":"#N/A"},{"$error":"#N/A"}]
[null,{"$f":"IF(DataInput!B16922=$B$8,IF($B$9=$B$10,TRUE,IF(DataInput!E16922=$B$9,TRUE,FALSE)))","v":true},null,null,{"$f":"IF(B16923=TRUE,DataInput!B16922,NA())","v":"QLD"},{"$f":"IF($E16923=DataInput!$B16922,DataInput!C16922,NA())","v":"QGNG"},{"$f":"IF($E16923=DataInput!$B16922,DataInput!D16922,NA())","v":"Gin Gin"},{"$f":"IF($E16923=DataInput!$B16922,DataInput!E16922,NA())","v":"Ergon"},{"$f":"IF($E16923=DataInput!$B16922,DataInput!F16922,NA())","v":"Summer"},{"$f":"IF($E16923=DataInput!$B16922,DataInput!G16922,NA())","v":"Non-Coincident"},{"$f":"IF($E16923=DataInput!$B16922,DataInput!H16922,NA())","v":2008},{"$f":"IF($E16923=DataInput!$B16922,DataInput!I16922,NA())","v":"Actual"},{"$f":"IF($E16923=DataInput!$B16922,DataInput!J16922,NA())","v":182.18476000000001},{"$f":"IF($E16923=DataInput!$B16922,DataInput!K16922,NA())","v":"NA"},null,null,"QLD Gin Gin",null,null,null,null,false,null,null,{"$error":"#N/A"},{"$error":"#N/A"},{"$error":"#N/A"},{"$error":"#N/A"},{"$error":"#N/A"},{"$error":"#N/A"},{"$error":"#N/A"},{"$error":"#N/A"},{"$error":"#N/A"},{"$error":"#N/A"}]
[null,{"$f":"IF(DataInput!B16953=$B$8,IF($B$9=$B$10,TRUE,IF(DataInput!E16953=$B$9,TRUE,FALSE)))","v":true},null,null,{"$f":"IF(B16954=TRUE,DataInput!B16953,NA())","v":"QLD"},{"$f":"IF($E16954=DataInput!$B16953,DataInput!C16953,NA())","v":"QGST"},{"$f":"IF($E16954=DataInput!$B16953,DataInput!D16953,NA())","v":"Gladstone South"},{"$f":"IF($E16954=DataInput!$B16953,DataInput!E16953,NA())","v":"Ergon"},{"$f":"IF($E16954=DataInput!$B16953,DataInput!F16953,NA())","v":"Winter"},{"$f":"IF($E16954=DataInput!$B16953,DataInput!G16953,NA())","v":"Non-Coincident"},{"$f":"IF($E16954=DataInput!$B16953,DataInput!H16953,NA())","v":2013},{"$f":"IF($E16954=DataInput!$B16953,DataInput!I16953,NA())","v":"Actual"},{"$f":"IF($E16954=DataInput!$B16953,DataInput!J16953,NA())","v":37.017980000000001},{"$f":"IF($E16954=DataInput!$B16953,DataInput!K16953,NA())","v":"NA"},null,null,"QLD Gladstone South",null,null,null,null,false,null,null,{"$error":"#N/A"},{"$error":"#N/A"},{"$error":"#N/A"},{"$error":"#N/A"},{"$error":"#N/A"},{"$error":"#N/A"},{"$error":"#N/A"},{"$error":"#N/A"},{"$error":"#N/A"},{"$error":"#N/A"}]
[null,{"$f":"IF(DataInput!B16984=$B$8,IF($B$9=$B$10,TRUE,IF(DataInput!E16984=$B$9,TRUE,FALSE)))","v":true},null,null,{"$f":"IF(B16985=TRUE,DataInput!B16984,NA())","v":"QLD"},{"$f":"IF($E16985=DataInput!$B16984,DataInput!C16984,NA())","v":"QGYR"},{"$f":"IF($E16985=DataInput!$B16984,DataInput!D16984,NA())","v":"Goonyella Riverside Mine"},{"$f":"IF($E16985=DataInput!$B16984,DataInput!E16984,NA())","v":"Powerlink"},{"$f":"IF($E16985=DataInput!$B16984,DataInput!F16984,NA())","v":"Winter"},{"$f":"IF($E16985=DataInput!$B16984,DataInput!G16984,NA())","v":"Non-Coincident"},{"$f":"IF($E16985=DataInput!$B16984,DataInput!H16984,NA())","v":2015},{"$f":"IF($E16985=DataInput!$B16984,DataInput!I16984,NA())","v":"Actual"},{"$f":"IF($E16985=DataInput!$B16984,DataInput!J16984,NA())","v":"NA"},{"$f":"IF($E16985=DataInput!$B16984,DataInput!K16984,NA())","v":"NA"},null,null,"QLD Goonyella Riverside Mine",null,null,null,null,false,null,null,{"$error":"#N/A"},{"$error":"#N/A"},{"$error":"#N/A"},{"$error":"#N/A"},{"$error":"#N/A"},{"$error":"#N/A"},{"$error":"#N/A"},{"$error":"#N/A"},{"$error":"#N/A"},{"$error":"#N/A"}]
[null,{"$f":"IF(DataInput!B16991=$B$8,IF($B$9=$B$10,TRUE,IF(DataInput!E16991=$B$9,TRUE,FALSE)))","v":true},null,null,{"$f":"IF(B16992=TRUE,DataInput!B16991,NA())","v":"QLD"},{"$f":"IF($E16992=DataInput!$B16991,DataInput!C16991,NA())","v":"QGRN"},{"$f":"IF($E16992=DataInput!$B16991,DataInput!D16991,NA())","v":"Grantleigh (Rail)"},{"$f":"IF($E16992=DataInput!$B16991,DataInput!E16991,NA())","v":"Powerlink"},{"$f":"IF($E16992=DataInput!$B16991,DataInput!F16991,NA())","v":"Summer"},{"$f":"IF($E16992=DataInput!$B16991,DataInput!G16991,NA())","v":"Non-Coincident"},{"$f":"IF($E16992=DataInput!$B16991,DataInput!H16991,NA())","v":2009},{"$f":"IF($E16992=DataInput!$B16991,DataInput!I16991,NA())","v":"Actual"},{"$f":"IF($E16992=DataInput!$B16991,DataInput!J16991,NA())","v":"NA"},{"$f":"IF($E16992=DataInput!$B16991,DataInput!K16991,NA())","v":"NA"},null,null,"QLD Grantleigh (Rail)",null,null,null,null,false,null,null,{"$error":"#N/A"},{"$error":"#N/A"},{"$error":"#N/A"},{"$error":"#N/A"},{"$error":"#N/A"},{"$error":"#N/A"},{"$error":"#N/A"},{"$error":"#N/A"},{"$error":"#N/A"},{"$error":"#N/A"}]
[null,{"$f":"IF(DataInput!B17032=$B$8,IF($B$9=$B$10,TRUE,IF(DataInput!E17032=$B$9,TRUE,FALSE)))","v":true},null,null,{"$f":"IF(B17033=TRUE,DataInput!B17032,NA())","v":"QLD"},{"$f":"IF($E17033=DataInput!$B17032,DataInput!C17032,NA())","v":"QGRE"},{"$f":"IF($E17033=DataInput!$B17032,DataInput!D17032,NA())","v":"Gregory (Rail)"},{"$f":"IF($E17033=DataInput!$B17032,DataInput!E17032,NA())","v":"Powerlink"},{"$f":"IF($E17033=DataInput!$B17032,DataInput!F17032,NA())","v":"Winter"},{"$f":"IF($E17033=DataInput!$B17032,DataInput!G17032,NA())","v":"Non-Coincident"},{"$f":"IF($E17033=DataInput!$B17032,DataInput!H17032,NA())","v":2009},{"$f":"IF($E17033=DataInput!$B17032,DataInput!I17032,NA())","v":"Actual"},{"$f":"IF($E17033=DataInput!$B17032,DataInput!J17032,NA())","v":"NA"},{"$f":"IF($E17033=DataInput!$B17032,DataInput!K17032,NA())","v":"NA"},null,null,"QLD Gregory (Rail)",null,null,null,null,false,null,null,{"$error":"#N/A"},{"$error":"#N/A"},{"$error":"#N/A"},{"$error":"#N/A"},{"$error":"#N/A"},{"$error":"#N/A"},{"$error":"#N/A"},{"$error":"#N/A"},{"$error":"#N/A"},{"$error":"#N/A"}]
[null,{"$f":"IF(DataInput!B17050=$B$8,IF($B$9=$B$10,TRUE,IF(DataInput!E17050=$B$9,TRUE,FALSE)))","v":true},null,null,{"$f":"IF(B17051=TRUE,DataInput!B17050,NA())","v":"QLD"},{"$f":"IF($E17051=DataInput!$B17050,DataInput!C17050,NA())","v":"QING"},{"$f":"IF($E17051=DataInput!$B17050,DataInput!D17050,NA())","v":"Ingham"},{"$f":"IF($E17051=DataInput!$B17050,DataInput!E17050,NA())","v":"Ergon"},{"$f":"IF($E17051=DataInput!$B17050,DataInput!F17050,NA())","v":"Winter"},{"$f":"IF($E17051=DataInput!$B17050,DataInput!G17050,NA())","v":"Non-Coincident"},{"$f":"IF($E17051=DataInput!$B17050,DataInput!H17050,NA())","v":2008},{"$f":"IF($E17051=DataInput!$B17050,DataInput!I17050,NA())","v":"Actual"},{"$f":"IF($E17051=DataInput!$B17050,DataInput!J17050,NA())","v":20.73218},{"$f":"IF($E17051=DataInput!$B17050,DataInput!K17050,NA())","v":"NA"},null,null,"QLD Ingham",null,null,null,null,false,null,null,{"$error":"#N/A"},{"$error":"#N/A"},{"$error":"#N/A"},{"$error":"#N/A"},{"$error":"#N/A"},{"$error":"#N/A"},{"$error":"#N/A"},{"$error":"#N/A"},{"$error":"#N/A"},{"$error":"#N/A"}]
[null,{"$f":"IF(DataInput!B17081=$B$8,IF($B$9=$B$10,TRUE,IF(DataInput!E17081=$B$9,TRUE,FALSE)))","v":true},null,null,{"$f":"IF(B17082=TRUE,DataInput!B17081,NA())","v":"QLD"},{"$f":"IF($E17082=DataInput!$B17081,DataInput!C17081,NA())","v":"QINF"},{"$f":"IF($E17082=DataInput!$B17081,DataInput!D17081,NA())","v":"Innisfail"},{"$f":"IF($E17082=DataInput!$B17081,DataInput!E17081,NA())","v":"Ergon"},{"$f":"IF($E17082=DataInput!$B17081,DataInput!F17081,NA())","v":"Summer"},{"$f":"IF($E17082=DataInput!$B17081,DataInput!G17081,NA())","v":"Non-Coincident"},{"$f":"IF($E17082=DataInput!$B17081,DataInput!H17081,NA())","v":2014},{"$f":"IF($E17082=DataInput!$B17081,DataInput!I17081,NA())","v":"Actual"},{"$f":"IF($E17082=DataInput!$B17081,DataInput!J17081,NA())","v":23.705120000000001},{"$f":"IF($E17082=DataInput!$B17081,DataInput!K17081,NA())","v":"NA"},null,null,"QLD Innisfail",null,null,null,null,false,null,null,{"$error":"#N/A"},{"$error":"#N/A"},{"$error":"#N/A"},{"$error":"#N/A"},{"$error":"#N/A"},{"$error":"#N/A"},{"$error":"#N/A"},{"$error":"#N/A"},{"$error":"#N/A"},{"$error":"#N/A"}]
[null,{"$f":"IF(DataInput!B17114=$B$8,IF($B$9=$B$10,TRUE,IF(DataInput!E17114=$B$9,TRUE,FALSE)))","v":true},null,null,{"$f":"IF(B17115=TRUE,DataInput!B17114,NA())","v":"QLD"},{"$f":"IF($E17115=DataInput!$B17114,DataInput!C17114,NA())","v":"QKAM"},{"$f":"IF($E17115=DataInput!$B17114,DataInput!D17114,NA())","v":"Kamerunga"},{"$f":"IF($E17115=DataInput!$B17114,DataInput!E17114,NA())","v":"Ergon"},{"$f":"IF($E17115=DataInput!$B17114,DataInput!F17114,NA())","v":"Winter"},{"$f":"IF($E17115=DataInput!$B17114,DataInput!G17114,NA())","v":"Non-Coincident"},{"$f":"IF($E17115=DataInput!$B17114,DataInput!H17114,NA())","v":2010},{"$f":"IF($E17115=DataInput!$B17114,DataInput!I17114,NA())","v":"Actual"},{"$f":"IF($E17115=DataInput!$B17114,DataInput!J17114,NA())","v":41.788960000000003},{"$f":"IF($E17115=DataInput!$B17114,DataInput!K17114,NA())","v":"NA"},null,null,"QLD Kamerunga",null,null,null,null,false,null,null,{"$error":"#N/A"},{"$error":"#N/A"},{"$error":"#N/A"},{"$error":"#N/A"},{"$error":"#N/A"},{"$error":"#N/A"},{"$error":"#N/A"},{"$error":"#N/A"},{"$error":"#N/A"},{"$error":"#N/A"}]
[null,{"$f":"IF(DataInput!B17129=$B$8,IF($B$9=$B$10,TRUE,IF(DataInput!E17129=$B$9,TRUE,FALSE)))","v":true},null,null,{"$f":"IF(B17130=TRUE,DataInput!B17129,NA())","v":"QLD"},{"$f":"IF($E17130=DataInput!$B17129,DataInput!C17129,NA())","v":"QEMS"},{"$f":"IF($E17130=DataInput!$B17129,DataInput!D17129,NA())","v":"Kemmis"},{"$f":"IF($E17130=DataInput!$B17129,DataInput!E17129,NA())","v":"Ergon"},{"$f":"IF($E17130=DataInput!$B17129,DataInput!F17129,NA())","v":"Summer"},{"$f":"IF($E17130=DataInput!$B17129,DataInput!G17129,NA())","v":"Non-Coincident"},{"$f":"IF($E17130=DataInput!$B17129,DataInput!H17129,NA())","v":2008},{"$f":"IF($E17130=DataInput!$B17129,DataInput!I17129,NA())","v":"Actual"},{"$f":"IF($E17130=DataInput!$B17129,DataInput!J17129,NA())","v":"NA"},{"$f":"IF($E17130=DataInput!$B17129,DataInput!K17129,NA())","v":"NA"},null,null,"QLD Kemmis",null,null,null,null,false,null,null,{"$error":"#N/A"},{"$error":"#N/A"},{"$error":"#N/A"},{"$error":"#N/A"},{"$error":"#N/A"},{"$error":"#N/A"},{"$error":"#N/A"},{"$error":"#N/A"},{"$error":"#N/A"},{"$error":"#N/A"}]
[null,{"$f":"IF(DataInput!B17160=$B$8,IF($B$9=$B$10,TRUE,IF(DataInput!E17160=$B$9,TRUE,FALSE)))","v":true},null,null,{"$f":"IF(B17161=TRUE,DataInput!B17160,NA())","v":"QLD"},{"$f":"IF($E17161=DataInput!$B17160,DataInput!C17160,NA())","v":"QKCK"},{"$f":"IF($E17161=DataInput!$B17160,DataInput!D17160,NA())","v":"King Creek"},{"$f":"IF($E17161=DataInput!$B17160,DataInput!E17160,NA())","v":"Ergon"},{"$f":"IF($E17161=DataInput!$B17160,DataInput!F17160,NA())","v":"Winter"},{"$f":"IF($E17161=DataInput!$B17160,DataInput!G17160,NA())","v":"Non-Coincident"},{"$f":"IF($E17161=DataInput!$B17160,DataInput!H17160,NA())","v":2014},{"$f":"IF($E17161=DataInput!$B17160,DataInput!I17160,NA())","v":"Actual"},{"$f":"IF($E17161=DataInput!$B17160,DataInput!J17160,NA())","v":"NA"},{"$f":"IF($E17161=DataInput!$B17160,DataInput!K17160,NA())","v":"NA"},null,null,"QLD King Creek",null,null,null,null,false,null,null,{"$error":"#N/A"},{"$error":"#N/A"},{"$error":"#N/A"},{"$error":"#N/A"},{"$error":"#N/A"},{"$error":"#N/A"},{"$error":"#N/A"},{"$error":"#N/A"},{"$error":"#N/A"},{"$error":"#N/A"}]
[null,{"$f":"IF(DataInput!B17207=$B$8,IF($B$9=$B$10,TRUE,IF(DataInput!E17207=$B$9,TRUE,FALSE)))","v":true},null,null,{"$f":"IF(B17208=TRUE,DataInput!B17207,NA())","v":"QLD"},{"$f":"IF($E17208=DataInput!$B17207,DataInput!C17207,NA())","v":"QLGH"},{"$f":"IF($E17208=DataInput!$B17207,DataInput!D17207,NA())","v":"Loganlea 110"},{"$f":"IF($E17208=DataInput!$B17207,DataInput!E17207,NA())","v":"Energex"},{"$f":"IF($E17208=DataInput!$B17207,DataInput!F17207,NA())","v":"Summer"},{"$f":"IF($E17208=DataInput!$B17207,DataInput!G17207,NA())","v":"Non-Coincident"},{"$f":"IF($E17208=DataInput!$B17207,DataInput!H17207,NA())","v":2008},{"$f":"IF($E17208=DataInput!$B17207,DataInput!I17207,NA())","v":"Actual"},{"$f":"IF($E17208=DataInput!$B17207,DataInput!J17207,NA())","v":341.92306400000001},{"$f":"IF($E17208=DataInput!$B17207,DataInput!K17207,NA())","v":"NA"},null,null,"QLD Loganlea 110",null,null,null,null,false,null,null,{"$error":"#N/A"},{"$error":"#N/A"},{"$error":"#N/A"},{"$error":"#N/A"},{"$error":"#N/A"},{"$error":"#N/A"},{"$error":"#N/A"},{"$error":"#N/A"},{"$error":"#N/A"},{"$error":"#N/A"}]
[null,{"$f":"IF(DataInput!B17241=$B$8,IF($B$9=$B$10,TRUE,IF(DataInput!E17241=$B$9,TRUE,FALSE)))","v":true},null,null,{"$f":"IF(B17242=TRUE,DataInput!B17241,NA())","v":"QLD"},{"$f":"IF($E17242=DataInput!$B17241,DataInput!C17241,NA())","v":"QLGL"},{"$f":"IF($E17242=DataInput!$B17241,DataInput!D17241,NA())","v":"Loganlea 33"},{"$f":"IF($E17242=DataInput!$B17241,DataInput!E17241,NA())","v":"Energex"},{"$f":"IF($E17242=DataInput!$B17241,DataInput!F17241,NA())","v":"Summer"},{"$f":"IF($E17242=DataInput!$B17241,DataInput!G17241,NA())","v":"Non-Coincident"},{"$f":"IF($E17242=DataInput!$B17241,DataInput!H17241,NA())","v":2015},{"$f":"IF($E17242=DataInput!$B17241,DataInput!I17241,NA())","v":"Actual"},{"$f":"IF($E17242=DataInput!$B17241,DataInput!J17241,NA())","v":103.961416},{"$f":"IF($E17242=DataInput!$B17241,DataInput!K17241,NA())","v":"NA"},null,null,"QLD Loganlea 33",null,null,null,null,false,null,null,{"$error":"#N/A"},{"$error":"#N/A"},{"$error":"#N/A"},{"$error":"#N/A"},{"$error":"#N/A"},{"$error":"#N/A"},{"$error":"#N/A"},{"$error":"#N/A"},{"$error":"#N/A"},{"$error":"#N/A"}]
[null,{"$f":"IF(DataInput!B17268=$B$8,IF($B$9=$B$10,TRUE,IF(DataInput!E17268=$B$9,TRUE,FALSE)))","v":true},null,null,{"$f":"IF(B17269=TRUE,DataInput!B17268,NA())","v":"QLD"},{"$f":"IF($E17269=DataInput!$B17268,DataInput!C17268,NA())","v":"QMRG"},{"$f":"IF($E17269=DataInput!$B17268,DataInput!D17268,NA())","v":"Middle Ridge (Ergon)"},{"$f":"IF($E17269=DataInput!$B17268,DataInput!E17268,NA())","v":"Ergon"},{"$f":"IF($E17269=DataInput!$B17268,DataInput!F17268,NA())","v":"Winter"},{"$f":"IF($E17269=DataInput!$B17268,DataInput!G17268,NA())","v":"Non-Coincident"},{"$f":"IF($E17269=DataInput!$B17268,DataInput!H17268,NA())","v":2008},{"$f":"IF($E17269=DataInput!$B17268,DataInput!I17268,NA())","v":"Actual"},{"$f":"IF($E17269=DataInput!$B17268,DataInput!J17268,NA())","v":282.01888600000001},{"$f":"IF($E17269=DataInput!$B17268,DataInput!K17268,NA())","v":"NA"},null,null,"QLD Middle Ridge (Ergon)",null,null,null,null,false,null,null,{"$error":"#N/A"},{"$error":"#N/A"},{"$error":"#N/A"},{"$error":"#N/A"},{"$error":"#N/A"},{"$error":"#N/A"},{"$error":"#N/A"},{"$error":"#N/A"},{"$error":"#N/A"},{"$error":"#N/A"}]
[null,{"$f":"IF(DataInput!B17286=$B$8,IF($B$9=$B$10,TRUE,IF(DataInput!E17286=$B$9,TRUE,FALSE)))","v":true},null,null,{"$f":"IF(B17287=TRUE,DataInput!B17286,NA())","v":"QLD"},{"$f":"IF($E17287=DataInput!$B17286,DataInput!C17286,NA())","v":"QMND"},{"$f":"IF($E17287=DataInput!$B17286,DataInput!D17286,NA())","v":"Mindi (Rail)"},{"$f":"IF($E17287=DataInput!$B17286,DataInput!E17286,NA())","v":"Powerlink"},{"$f":"IF($E17287=DataInput!$B17286,DataInput!F17286,NA())","v":"Summer"},{"$f":"IF($E17287=DataInput!$B17286,DataInput!G17286,NA())","v":"Non-Coincident"},{"$f":"IF($E17287=DataInput!$B17286,DataInput!H17286,NA())","v":2009},{"$f":"IF($E17287=DataInput!$B17286,DataInput!I17286,NA())","v":"Actual"},{"$f":"IF($E17287=DataInput!$B17286,DataInput!J17286,NA())","v":"NA"},{"$f":"IF($E17287=DataInput!$B17286,DataInput!K17286,NA())","v":"NA"},null,null,"QLD Mindi (Rail)",null,null,null,null,false,null,null,{"$error":"#N/A"},{"$error":"#N/A"},{"$error":"#N/A"},{"$error":"#N/A"},{"$error":"#N/A"},{"$error":"#N/A"},{"$error":"#N/A"},{"$error":"#N/A"},{"$error":"#N/A"},{"$error":"#N/A"}]
[null,{"$f":"IF(DataInput!B17317=$B$8,IF($B$9=$B$10,TRUE,IF(DataInput!E17317=$B$9,TRUE,FALSE)))","v":true},null,null,{"$f":"IF(B17318=TRUE,DataInput!B17317,NA())","v":"QLD"},{"$f":"IF($E17318=DataInput!$B17317,DataInput!C17317,NA())","v":"QMAR"},{"$f":"IF($E17318=DataInput!$B17317,DataInput!D17317,NA())","v":"Molendinar"},{"$f":"IF($E17318=DataInput!$B17317,DataInput!E17317,NA())","v":"Energex"},{"$f":"IF($E17318=DataInput!$B17317,DataInput!F17317,NA())","v":"Winter"},{"$f":"IF($E17318=DataInput!$B17317,DataInput!G17317,NA())","v":"Non-Coincident"},{"$f":"IF($E17318=DataInput!$B17317,DataInput!H17317,NA())","v":2014},{"$f":"IF($E17318=DataInput!$B17317,DataInput!I17317,NA())","v":"Actual"},{"$f":"IF($E17318=DataInput!$B17317,DataInput!J17317,NA())","v":355.91271399999999},{"$f":"IF($E17318=DataInput!$B17317,DataInput!K17317,NA())","v":"NA"},null,null,"QLD Molendinar",null,null,null,null,false,null,null,{"$error":"#N/A"},{"$error":"#N/A"},{"$error":"#N/A"},{"$error":"#N/A"},{"$error":"#N/A"},{"$error":"#N/A"},{"$error":"#N/A"},{"$error":"#N/A"},{"$error":"#N/A"},{"$error":"#N/A"}]
[null,{"$f":"IF(DataInput!B17336=$B$8,IF($B$9=$B$10,TRUE,IF(DataInput!E17336=$B$9,TRUE,FALSE)))","v":true},null,null,{"$f":"IF(B17337=TRUE,DataInput!B17336,NA())","v":"QLD"},{"$f":"IF($E17337=DataInput!$B17336,DataInput!C17336,NA())","v":"QMRN"},{"$f":"IF($E17337=DataInput!$B17336,DataInput!D17336,NA())","v":"Moranbah (Mine)"},{"$f":"IF($E17337=DataInput!$B17336,DataInput!E17336,NA())","v":"Ergon"},{"$f":"IF($E17337=DataInput!$B17336,DataInput!F17336,NA())","v":"Summer"},{"$f":"IF($E17337=DataInput!$B17336,DataInput!G17336,NA())","v":"Non-Coincident"},{"$f":"IF($E17337=DataInput!$B17336,DataInput!H17336,NA())","v":2014},{"$f":"IF($E17337=DataInput!$B17336,DataInput!I17336,NA())","v":"Actual"},{"$f":"IF($E17337=DataInput!$B17336,DataInput!J17336,NA())","v":71.738771999999997},{"$f":"IF($E17337=DataInput!$B17336,DataInput!K17336,NA())","v":"NA"},null,null,"QLD Moranbah (Mine)",null,null,null,null,false,null,null,{"$error":"#N/A"},{"$error":"#N/A"},{"$error":"#N/A"},{"$error":"#N/A"},{"$error":"#N/A"},{"$error":"#N/A"},{"$error":"#N/A"},{"$error":"#N/A"},{"$error":"#N/A"},{"$error":"#N/A"}]
[null,{"$f":"IF(DataInput!B17365=$B$8,IF($B$9=$B$10,TRUE,IF(DataInput!E17365=$B$9,TRUE,FALSE)))","v":true},null,null,{"$f":"IF(B17366=TRUE,DataInput!B17365,NA())","v":"QLD"},{"$f":"IF($E17366=DataInput!$B17365,DataInput!C17365,NA())","v":"QMBS"},{"$f":"IF($E17366=DataInput!$B17365,DataInput!D17365,NA())","v":"Moranbah South (Rail)"},{"$f":"IF($E17366=DataInput!$B17365,DataInput!E17365,NA())","v":"Powerlink"},{"$f":"IF($E17366=DataInput!$B17365,DataInput!F17365,NA())","v":"Winter"},{"$f":"IF($E17366=DataInput!$B17365,DataInput!G17365,NA())","v":"Non-Coincident"},{"$f":"IF($E17366=DataInput!$B17365,DataInput!H17365,NA())","v":2008},{"$f":"IF($E17366=DataInput!$B17365,DataInput!I17365,NA())","v":"Actual"},{"$f":"IF($E17366=DataInput!$B17365,DataInput!J17365,NA())","v":"NA"},{"$f":"IF($E17366=DataInput!$B17365,DataInput!K17365,NA())","v":"NA"},null,null,"QLD Moranbah South (Rail)",null,null,null,null,false,null,null,{"$error":"#N/A"},{"$error":"#N/A"},{"$error":"#N/A"},{"$error":"#N/A"},{"$error":"#N/A"},{"$error":"#N/A"},{"$error":"#N/A"},{"$error":"#N/A"},{"$error":"#N/A"},{"$error":"#N/A"}]
[null,{"$f":"IF(DataInput!B17396=$B$8,IF($B$9=$B$10,TRUE,IF(DataInput!E17396=$B$9,TRUE,FALSE)))","v":true},null,null,{"$f":"IF(B17397=TRUE,DataInput!B17396,NA())","v":"QLD"},{"$f":"IF($E17397=DataInput!$B17396,DataInput!C17396,NA())","v":"QMRA"},{"$f":"IF($E17397=DataInput!$B17396,DataInput!D17396,NA())","v":"Moura"},{"$f":"IF($E17397=DataInput!$B17396,DataInput!E17396,NA())","v":"Ergon"},{"$f":"IF($E17397=DataInput!$B17396,DataInput!F17396,NA())","v":"Summer"},{"$f":"IF($E17397=DataInput!$B17396,DataInput!G17396,NA())","v":"Non-Coincident"},{"$f":"IF($E17397=DataInput!$B17396,DataInput!H17396,NA())","v":2011},{"$f":"IF($E17397=DataInput!$B17396,DataInput!I17396,NA())","v":"Actual"},{"$f":"IF($E17397=DataInput!$B17396,DataInput!J17396,NA())","v":48.643380000000001},{"$f":"IF($E17397=DataInput!$B17396,DataInput!K17396,NA())","v":"NA"},null,null,"QLD Moura",null,null,null,null,false,null,null,{"$error":"#N/A"},{"$error":"#N/A"},{"$error":"#N/A"},{"$error":"#N/A"},{"$error":"#N/A"},{"$error":"#N/A"},{"$error":"#N/A"},{"$error":"#N/A"},{"$error":"#N/A"},{"$error":"#N/A"}]
[null,{"$f":"IF(DataInput!B17443=$B$8,IF($B$9=$B$10,TRUE,IF(DataInput!E17443=$B$9,TRUE,FALSE)))","v":true},null,null,{"$f":"IF(B17444=TRUE,DataInput!B17443,NA())","v":"QLD"},{"$f":"IF($E17444=DataInput!$B17443,DataInput!C17443,NA())","v":"QMGB"},{"$f":"IF($E17444=DataInput!$B17443,DataInput!D17443,NA())","v":"Mudgeeraba 110"},{"$f":"IF($E17444=DataInput!$B17443,DataInput!E17443,NA())","v":"Energex"},{"$f":"IF($E17444=DataInput!$B17443,DataInput!F17443,NA())","v":"Winter"},{"$f":"IF($E17444=DataInput!$B17443,DataInput!G17443,NA())","v":"Non-Coincident"},{"$f":"IF($E17444=DataInput!$B17443,DataInput!H17443,NA())","v":2014},{"$f":"IF($E17444=DataInput!$B17443,DataInput!I17443,NA())","v":"Actual"},{"$f":"IF($E17444=DataInput!$B17443,DataInput!J17443,NA())","v":254.31253799999999},{"$f":"IF($E17444=DataInput!$B17443,DataInput!K17443,NA())","v":"NA"},null,null,"QLD Mudgeeraba 110",null,null,null,null,false,null,null,{"$error":"#N/A"},{"$error":"#N/A"},{"$error":"#N/A"},{"$error":"#N/A"},{"$error":"#N/A"},{"$error":"#N/A"},{"$error":"#N/A"},{"$error":"#N/A"},{"$error":"#N/A"},{"$error":"#N/A"}]
[null,{"$f":"IF(DataInput!B17463=$B$8,IF($B$9=$B$10,TRUE,IF(DataInput!E17463=$B$9,TRUE,FALSE)))","v":true},null,null,{"$f":"IF(B17464=TRUE,DataInput!B17463,NA())","v":"QLD"},{"$f":"IF($E17464=DataInput!$B17463,DataInput!C17463,NA())","v":"QMRE"},{"$f":"IF($E17464=DataInput!$B17463,DataInput!D17463,NA())","v":"Murarrie (Belmont)"},{"$f":"IF($E17464=DataInput!$B17463,DataInput!E17463,NA())","v":"Energex"},{"$f":"IF($E17464=DataInput!$B17463,DataInput!F17463,NA())","v":"Summer"},{"$f":"IF($E17464=DataInput!$B17463,DataInput!G17463,NA())","v":"Non-Coincident"},{"$f":"IF($E17464=DataInput!$B17463,DataInput!H17463,NA())","v":2008},{"$f":"IF($E17464=DataInput!$B17463,DataInput!I17463,NA())","v":"Actual"},{"$f":"IF($E17464=DataInput!$B17463,DataInput!J17463,NA())","v":332.39501999999999},{"$f":"IF($E17464=DataInput!$B17463,DataInput!K17463,NA())","v":"NA"},null,null,"QLD Murarrie (Belmont)",null,null,null,null,false,null,null,{"$error":"#N/A"},{"$error":"#N/A"},{"$error":"#N/A"},{"$error":"#N/A"},{"$error":"#N/A"},{"$error":"#N/A"},{"$error":"#N/A"},{"$error":"#N/A"},{"$error":"#N/A"},{"$error":"#N/A"}]
[null,{"$f":"IF(DataInput!B17475=$B$8,IF($B$9=$B$10,TRUE,IF(DataInput!E17475=$B$9,TRUE,FALSE)))","v":true},null,null,{"$f":"IF(B17476=TRUE,DataInput!B17475,NA())","v":"QLD"},{"$f":"IF($E17476=DataInput!$B17475,DataInput!C17475,NA())","v":"QMRE"},{"$f":"IF($E17476=DataInput!$B17475,DataInput!D17475,NA())","v":"Murarrie (Belmont)"},{"$f":"IF($E17476=DataInput!$B17475,DataInput!E17475,NA())","v":"Energex"},{"$f":"IF($E17476=DataInput!$B17475,DataInput!F17475,NA())","v":"Summer"},{"$f":"IF($E17476=DataInput!$B17475,DataInput!G17475,NA())","v":"Non-Coincident"},{"$f":"IF($E17476=DataInput!$B17475,DataInput!H17475,NA())","v":2014},{"$f":"IF($E17476=DataInput!$B17475,DataInput!I17475,NA())","v":"Actual"},{"$f":"IF($E17476=DataInput!$B17475,DataInput!J17475,NA())","v":382.90334000000001},{"$f":"IF($E17476=DataInput!$B17475,DataInput!K17475,NA())","v":"NA"},null,null,"QLD Murarrie (Belmont)",null,null,null,null,false,null,null,{"$error":"#N/A"},{"$error":"#N/A"},{"$error":"#N/A"},{"$error":"#N/A"},{"$error":"#N/A"},{"$error":"#N/A"},{"$error":"#N/A"},{"$error":"#N/A"},{"$error":"#N/A"},{"$error":"#N/A"}]
[null,{"$f":"IF(DataInput!B17522=$B$8,IF($B$9=$B$10,TRUE,IF(DataInput!E17522=$B$9,TRUE,FALSE)))","v":true},null,null,{"$f":"IF(B17523=TRUE,DataInput!B17522,NA())","v":"QLD"},{"$f":"IF($E17523=DataInput!$B17522,DataInput!C17522,NA())","v":"QNGY"},{"$f":"IF($E17523=DataInput!$B17522,DataInput!D17522,NA())","v":"North Goonyella"},{"$f":"IF($E17523=DataInput!$B17522,DataInput!E17522,NA())","v":"Powerlink"},{"$f":"IF($E17523=DataInput!$B17522,DataInput!F17522,NA())","v":"Winter"},{"$f":"IF($E17523=DataInput!$B17522,DataInput!G17522,NA())","v":"Non-Coincident"},{"$f":"IF($E17523=DataInput!$B17522,DataInput!H17522,NA())","v":2007},{"$f":"IF($E17523=DataInput!$B17522,DataInput!I17522,NA())","v":"Actual"},{"$f":"IF($E17523=DataInput!$B17522,DataInput!J17522,NA())","v":"NA"},{"$f":"IF($E17523=DataInput!$B17522,DataInput!K17522,NA())","v":"NA"},null,null,"QLD North Goonyella",null,null,null,null,false,null,null,{"$error":"#N/A"},{"$error":"#N/A"},{"$error":"#N/A"},{"$error":"#N/A"},{"$error":"#N/A"},{"$error":"#N/A"},{"$error":"#N/A"},{"$error":"#N/A"},{"$error":"#N/A"},{"$error":"#N/A"}]
[null,{"$f":"IF(DataInput!B17553=$B$8,IF($B$9=$B$10,TRUE,IF(DataInput!E17553=$B$9,TRUE,FALSE)))","v":true},null,null,{"$f":"IF(B17554=TRUE,DataInput!B17553,NA())","v":"QLD"},{"$f":"IF($E17554=DataInput!$B17553,DataInput!C17553,NA())","v":"QNOR"},{"$f":"IF($E17554=DataInput!$B17553,DataInput!D17553,NA())","v":"Norwich Park (Rail)"},{"$f":"IF($E17554=DataInput!$B17553,DataInput!E17553,NA())","v":"Powerlink"},{"$f":"IF($E17554=DataInput!$B17553,DataInput!F17553,NA())","v":"Summer"},{"$f":"IF($E17554=DataInput!$B17553,DataInput!G17553,NA())","v":"Non-Coincident"},{"$f":"IF($E17554=DataInput!$B17553,DataInput!H17553,NA())","v":2013},{"$f":"IF($E17554=DataInput!$B17553,DataInput!I17553,NA())","v":"Actual"},{"$f":"IF($E17554=DataInput!$B17553,DataInput!J17553,NA())","v":"NA"},{"$f":"IF($E17554=DataInput!$B17553,DataInput!K17553,NA())","v":"NA"},null,null,"QLD Norwich Park (Rail)",null,null,null,null,false,null,null,{"$error":"#N/A"},{"$error":"#N/A"},{"$error":"#N/A"},{"$error":"#N/A"},{"$error":"#N/A"},{"$error":"#N/A"},{"$error":"#N/A"},{"$error":"#N/A"},{"$error":"#N/A"},{"$error":"#N/A"}]
[null,{"$f":"IF(DataInput!B17562=$B$8,IF($B$9=$B$10,TRUE,IF(DataInput!E17562=$B$9,TRUE,FALSE)))","v":true},null,null,{"$f":"IF(B17563=TRUE,DataInput!B17562,NA())","v":"QLD"},{"$f":"IF($E17563=DataInput!$B17562,DataInput!C17562,NA())","v":"QOKT"},{"$f":"IF($E17563=DataInput!$B17562,DataInput!D17562,NA())","v":"Oakey"},{"$f":"IF($E17563=DataInput!$B17562,DataInput!E17562,NA())","v":"Ergon"},{"$f":"IF($E17563=DataInput!$B17562,DataInput!F17562,NA())","v":"Summer"},{"$f":"IF($E17563=DataInput!$B17562,DataInput!G17562,NA())","v":"Non-Coincident"},{"$f":"IF($E17563=DataInput!$B17562,DataInput!H17562,NA())","v":2010},{"$f":"IF($E17563=DataInput!$B17562,DataInput!I17562,NA())","v":"Actual"},{"$f":"IF($E17563=DataInput!$B17562,DataInput!J17562,NA())","v":34.355600000000003},{"$f":"IF($E17563=DataInput!$B17562,DataInput!K17562,NA())","v":"NA"},null,null,"QLD Oakey",null,null,null,null,false,null,null,{"$error":"#N/A"},{"$error":"#N/A"},{"$error":"#N/A"},{"$error":"#N/A"},{"$error":"#N/A"},{"$error":"#N/A"},{"$error":"#N/A"},{"$error":"#N/A"},{"$error":"#N/A"},{"$error":"#N/A"}]
[null,{"$f":"IF(DataInput!B17601=$B$8,IF($B$9=$B$10,TRUE,IF(DataInput!E17601=$B$9,TRUE,FALSE)))","v":true},null,null,{"$f":"IF(B17602=TRUE,DataInput!B17601,NA())","v":"QLD"},{"$f":"IF($E17602=DataInput!$B17601,DataInput!C17601,NA())","v":"QPWD"},{"$f":"IF($E17602=DataInput!$B17601,DataInput!D17601,NA())","v":"Palmwoods"},{"$f":"IF($E17602=DataInput!$B17601,DataInput!E17601,NA())","v":"Energex"},{"$f":"IF($E17602=DataInput!$B17601,DataInput!F17601,NA())","v":"Winter"},{"$f":"IF($E17602=DataInput!$B17601,DataInput!G17601,NA())","v":"Non-Coincident"},{"$f":"IF($E17602=DataInput!$B17601,DataInput!H17601,NA())","v":2007},{"$f":"IF($E17602=DataInput!$B17601,DataInput!I17601,NA())","v":"Actual"},{"$f":"IF($E17602=DataInput!$B17601,DataInput!J17601,NA())","v":379.17298},{"$f":"IF($E17602=DataInput!$B17601,DataInput!K17601,NA())","v":"NA"},null,null,"QLD Palmwoods",null,null,null,null,false,null,null,{"$error":"#N/A"},{"$error":"#N/A"},{"$error":"#N/A"},{"$error":"#N/A"},{"$error":"#N/A"},{"$error":"#N/A"},{"$error":"#N/A"},{"$error":"#N/A"},{"$error":"#N/A"},{"$error":"#N/A"}]
[null,{"$f":"IF(DataInput!B17632=$B$8,IF($B$9=$B$10,TRUE,IF(DataInput!E17632=$B$9,TRUE,FALSE)))","v":true},null,null,{"$f":"IF(B17633=TRUE,DataInput!B17632,NA())","v":"QLD"},{"$f":"IF($E17633=DataInput!$B17632,DataInput!C17632,NA())","v":"QPKD"},{"$f":"IF($E17633=DataInput!$B17632,DataInput!D17632,NA())","v":"Peak Downs (Rail)"},{"$f":"IF($E17633=DataInput!$B17632,DataInput!E17632,NA())","v":"Powerlink"},{"$f":"IF($E17633=DataInput!$B17632,DataInput!F17632,NA())","v":"Summer"},{"$f":"IF($E17633=DataInput!$B17632,DataInput!G17632,NA())","v":"Non-Coincident"},{"$f":"IF($E17633=DataInput!$B17632,DataInput!H17632,NA())","v":2013},{"$f":"IF($E17633=DataInput!$B17632,DataInput!I17632,NA())","v":"Actual"},{"$f":"IF($E17633=DataInput!$B17632,DataInput!J17632,NA())","v":"NA"},{"$f":"IF($E17633=DataInput!$B17632,DataInput!K17632,NA())","v":"NA"},null,null,"QLD Peak Downs (Rail)",null,null,null,null,false,null,null,{"$error":"#N/A"},{"$error":"#N/A"},{"$error":"#N/A"},{"$error":"#N/A"},{"$error":"#N/A"},{"$error":"#N/A"},{"$error":"#N/A"},{"$error":"#N/A"},{"$error":"#N/A"},{"$error":"#N/A"}]
[null,{"$f":"IF(DataInput!B17650=$B$8,IF($B$9=$B$10,TRUE,IF(DataInput!E17650=$B$9,TRUE,FALSE)))","v":true},null,null,{"$f":"IF(B17651=TRUE,DataInput!B17650,NA())","v":"QLD"},{"$f":"IF($E17651=DataInput!$B17650,DataInput!C17650,NA())","v":"QPIV"},{"$f":"IF($E17651=DataInput!$B17650,DataInput!D17650,NA())","v":"Pioneer Valley"},{"$f":"IF($E17651=DataInput!$B17650,DataInput!E17650,NA())","v":"Ergon"},{"$f":"IF($E17651=DataInput!$B17650,DataInput!F17650,NA())","v":"Summer"},{"$f":"IF($E17651=DataInput!$B17650,DataInput!G17650,NA())","v":"Non-Coincident"},{"$f":"IF($E17651=DataInput!$B17650,DataInput!H17650,NA())","v":2012},{"$f":"IF($E17651=DataInput!$B17650,DataInput!I17650,NA())","v":"Actual"},{"$f":"IF($E17651=DataInput!$B17650,DataInput!J17650,NA())","v":61.789679999999997},{"$f":"IF($E17651=DataInput!$B17650,DataInput!K17650,NA())","v":"NA"},null,null,"QLD Pioneer Valley",null,null,null,null,false,null,null,{"$error":"#N/A"},{"$error":"#N/A"},{"$error":"#N/A"},{"$error":"#N/A"},{"$error":"#N/A"},{"$error":"#N/A"},{"$error":"#N/A"},{"$error":"#N/A"},{"$error":"#N/A"},{"$error":"#N/A"}]
[null,{"$f":"IF(DataInput!B17685=$B$8,IF($B$9=$B$10,TRUE,IF(DataInput!E17685=$B$9,TRUE,FALSE)))","v":true},null,null,{"$f":"IF(B17686=TRUE,DataInput!B17685,NA())","v":"QLD"},{"$f":"IF($E17686=DataInput!$B17685,DataInput!C17685,NA())","v":"QQAH"},{"$f":"IF($E17686=DataInput!$B17685,DataInput!D17685,NA())","v":"Queensland Alumina Ltd (Gladstone South)"},{"$f":"IF($E17686=DataInput!$B17685,DataInput!E17685,NA())","v":"Powerlink"},{"$f":"IF($E17686=DataInput!$B17685,DataInput!F17685,NA())","v":"Winter"},{"$f":"IF($E17686=DataInput!$B17685,DataInput!G17685,NA())","v":"Non-Coincident"},{"$f":"IF($E17686=DataInput!$B17685,DataInput!H17685,NA())","v":2009},{"$f":"IF($E17686=DataInput!$B17685,DataInput!I17685,NA())","v":"Actual"},{"$f":"IF($E17686=DataInput!$B17685,DataInput!J17685,NA())","v":"NA"},{"$f":"IF($E17686=DataInput!$B17685,DataInput!K17685,NA())","v":"NA"},null,null,"QLD Queensland Alumina Ltd (Gladstone South)",null,null,null,null,false,null,null,{"$error":"#N/A"},{"$error":"#N/A"},{"$error":"#N/A"},{"$error":"#N/A"},{"$error":"#N/A"},{"$error":"#N/A"},{"$error":"#N/A"},{"$error":"#N/A"},{"$error":"#N/A"},{"$error":"#N/A"}]
[null,{"$f":"IF(DataInput!B17711=$B$8,IF($B$9=$B$10,TRUE,IF(DataInput!E17711=$B$9,TRUE,FALSE)))","v":true},null,null,{"$f":"IF(B17712=TRUE,DataInput!B17711,NA())","v":"QLD"},{"$f":"IF($E17712=DataInput!$B17711,DataInput!C17711,NA())","v":"QQNH"},{"$f":"IF($E17712=DataInput!$B17711,DataInput!D17711,NA())","v":"Queensland Nickel (Yabulu)"},{"$f":"IF($E17712=DataInput!$B17711,DataInput!E17711,NA())","v":"Powerlink"},{"$f":"IF($E17712=DataInput!$B17711,DataInput!F17711,NA())","v":"Winter"},{"$f":"IF($E17712=DataInput!$B17711,DataInput!G17711,NA())","v":"Non-Coincident"},{"$f":"IF($E17712=DataInput!$B17711,DataInput!H17711,NA())","v":2012},{"$f":"IF($E17712=DataInput!$B17711,DataInput!I17711,NA())","v":"Actual"},{"$f":"IF($E17712=DataInput!$B17711,DataInput!J17711,NA())","v":"NA"},{"$f":"IF($E17712=DataInput!$B17711,DataInput!K17711,NA())","v":"NA"},null,null,"QLD Queensland Nickel (Yabulu)",null,null,null,null,false,null,null,{"$error":"#N/A"},{"$error":"#N/A"},{"$error":"#N/A"},{"$error":"#N/A"},{"$error":"#N/A"},{"$error":"#N/A"},{"$error":"#N/A"},{"$error":"#N/A"},{"$error":"#N/A"},{"$error":"#N/A"}]
[null,{"$f":"IF(DataInput!B17758=$B$8,IF($B$9=$B$10,TRUE,IF(DataInput!E17758=$B$9,TRUE,FALSE)))","v":true},null,null,{"$f":"IF(B17759=TRUE,DataInput!B17758,NA())","v":"QLD"},{"$f":"IF($E17759=DataInput!$B17758,DataInput!C17758,NA())","v":"QRLD"},{"$f":"IF($E17759=DataInput!$B17758,DataInput!D17758,NA())","v":"Richlands"},{"$f":"IF($E17759=DataInput!$B17758,DataInput!E17758,NA())","v":"Energex"},{"$f":"IF($E17759=DataInput!$B17758,DataInput!F17758,NA())","v":"Winter"},{"$f":"IF($E17759=DataInput!$B17758,DataInput!G17758,NA())","v":"Non-Coincident"},{"$f":"IF($E17759=DataInput!$B17758,DataInput!H17758,NA())","v":2011},{"$f":"IF($E17759=DataInput!$B17758,DataInput!I17758,NA())","v":"Actual"},{"$f":"IF($E17759=DataInput!$B17758,DataInput!J17758,NA())","v":94.698880000000003},{"$f":"IF($E17759=DataInput!$B17758,DataInput!K17758,NA())","v":"NA"},null,null,"QLD Richlands",null,null,null,null,false,null,null,{"$error":"#N/A"},{"$error":"#N/A"},{"$error":"#N/A"},{"$error":"#N/A"},{"$error":"#N/A"},{"$error":"#N/A"},{"$error":"#N/A"},{"$error":"#N/A"},{"$error":"#N/A"},{"$error":"#N/A"}]
[null,{"$f":"IF(DataInput!B17789=$B$8,IF($B$9=$B$10,TRUE,IF(DataInput!E17789=$B$9,TRUE,FALSE)))","v":true},null,null,{"$f":"IF(B17790=TRUE,DataInput!B17789,NA())","v":"QLD"},{"$f":"IF($E17790=DataInput!$B17789,DataInput!C17789,NA())","v":"QRCK"},{"$f":"IF($E17790=DataInput!$B17789,DataInput!D17789,NA())","v":"Rocklands (Rail)"},{"$f":"IF($E17790=DataInput!$B17789,DataInput!E17789,NA())","v":"Powerlink"},{"$f":"IF($E17790=DataInput!$B17789,DataInput!F17789,NA())","v":"Summer"},{"$f":"IF($E17790=DataInput!$B17789,DataInput!G17789,NA())","v":"Non-Coincident"},{"$f":"IF($E17790=DataInput!$B17789,DataInput!H17789,NA())","v":2007},{"$f":"IF($E17790=DataInput!$B17789,DataInput!I17789,NA())","v":"Actual"},{"$f":"IF($E17790=DataInput!$B17789,DataInput!J17789,NA())","v":"NA"},{"$f":"IF($E17790=DataInput!$B17789,DataInput!K17789,NA())","v":"NA"},null,null,"QLD Rocklands (Rail)",null,null,null,null,false,null,null,{"$error":"#N/A"},{"$error":"#N/A"},{"$error":"#N/A"},{"$error":"#N/A"},{"$error":"#N/A"},{"$error":"#N/A"},{"$error":"#N/A"},{"$error":"#N/A"},{"$error":"#N/A"},{"$error":"#N/A"}]
[null,{"$f":"IF(DataInput!B17812=$B$8,IF($B$9=$B$10,TRUE,IF(DataInput!E17812=$B$9,TRUE,FALSE)))","v":true},null,null,{"$f":"IF(B17813=TRUE,DataInput!B17812,NA())","v":"QLD"},{"$f":"IF($E17813=DataInput!$B17812,DataInput!C17812,NA())","v":"QRLE"},{"$f":"IF($E17813=DataInput!$B17812,DataInput!D17812,NA())","v":"Rocklea (Archerfield)"},{"$f":"IF($E17813=DataInput!$B17812,DataInput!E17812,NA())","v":"Energex"},{"$f":"IF($E17813=DataInput!$B17812,DataInput!F17812,NA())","v":"Winter"},{"$f":"IF($E17813=DataInput!$B17812,DataInput!G17812,NA())","v":"Non-Coincident"},{"$f":"IF($E17813=DataInput!$B17812,DataInput!H17812,NA())","v":2008},{"$f":"IF($E17813=DataInput!$B17812,DataInput!I17812,NA())","v":"Actual"},{"$f":"IF($E17813=DataInput!$B17812,DataInput!J17812,NA())","v":82.78998},{"$f":"IF($E17813=DataInput!$B17812,DataInput!K17812,NA())","v":"NA"},null,null,"QLD Rocklea (Archerfield)",null,null,null,null,false,null,null,{"$error":"#N/A"},{"$error":"#N/A"},{"$error":"#N/A"},{"$error":"#N/A"},{"$error":"#N/A"},{"$error":"#N/A"},{"$error":"#N/A"},{"$error":"#N/A"},{"$error":"#N/A"},{"$error":"#N/A"}]
[null,{"$f":"IF(DataInput!B17837=$B$8,IF($B$9=$B$10,TRUE,IF(DataInput!E17837=$B$9,TRUE,FALSE)))","v":true},null,null,{"$f":"IF(B17838=TRUE,DataInput!B17837,NA())","v":"QLD"},{"$f":"IF($E17838=DataInput!$B17837,DataInput!C17837,NA())","v":"QROS"},{"$f":"IF($E17838=DataInput!$B17837,DataInput!D17837,NA())","v":"Ross"},{"$f":"IF($E17838=DataInput!$B17837,DataInput!E17837,NA())","v":"Ergon"},{"$f":"IF($E17838=DataInput!$B17837,DataInput!F17837,NA())","v":"Summer"},{"$f":"IF($E17838=DataInput!$B17837,DataInput!G17837,NA())","v":"Non-Coincident"},{"$f":"IF($E17838=DataInput!$B17837,DataInput!H17837,NA())","v":2011},{"$f":"IF($E17838=DataInput!$B17837,DataInput!I17837,NA())","v":"Actual"},{"$f":"IF($E17838=DataInput!$B17837,DataInput!J17837,NA())","v":40.018259999999998},{"$f":"IF($E17838=DataInput!$B17837,DataInput!K17837,NA())","v":"NA"},null,null,"QLD Ross",null,null,null,null,false,null,null,{"$error":"#N/A"},{"$error":"#N/A"},{"$error":"#N/A"},{"$error":"#N/A"},{"$error":"#N/A"},{"$error":"#N/A"},{"$error":"#N/A"},{"$error":"#N/A"},{"$error":"#N/A"},{"$error":"#N/A"}]
[null,{"$f":"IF(DataInput!B17868=$B$8,IF($B$9=$B$10,TRUE,IF(DataInput!E17868=$B$9,TRUE,FALSE)))","v":true},null,null,{"$f":"IF(B17869=TRUE,DataInput!B17868,NA())","v":"QLD"},{"$f":"IF($E17869=DataInput!$B17868,DataInput!C17868,NA())","v":"QSPN"},{"$f":"IF($E17869=DataInput!$B17868,DataInput!D17868,NA())","v":"South Pine"},{"$f":"IF($E17869=DataInput!$B17868,DataInput!E17868,NA())","v":"Energex"},{"$f":"IF($E17869=DataInput!$B17868,DataInput!F17868,NA())","v":"Winter"},{"$f":"IF($E17869=DataInput!$B17868,DataInput!G17868,NA())","v":"Non-Coincident"},{"$f":"IF($E17869=DataInput!$B17868,DataInput!H17868,NA())","v":2006},{"$f":"IF($E17869=DataInput!$B17868,DataInput!I17868,NA())","v":"Actual"},{"$f":"IF($E17869=DataInput!$B17868,DataInput!J17868,NA())","v":678.81399199999998},{"$f":"IF($E17869=DataInput!$B17868,DataInput!K17868,NA())","v":"NA"},null,null,"QLD South Pine",null,null,null,null,false,null,null,{"$error":"#N/A"},{"$error":"#N/A"},{"$error":"#N/A"},{"$error":"#N/A"},{"$error":"#N/A"},{"$error":"#N/A"},{"$error":"#N/A"},{"$error":"#N/A"},{"$error":"#N/A"},{"$error":"#N/A"}]
[null,{"$f":"IF(DataInput!B17886=$B$8,IF($B$9=$B$10,TRUE,IF(DataInput!E17886=$B$9,TRUE,FALSE)))","v":true},null,null,{"$f":"IF(B17887=TRUE,DataInput!B17886,NA())","v":"QLD"},{"$f":"IF($E17887=DataInput!$B17886,DataInput!C17886,NA())","v":"QSPN"},{"$f":"IF($E17887=DataInput!$B17886,DataInput!D17886,NA())","v":"South Pine"},{"$f":"IF($E17887=DataInput!$B17886,DataInput!E17886,NA())","v":"Energex"},{"$f":"IF($E17887=DataInput!$B17886,DataInput!F17886,NA())","v":"Winter"},{"$f":"IF($E17887=DataInput!$B17886,DataInput!G17886,NA())","v":"Non-Coincident"},{"$f":"IF($E17887=DataInput!$B17886,DataInput!H17886,NA())","v":2015},{"$f":"IF($E17887=DataInput!$B17886,DataInput!I17886,NA())","v":"Actual"},{"$f":"IF($E17887=DataInput!$B17886,DataInput!J17886,NA())","v":721.59186599999998},{"$f":"IF($E17887=DataInput!$B17886,DataInput!K17886,NA())","v":"NA"},null,null,"QLD South Pine",null,null,null,null,false,null,null,{"$error":"#N/A"},{"$error":"#N/A"},{"$error":"#N/A"},{"$error":"#N/A"},{"$error":"#N/A"},{"$error":"#N/A"},{"$error":"#N/A"},{"$error":"#N/A"},{"$error":"#N/A"},{"$error":"#N/A"}]
[null,{"$f":"IF(DataInput!B17907=$B$8,IF($B$9=$B$10,TRUE,IF(DataInput!E17907=$B$9,TRUE,FALSE)))","v":true},null,null,{"$f":"IF(B17908=TRUE,DataInput!B17907,NA())","v":"QLD"},{"$f":"IF($E17908=DataInput!$B17907,DataInput!C17907,NA())","v":"QSUM"},{"$f":"IF($E17908=DataInput!$B17907,DataInput!D17907,NA())","v":"Sumner"},{"$f":"IF($E17908=DataInput!$B17907,DataInput!E17907,NA())","v":"Energex"},{"$f":"IF($E17908=DataInput!$B17907,DataInput!F17907,NA())","v":"Winter"},{"$f":"IF($E17908=DataInput!$B17907,DataInput!G17907,NA())","v":"Non-Coincident"},{"$f":"IF($E17908=DataInput!$B17907,DataInput!H17907,NA())","v":2007},{"$f":"IF($E17908=DataInput!$B17907,DataInput!I17907,NA())","v":"Actual"},{"$f":"IF($E17908=DataInput!$B17907,DataInput!J17907,NA())","v":28.229579999999999},{"$f":"IF($E17908=DataInput!$B17907,DataInput!K17907,NA())","v":"NA"},null,null,"QLD Sumner",null,null,null,null,false,null,null,{"$error":"#N/A"},{"$error":"#N/A"},{"$error":"#N/A"},{"$error":"#N/A"},{"$error":"#N/A"},{"$error":"#N/A"},{"$error":"#N/A"},{"$error":"#N/A"},{"$error":"#N/A"},{"$error":"#N/A"}]
[null,{"$f":"IF(DataInput!B17947=$B$8,IF($B$9=$B$10,TRUE,IF(DataInput!E17947=$B$9,TRUE,FALSE)))","v":true},null,null,{"$f":"IF(B17948=TRUE,DataInput!B17947,NA())","v":"QLD"},{"$f":"IF($E17948=DataInput!$B17947,DataInput!C17947,NA())","v":"QTRL"},{"$f":"IF($E17948=DataInput!$B17947,DataInput!D17947,NA())","v":"Tarong"},{"$f":"IF($E17948=DataInput!$B17947,DataInput!E17947,NA())","v":"Ergon"},{"$f":"IF($E17948=DataInput!$B17947,DataInput!F17947,NA())","v":"Winter"},{"$f":"IF($E17948=DataInput!$B17947,DataInput!G17947,NA())","v":"Non-Coincident"},{"$f":"IF($E17948=DataInput!$B17947,DataInput!H17947,NA())","v":2007},{"$f":"IF($E17948=DataInput!$B17947,DataInput!I17947,NA())","v":"Actual"},{"$f":"IF($E17948=DataInput!$B17947,DataInput!J17947,NA())","v":42.06},{"$f":"IF($E17948=DataInput!$B17947,DataInput!K17947,NA())","v":"NA"},null,null,"QLD Tarong",null,null,null,null,false,null,null,{"$error":"#N/A"},{"$error":"#N/A"},{"$error":"#N/A"},{"$error":"#N/A"},{"$error":"#N/A"},{"$error":"#N/A"},{"$error":"#N/A"},{"$error":"#N/A"},{"$error":"#N/A"},{"$error":"#N/A"}]
[null,{"$f":"IF(DataInput!B17965=$B$8,IF($B$9=$B$10,TRUE,IF(DataInput!E17965=$B$9,TRUE,FALSE)))","v":true},null,null,{"$f":"IF(B17966=TRUE,DataInput!B17965,NA())","v":"QLD"},{"$f":"IF($E17966=DataInput!$B17965,DataInput!C17965,NA())","v":"QTBC"},{"$f":"IF($E17966=DataInput!$B17965,DataInput!D17965,NA())","v":"Teebar Creek"},{"$f":"IF($E17966=DataInput!$B17965,DataInput!E17965,NA())","v":"Ergon"},{"$f":"IF($E17966=DataInput!$B17965,DataInput!F17965,NA())","v":"Summer"},{"$f":"IF($E17966=DataInput!$B17965,DataInput!G17965,NA())","v":"Non-Coincident"},{"$f":"IF($E17966=DataInput!$B17965,DataInput!H17965,NA())","v":2008},{"$f":"IF($E17966=DataInput!$B17965,DataInput!I17965,NA())","v":"Actual"},{"$f":"IF($E17966=DataInput!$B17965,DataInput!J17965,NA())","v":80.741439999999997},{"$f":"IF($E17966=DataInput!$B17965,DataInput!K17965,NA())","v":"NA"},null,null,"QLD Teebar Creek",null,null,null,null,false,null,null,{"$error":"#N/A"},{"$error":"#N/A"},{"$error":"#N/A"},{"$error":"#N/A"},{"$error":"#N/A"},{"$error":"#N/A"},{"$error":"#N/A"},{"$error":"#N/A"},{"$error":"#N/A"},{"$error":"#N/A"}]
[null,{"$f":"IF(DataInput!B17996=$B$8,IF($B$9=$B$10,TRUE,IF(DataInput!E17996=$B$9,TRUE,FALSE)))","v":true},null,null,{"$f":"IF(B17997=TRUE,DataInput!B17996,NA())","v":"QLD"},{"$f":"IF($E17997=DataInput!$B17996,DataInput!C17996,NA())","v":"QTNS"},{"$f":"IF($E17997=DataInput!$B17996,DataInput!D17996,NA())","v":"Tennyson"},{"$f":"IF($E17997=DataInput!$B17996,DataInput!E17996,NA())","v":"Energex"},{"$f":"IF($E17997=DataInput!$B17996,DataInput!F17996,NA())","v":"Winter"},{"$f":"IF($E17997=DataInput!$B17996,DataInput!G17996,NA())","v":"Non-Coincident"},{"$f":"IF($E17997=DataInput!$B17996,DataInput!H17996,NA())","v":2013},{"$f":"IF($E17997=DataInput!$B17996,DataInput!I17996,NA())","v":"Actual"},{"$f":"IF($E17997=DataInput!$B17996,DataInput!J17996,NA())","v":150.511},{"$f":"IF($E17997=DataInput!$B17996,DataInput!K17996,NA())","v":"NA"},null,null,"QLD Tennyson",null,null,null,null,false,null,null,{"$error":"#N/A"},{"$error":"#N/A"},{"$error":"#N/A"},{"$error":"#N/A"},{"$error":"#N/A"},{"$error":"#N/A"},{"$error":"#N/A"},{"$error":"#N/A"},{"$error":"#N/A"},{"$error":"#N/A"}]
[null,{"$f":"IF(DataInput!B18034=$B$8,IF($B$9=$B$10,TRUE,IF(DataInput!E18034=$B$9,TRUE,FALSE)))","v":true},null,null,{"$f":"IF(B18035=TRUE,DataInput!B18034,NA())","v":"QLD"},{"$f":"IF($E18035=DataInput!$B18034,DataInput!C18034,NA())","v":"QTZS"},{"$f":"IF($E18035=DataInput!$B18034,DataInput!D18034,NA())","v":"Townsville South (Kz)"},{"$f":"IF($E18035=DataInput!$B18034,DataInput!E18034,NA())","v":"Powerlink"},{"$f":"IF($E18035=DataInput!$B18034,DataInput!F18034,NA())","v":"Winter"},{"$f":"IF($E18035=DataInput!$B18034,DataInput!G18034,NA())","v":"Non-Coincident"},{"$f":"IF($E18035=DataInput!$B18034,DataInput!H18034,NA())","v":2012},{"$f":"IF($E18035=DataInput!$B18034,DataInput!I18034,NA())","v":"Actual"},{"$f":"IF($E18035=DataInput!$B18034,DataInput!J18034,NA())","v":"NA"},{"$f":"IF($E18035=DataInput!$B18034,DataInput!K18034,NA())","v":"NA"},null,null,"QLD Townsville South (Kz)",null,null,null,null,false,null,null,{"$error":"#N/A"},{"$error":"#N/A"},{"$error":"#N/A"},{"$error":"#N/A"},{"$error":"#N/A"},{"$error":"#N/A"},{"$error":"#N/A"},{"$error":"#N/A"},{"$error":"#N/A"},{"$error":"#N/A"}]
[null,{"$f":"IF(DataInput!B18073=$B$8,IF($B$9=$B$10,TRUE,IF(DataInput!E18073=$B$9,TRUE,FALSE)))","v":true},null,null,{"$f":"IF(B18074=TRUE,DataInput!B18073,NA())","v":"QLD"},{"$f":"IF($E18074=DataInput!$B18073,DataInput!C18073,NA())","v":"QTUL"},{"$f":"IF($E18074=DataInput!$B18073,DataInput!D18073,NA())","v":"Turkinje"},{"$f":"IF($E18074=DataInput!$B18073,DataInput!E18073,NA())","v":"Ergon"},{"$f":"IF($E18074=DataInput!$B18073,DataInput!F18073,NA())","v":"Summer"},{"$f":"IF($E18074=DataInput!$B18073,DataInput!G18073,NA())","v":"Non-Coincident"},{"$f":"IF($E18074=DataInput!$B18073,DataInput!H18073,NA())","v":2012},{"$f":"IF($E18074=DataInput!$B18073,DataInput!I18073,NA())","v":"Actual"},{"$f":"IF($E18074=DataInput!$B18073,DataInput!J18073,NA())","v":63.665351999999999},{"$f":"IF($E18074=DataInput!$B18073,DataInput!K18073,NA())","v":"NA"},null,null,"QLD Turkinje",null,null,null,null,false,null,null,{"$error":"#N/A"},{"$error":"#N/A"},{"$error":"#N/A"},{"$error":"#N/A"},{"$error":"#N/A"},{"$error":"#N/A"},{"$error":"#N/A"},{"$error":"#N/A"},{"$error":"#N/A"},{"$error":"#N/A"}]
[null,{"$f":"IF(DataInput!B18104=$B$8,IF($B$9=$B$10,TRUE,IF(DataInput!E18104=$B$9,TRUE,FALSE)))","v":true},null,null,{"$f":"IF(B18105=TRUE,DataInput!B18104,NA())","v":"QLD"},{"$f":"IF($E18105=DataInput!$B18104,DataInput!C18104,NA())","v":"QWSH"},{"$f":"IF($E18105=DataInput!$B18104,DataInput!D18104,NA())","v":"Wandoan South"},{"$f":"IF($E18105=DataInput!$B18104,DataInput!E18104,NA())","v":"Powerlink"},{"$f":"IF($E18105=DataInput!$B18104,DataInput!F18104,NA())","v":"Winter"},{"$f":"IF($E18105=DataInput!$B18104,DataInput!G18104,NA())","v":"Non-Coincident"},{"$f":"IF($E18105=DataInput!$B18104,DataInput!H18104,NA())","v":2015},{"$f":"IF($E18105=DataInput!$B18104,DataInput!I18104,NA())","v":"Actual"},{"$f":"IF($E18105=DataInput!$B18104,DataInput!J18104,NA())","v":"NA"},{"$f":"IF($E18105=DataInput!$B18104,DataInput!K18104,NA())","v":"NA"},null,null,"QLD Wandoan South",null,null,null,null,false,null,null,{"$error":"#N/A"},{"$error":"#N/A"},{"$error":"#N/A"},{"$error":"#N/A"},{"$error":"#N/A"},{"$error":"#N/A"},{"$error":"#N/A"},{"$error":"#N/A"},{"$error":"#N/A"},{"$error":"#N/A"}]
[null,{"$f":"IF(DataInput!B18122=$B$8,IF($B$9=$B$10,TRUE,IF(DataInput!E18122=$B$9,TRUE,FALSE)))","v":true},null,null,{"$f":"IF(B18123=TRUE,DataInput!B18122,NA())","v":"QLD"},{"$f":"IF($E18123=DataInput!$B18122,DataInput!C18122,NA())","v":"QWAN"},{"$f":"IF($E18123=DataInput!$B18122,DataInput!D18122,NA())","v":"Wandoo (Rail)"},{"$f":"IF($E18123=DataInput!$B18122,DataInput!E18122,NA())","v":"Powerlink"},{"$f":"IF($E18123=DataInput!$B18122,DataInput!F18122,NA())","v":"Winter"},{"$f":"IF($E18123=DataInput!$B18122,DataInput!G18122,NA())","v":"Non-Coincident"},{"$f":"IF($E18123=DataInput!$B18122,DataInput!H18122,NA())","v":2013},{"$f":"IF($E18123=DataInput!$B18122,DataInput!I18122,NA())","v":"Actual"},{"$f":"IF($E18123=DataInput!$B18122,DataInput!J18122,NA())","v":"NA"},{"$f":"IF($E18123=DataInput!$B18122,DataInput!K18122,NA())","v":"NA"},null,null,"QLD Wandoo (Rail)",null,null,null,null,false,null,null,{"$error":"#N/A"},{"$error":"#N/A"},{"$error":"#N/A"},{"$error":"#N/A"},{"$error":"#N/A"},{"$error":"#N/A"},{"$error":"#N/A"},{"$error":"#N/A"},{"$error":"#N/A"},{"$error":"#N/A"}]
[null,{"$f":"IF(DataInput!B18157=$B$8,IF($B$9=$B$10,TRUE,IF(DataInput!E18157=$B$9,TRUE,FALSE)))","v":true},null,null,{"$f":"IF(B18158=TRUE,DataInput!B18157,NA())","v":"QLD"},{"$f":"IF($E18158=DataInput!$B18157,DataInput!C18157,NA())","v":"QWLN"},{"$f":"IF($E18158=DataInput!$B18157,DataInput!D18157,NA())","v":"Woolooga (Ergon)"},{"$f":"IF($E18158=DataInput!$B18157,DataInput!E18157,NA())","v":"Ergon"},{"$f":"IF($E18158=DataInput!$B18157,DataInput!F18157,NA())","v":"Winter"},{"$f":"IF($E18158=DataInput!$B18157,DataInput!G18157,NA())","v":"Non-Coincident"},{"$f":"IF($E18158=DataInput!$B18157,DataInput!H18157,NA())","v":2011},{"$f":"IF($E18158=DataInput!$B18157,DataInput!I18157,NA())","v":"Actual"},{"$f":"IF($E18158=DataInput!$B18157,DataInput!J18157,NA())","v":16.607060000000001},{"$f":"IF($E18158=DataInput!$B18157,DataInput!K18157,NA())","v":"NA"},null,null,"QLD Woolooga (Ergon)",null,null,null,null,false,null,null,{"$error":"#N/A"},{"$error":"#N/A"},{"$error":"#N/A"},{"$error":"#N/A"},{"$error":"#N/A"},{"$error":"#N/A"},{"$error":"#N/A"},{"$error":"#N/A"},{"$error":"#N/A"},{"$error":"#N/A"}]
[null,{"$f":"IF(DataInput!B18170=$B$8,IF($B$9=$B$10,TRUE,IF(DataInput!E18170=$B$9,TRUE,FALSE)))","v":true},null,null,{"$f":"IF(B18171=TRUE,DataInput!B18170,NA())","v":"QLD"},{"$f":"IF($E18171=DataInput!$B18170,DataInput!C18170,NA())","v":"QWRE"},{"$f":"IF($E18171=DataInput!$B18170,DataInput!D18170,NA())","v":"Woree"},{"$f":"IF($E18171=DataInput!$B18170,DataInput!E18170,NA())","v":"Ergon"},{"$f":"IF($E18171=DataInput!$B18170,DataInput!F18170,NA())","v":"Winter"},{"$f":"IF($E18171=DataInput!$B18170,DataInput!G18170,NA())","v":"Non-Coincident"},{"$f":"IF($E18171=DataInput!$B18170,DataInput!H18170,NA())","v":2010},{"$f":"IF($E18171=DataInput!$B18170,DataInput!I18170,NA())","v":"Actual"},{"$f":"IF($E18171=DataInput!$B18170,DataInput!J18170,NA())","v":26.108519999999999},{"$f":"IF($E18171=DataInput!$B18170,DataInput!K18170,NA())","v":"NA"},null,null,"QLD Woree",null,null,null,null,false,null,null,{"$error":"#N/A"},{"$error":"#N/A"},{"$error":"#N/A"},{"$error":"#N/A"},{"$error":"#N/A"},{"$error":"#N/A"},{"$error":"#N/A"},{"$error":"#N/A"},{"$error":"#N/A"},{"$error":"#N/A"}]
[null,{"$f":"IF(DataInput!B18201=$B$8,IF($B$9=$B$10,TRUE,IF(DataInput!E18201=$B$9,TRUE,FALSE)))","v":true},null,null,{"$f":"IF(B18202=TRUE,DataInput!B18201,NA())","v":"QLD"},{"$f":"IF($E18202=DataInput!$B18201,DataInput!C18201,NA())","v":"QYAE"},{"$f":"IF($E18202=DataInput!$B18201,DataInput!D18201,NA())","v":"Yarwun - Boat Creek"},{"$f":"IF($E18202=DataInput!$B18201,DataInput!E18201,NA())","v":"Ergon"},{"$f":"IF($E18202=DataInput!$B18201,DataInput!F18201,NA())","v":"Winter"},{"$f":"IF($E18202=DataInput!$B18201,DataInput!G18201,NA())","v":"Non-Coincident"},{"$f":"IF($E18202=DataInput!$B18201,DataInput!H18201,NA())","v":2014},{"$f":"IF($E18202=DataInput!$B18201,DataInput!I18201,NA())","v":"Actual"},{"$f":"IF($E18202=DataInput!$B18201,DataInput!J18201,NA())","v":41.428400000000003},{"$f":"IF($E18202=DataInput!$B18201,DataInput!K18201,NA())","v":"NA"},null,null,"QLD Yarwun - Boat Creek",null,null,null,null,false,null,null,{"$error":"#N/A"},{"$error":"#N/A"},{"$error":"#N/A"},{"$error":"#N/A"},{"$error":"#N/A"},{"$error":"#N/A"},{"$error":"#N/A"},{"$error":"#N/A"},{"$error":"#N/A"},{"$error":"#N/A"}]
[null,{"$f":"IF(DataInput!B18232=$B$8,IF($B$9=$B$10,TRUE,IF(DataInput!E18232=$B$9,TRUE,FALSE)))","v":true},null,null,{"$f":"IF(B18233=TRUE,DataInput!B18232,NA())","v":"QLD"},{"$f":"IF($E18233=DataInput!$B18232,DataInput!C18232,NA())","v":"QABRQMRXloop"},{"$f":"IF($E18233=DataInput!$B18232,DataInput!D18232,NA())","v":"Abermain - Middle Ridge Loop"},{"$f":"IF($E18233=DataInput!$B18232,DataInput!E18232,NA())","v":"Energex"},{"$f":"IF($E18233=DataInput!$B18232,DataInput!F18232,NA())","v":"Winter"},{"$f":"IF($E18233=DataInput!$B18232,DataInput!G18232,NA())","v":"Coincident"},{"$f":"IF($E18233=DataInput!$B18232,DataInput!H18232,NA())","v":2013},{"$f":"IF($E18233=DataInput!$B18232,DataInput!I18232,NA())","v":"Actual"},{"$f":"IF($E18233=DataInput!$B18232,DataInput!J18232,NA())","v":62.903877999999999},{"$f":"IF($E18233=DataInput!$B18232,DataInput!K18232,NA())","v":"NA"},null,null,"QLD Abermain - Middle Ridge Loop",null,null,null,null,true,null,null,"QLD","QABRQMRXloop","Abermain - Middle Ridge Loop","Energex","Winter","Coincident",2013,"Actual",62.903877999999999,"NA"]
[null,{"$f":"IF(DataInput!B18256=$B$8,IF($B$9=$B$10,TRUE,IF(DataInput!E18256=$B$9,TRUE,FALSE)))","v":true},null,null,{"$f":"IF(B18257=TRUE,DataInput!B18256,NA())","v":"QLD"},{"$f":"IF($E18257=DataInput!$B18256,DataInput!C18256,NA())","v":"QABM"},{"$f":"IF($E18257=DataInput!$B18256,DataInput!D18256,NA())","v":"Abermain 33"},{"$f":"IF($E18257=DataInput!$B18256,DataInput!E18256,NA())","v":"Energex"},{"$f":"IF($E18257=DataInput!$B18256,DataInput!F18256,NA())","v":"Winter"},{"$f":"IF($E18257=DataInput!$B18256,DataInput!G18256,NA())","v":"Coincident"},{"$f":"IF($E18257=DataInput!$B18256,DataInput!H18256,NA())","v":2015},{"$f":"IF($E18257=DataInput!$B18256,DataInput!I18256,NA())","v":"Actual"},{"$f":"IF($E18257=DataInput!$B18256,DataInput!J18256,NA())","v":65.677601999999993},{"$f":"IF($E18257=DataInput!$B18256,DataInput!K18256,NA())","v":"NA"},null,null,"QLD Abermain 33",null,null,null,null,false,null,null,{"$error":"#N/A"},{"$error":"#N/A"},{"$error":"#N/A"},{"$error":"#N/A"},{"$error":"#N/A"},{"$error":"#N/A"},{"$error":"#N/A"},{"$error":"#N/A"},{"$error":"#N/A"},{"$error":"#N/A"}]
[null,{"$f":"IF(DataInput!B18280=$B$8,IF($B$9=$B$10,TRUE,IF(DataInput!E18280=$B$9,TRUE,FALSE)))","v":true},null,null,{"$f":"IF(B18281=TRUE,DataInput!B18280,NA())","v":"QLD"},{"$f":"IF($E18281=DataInput!$B18280,DataInput!C18280,NA())","v":"QALG"},{"$f":"IF($E18281=DataInput!$B18280,DataInput!D18280,NA())","v":"Algester"},{"$f":"IF($E18281=DataInput!$B18280,DataInput!E18280,NA())","v":"Energex"},{"$f":"IF($E18281=DataInput!$B18280,DataInput!F18280,NA())","v":"Summer"},{"$f":"IF($E18281=DataInput!$B18280,DataInput!G18280,NA())","v":"Coincident"},{"$f":"IF($E18281=DataInput!$B18280,DataInput!H18280,NA())","v":2009},{"$f":"IF($E18281=DataInput!$B18280,DataInput!I18280,NA())","v":"Actual"},{"$f":"IF($E18281=DataInput!$B18280,DataInput!J18280,NA())","v":66.757019999999997},{"$f":"IF($E18281=DataInput!$B18280,DataInput!K18280,NA())","v":"NA"},null,null,"QLD Algester",null,null,null,null,false,null,null,{"$error":"#N/A"},{"$error":"#N/A"},{"$error":"#N/A"},{"$error":"#N/A"},{"$error":"#N/A"},{"$error":"#N/A"},{"$error":"#N/A"},{"$error":"#N/A"},{"$error":"#N/A"},{"$error":"#N/A"}]
[null,{"$f":"IF(DataInput!B18311=$B$8,IF($B$9=$B$10,TRUE,IF(DataInput!E18311=$B$9,TRUE,FALSE)))","v":true},null,null,{"$f":"IF(B18312=TRUE,DataInput!B18311,NA())","v":"QLD"},{"$f":"IF($E18312=DataInput!$B18311,DataInput!C18311,NA())","v":"QALC"},{"$f":"IF($E18312=DataInput!$B18311,DataInput!D18311,NA())","v":"Alligator Creek 33"},{"$f":"IF($E18312=DataInput!$B18311,DataInput!E18311,NA())","v":"Ergon"},{"$f":"IF($E18312=DataInput!$B18311,DataInput!F18311,NA())","v":"Summer"},{"$f":"IF($E18312=DataInput!$B18311,DataInput!G18311,NA())","v":"Coincident"},{"$f":"IF($E18312=DataInput!$B18311,DataInput!H18311,NA())","v":2008},{"$f":"IF($E18312=DataInput!$B18311,DataInput!I18311,NA())","v":"Actual"},{"$f":"IF($E18312=DataInput!$B18311,DataInput!J18311,NA())","v":31.751159999999999},{"$f":"IF($E18312=DataInput!$B18311,DataInput!K18311,NA())","v":"NA"},null,null,{"$f":"IF(OR(ISERROR(E18312),ISERROR(G18312)),\"  \",E18312&\" \"&G18312)","v":"QLD Alligator Creek 33"},null,null,null,null,false,null,null,{"$error":"#N/A"},{"$error":"#N/A"},{"$error":"#N/A"},{"$error":"#N/A"},{"$error":"#N/A"},{"$error":"#N/A"},{"$error":"#N/A"},{"$error":"#N/A"},{"$error":"#N/A"},{"$error":"#N/A"}]
[null,{"$f":"IF(DataInput!B18358=$B$8,IF($B$9=$B$10,TRUE,IF(DataInput!E18358=$B$9,TRUE,FALSE)))","v":true},null,null,{"$f":"IF(B18359=TRUE,DataInput!B18358,NA())","v":"QLD"},{"$f":"IF($E18359=DataInput!$B18358,DataInput!C18358,NA())","v":"QAGW"},{"$f":"IF($E18359=DataInput!$B18358,DataInput!D18358,NA())","v":"Ashgrove West 33"},{"$f":"IF($E18359=DataInput!$B18358,DataInput!E18358,NA())","v":"Energex"},{"$f":"IF($E18359=DataInput!$B18358,DataInput!F18358,NA())","v":"Summer"},{"$f":"IF($E18359=DataInput!$B18358,DataInput!G18358,NA())","v":"Coincident"},{"$f":"IF($E18359=DataInput!$B18358,DataInput!H18358,NA())","v":2016},{"$f":"IF($E18359=DataInput!$B18358,DataInput!I18358,NA())","v":"Actual"},{"$f":"IF($E18359=DataInput!$B18358,DataInput!J18358,NA())","v":68.173136},{"$f":"IF($E18359=DataInput!$B18358,DataInput!K18358,NA())","v":"NA"},null,null,"QLD Ashgrove West 33",null,null,null,null,false,null,null,{"$error":"#N/A"},{"$error":"#N/A"},{"$error":"#N/A"},{"$error":"#N/A"},{"$error":"#N/A"},{"$error":"#N/A"},{"$error":"#N/A"},{"$error":"#N/A"},{"$error":"#N/A"},{"$error":"#N/A"}]
[null,{"$f":"IF(DataInput!B18379=$B$8,IF($B$9=$B$10,TRUE,IF(DataInput!E18379=$B$9,TRUE,FALSE)))","v":true},null,null,{"$f":"IF(B18380=TRUE,DataInput!B18379,NA())","v":"QLD"},{"$f":"IF($E18380=DataInput!$B18379,DataInput!C18379,NA())","v":"QBMH"},{"$f":"IF($E18380=DataInput!$B18379,DataInput!D18379,NA())","v":"Belmont Wecker Road 110"},{"$f":"IF($E18380=DataInput!$B18379,DataInput!E18379,NA())","v":"Energex"},{"$f":"IF($E18380=DataInput!$B18379,DataInput!F18379,NA())","v":"Winter"},{"$f":"IF($E18380=DataInput!$B18379,DataInput!G18379,NA())","v":"Coincident"},{"$f":"IF($E18380=DataInput!$B18379,DataInput!H18379,NA())","v":2009},{"$f":"IF($E18380=DataInput!$B18379,DataInput!I18379,NA())","v":"Actual"},{"$f":"IF($E18380=DataInput!$B18379,DataInput!J18379,NA())","v":197.00592800000001},{"$f":"IF($E18380=DataInput!$B18379,DataInput!K18379,NA())","v":"NA"},null,null,"QLD Belmont Wecker Road 110",null,null,null,null,{"$f":"IF(ISERROR(G18380),FALSE,IF($V$9=G18380,TRUE,FALSE))","v":false},null,null,{"$error":"#N/A"},{"$error":"#N/A"},{"$error":"#N/A"},{"$error":"#N/A"},{"$error":"#N/A"},{"$error":"#N/A"},{"$error":"#N/A"},{"$error":"#N/A"},{"$error":"#N/A"},{"$error":"#N/A"}]
[null,{"$f":"IF(DataInput!B18406=$B$8,IF($B$9=$B$10,TRUE,IF(DataInput!E18406=$B$9,TRUE,FALSE)))","v":true},null,null,{"$f":"IF(B18407=TRUE,DataInput!B18406,NA())","v":"QLD"},{"$f":"IF($E18407=DataInput!$B18406,DataInput!C18406,NA())","v":"QBBS"},{"$f":"IF($E18407=DataInput!$B18406,DataInput!D18406,NA())","v":"Belmont Wecker Road 33"},{"$f":"IF($E18407=DataInput!$B18406,DataInput!E18406,NA())","v":"Energex"},{"$f":"IF($E18407=DataInput!$B18406,DataInput!F18406,NA())","v":"Summer"},{"$f":"IF($E18407=DataInput!$B18406,DataInput!G18406,NA())","v":"Coincident"},{"$f":"IF($E18407=DataInput!$B18406,DataInput!H18406,NA())","v":2013},{"$f":"IF($E18407=DataInput!$B18406,DataInput!I18406,NA())","v":"Actual"},{"$f":"IF($E18407=DataInput!$B18406,DataInput!J18406,NA())","v":160.80341999999999},{"$f":"IF($E18407=DataInput!$B18406,DataInput!K18406,NA())","v":"NA"},null,null,"QLD Belmont Wecker Road 33",null,null,null,null,false,null,null,{"$error":"#N/A"},{"$error":"#N/A"},{"$error":"#N/A"},{"$error":"#N/A"},{"$error":"#N/A"},{"$error":"#N/A"},{"$error":"#N/A"},{"$error":"#N/A"},{"$error":"#N/A"},{"$error":"#N/A"}]
[null,{"$f":"IF(DataInput!B18437=$B$8,IF($B$9=$B$10,TRUE,IF(DataInput!E18437=$B$9,TRUE,FALSE)))","v":true},null,null,{"$f":"IF(B18438=TRUE,DataInput!B18437,NA())","v":"QLD"},{"$f":"IF($E18438=DataInput!$B18437,DataInput!C18437,NA())","v":"QBKS"},{"$f":"IF($E18438=DataInput!$B18437,DataInput!D18437,NA())","v":"Blackstone"},{"$f":"IF($E18438=DataInput!$B18437,DataInput!E18437,NA())","v":"Energex"},{"$f":"IF($E18438=DataInput!$B18437,DataInput!F18437,NA())","v":"Summer"},{"$f":"IF($E18438=DataInput!$B18437,DataInput!G18437,NA())","v":"Coincident"},{"$f":"IF($E18438=DataInput!$B18437,DataInput!H18437,NA())","v":2014},{"$f":"IF($E18438=DataInput!$B18437,DataInput!I18437,NA())","v":"Actual"},{"$f":"IF($E18438=DataInput!$B18437,DataInput!J18437,NA())","v":83.222279999999998},{"$f":"IF($E18438=DataInput!$B18437,DataInput!K18437,NA())","v":"NA"},null,null,"QLD Blackstone",null,null,null,null,false,null,null,{"$error":"#N/A"},{"$error":"#N/A"},{"$error":"#N/A"},{"$error":"#N/A"},{"$error":"#N/A"},{"$error":"#N/A"},{"$error":"#N/A"},{"$error":"#N/A"},{"$error":"#N/A"},{"$error":"#N/A"}]
[null,{"$f":"IF(DataInput!B18468=$B$8,IF($B$9=$B$10,TRUE,IF(DataInput!E18468=$B$9,TRUE,FALSE)))","v":true},null,null,{"$f":"IF(B18469=TRUE,DataInput!B18468,NA())","v":"QLD"},{"$f":"IF($E18469=DataInput!$B18468,DataInput!C18468,NA())","v":"QBWL"},{"$f":"IF($E18469=DataInput!$B18468,DataInput!D18468,NA())","v":"Blackwater 66/11"},{"$f":"IF($E18469=DataInput!$B18468,DataInput!E18468,NA())","v":"Ergon"},{"$f":"IF($E18469=DataInput!$B18468,DataInput!F18468,NA())","v":"Winter"},{"$f":"IF($E18469=DataInput!$B18468,DataInput!G18468,NA())","v":"Coincident"},{"$f":"IF($E18469=DataInput!$B18468,DataInput!H18468,NA())","v":2009},{"$f":"IF($E18469=DataInput!$B18468,DataInput!I18468,NA())","v":"Actual"},{"$f":"IF($E18469=DataInput!$B18468,DataInput!J18468,NA())","v":68.992140000000006},{"$f":"IF($E18469=DataInput!$B18468,DataInput!K18468,NA())","v":"NA"},null,null,"QLD Blackwater 66/11",null,null,null,null,false,null,null,{"$error":"#N/A"},{"$error":"#N/A"},{"$error":"#N/A"},{"$error":"#N/A"},{"$error":"#N/A"},{"$error":"#N/A"},{"$error":"#N/A"},{"$error":"#N/A"},{"$error":"#N/A"},{"$error":"#N/A"}]
[null,{"$f":"IF(DataInput!B18506=$B$8,IF($B$9=$B$10,TRUE,IF(DataInput!E18506=$B$9,TRUE,FALSE)))","v":true},null,null,{"$f":"IF(B18507=TRUE,DataInput!B18506,NA())","v":"QLD"},{"$f":"IF($E18507=DataInput!$B18506,DataInput!C18506,NA())","v":"QBNN"},{"$f":"IF($E18507=DataInput!$B18506,DataInput!D18506,NA())","v":"Bowen North"},{"$f":"IF($E18507=DataInput!$B18506,DataInput!E18506,NA())","v":"Ergon"},{"$f":"IF($E18507=DataInput!$B18506,DataInput!F18506,NA())","v":"Winter"},{"$f":"IF($E18507=DataInput!$B18506,DataInput!G18506,NA())","v":"Coincident"},{"$f":"IF($E18507=DataInput!$B18506,DataInput!H18506,NA())","v":2013},{"$f":"IF($E18507=DataInput!$B18506,DataInput!I18506,NA())","v":"Actual"},{"$f":"IF($E18507=DataInput!$B18506,DataInput!J18506,NA())","v":12.611700000000001},{"$f":"IF($E18507=DataInput!$B18506,DataInput!K18506,NA())","v":"NA"},null,null,"QLD Bowen North",null,null,null,null,false,null,null,{"$error":"#N/A"},{"$error":"#N/A"},{"$error":"#N/A"},{"$error":"#N/A"},{"$error":"#N/A"},{"$error":"#N/A"},{"$error":"#N/A"},{"$error":"#N/A"},{"$error":"#N/A"},{"$error":"#N/A"}]
[null,{"$f":"IF(DataInput!B18516=$B$8,IF($B$9=$B$10,TRUE,IF(DataInput!E18516=$B$9,TRUE,FALSE)))","v":true},null,null,{"$f":"IF(B18517=TRUE,DataInput!B18516,NA())","v":"QLD"},{"$f":"IF($E18517=DataInput!$B18516,DataInput!C18516,NA())","v":"QBOL"},{"$f":"IF($E18517=DataInput!$B18516,DataInput!D18516,NA())","v":"Boyne Island 132"},{"$f":"IF($E18517=DataInput!$B18516,DataInput!E18516,NA())","v":"Powerlink"},{"$f":"IF($E18517=DataInput!$B18516,DataInput!F18516,NA())","v":"Winter"},{"$f":"IF($E18517=DataInput!$B18516,DataInput!G18516,NA())","v":"Coincident"},{"$f":"IF($E18517=DataInput!$B18516,DataInput!H18516,NA())","v":2008},{"$f":"IF($E18517=DataInput!$B18516,DataInput!I18516,NA())","v":"Actual"},{"$f":"IF($E18517=DataInput!$B18516,DataInput!J18516,NA())","v":"NA"},{"$f":"IF($E18517=DataInput!$B18516,DataInput!K18516,NA())","v":"NA"},null,null,"QLD Boyne Island 132",null,null,null,null,false,null,null,{"$error":"#N/A"},{"$error":"#N/A"},{"$error":"#N/A"},{"$error":"#N/A"},{"$error":"#N/A"},{"$error":"#N/A"},{"$error":"#N/A"},{"$error":"#N/A"},{"$error":"#N/A"},{"$error":"#N/A"}]
[null,{"$f":"IF(DataInput!B18547=$B$8,IF($B$9=$B$10,TRUE,IF(DataInput!E18547=$B$9,TRUE,FALSE)))","v":true},null,null,{"$f":"IF(B18548=TRUE,DataInput!B18547,NA())","v":"QLD"},{"$f":"IF($E18548=DataInput!$B18547,DataInput!C18547,NA())","v":"QBOH"},{"$f":"IF($E18548=DataInput!$B18547,DataInput!D18547,NA())","v":"Boyne Island 275"},{"$f":"IF($E18548=DataInput!$B18547,DataInput!E18547,NA())","v":"Powerlink"},{"$f":"IF($E18548=DataInput!$B18547,DataInput!F18547,NA())","v":"Summer"},{"$f":"IF($E18548=DataInput!$B18547,DataInput!G18547,NA())","v":"Coincident"},{"$f":"IF($E18548=DataInput!$B18547,DataInput!H18547,NA())","v":2014},{"$f":"IF($E18548=DataInput!$B18547,DataInput!I18547,NA())","v":"Actual"},{"$f":"IF($E18548=DataInput!$B18547,DataInput!J18547,NA())","v":"NA"},{"$f":"IF($E18548=DataInput!$B18547,DataInput!K18547,NA())","v":"NA"},null,null,"QLD Boyne Island 275",null,null,null,null,false,null,null,{"$error":"#N/A"},{"$error":"#N/A"},{"$error":"#N/A"},{"$error":"#N/A"},{"$error":"#N/A"},{"$error":"#N/A"},{"$error":"#N/A"},{"$error":"#N/A"},{"$error":"#N/A"},{"$error":"#N/A"}]
[null,{"$f":"IF(DataInput!B18594=$B$8,IF($B$9=$B$10,TRUE,IF(DataInput!E18594=$B$9,TRUE,FALSE)))","v":true},null,null,{"$f":"IF(B18595=TRUE,DataInput!B18594,NA())","v":"QLD"},{"$f":"IF($E18595=DataInput!$B18594,DataInput!C18594,NA())","v":"QBLK"},{"$f":"IF($E18595=DataInput!$B18594,DataInput!D18594,NA())","v":"Bulli Creek (Waggamba)"},{"$f":"IF($E18595=DataInput!$B18594,DataInput!E18594,NA())","v":"Ergon"},{"$f":"IF($E18595=DataInput!$B18594,DataInput!F18594,NA())","v":"Summer"},{"$f":"IF($E18595=DataInput!$B18594,DataInput!G18594,NA())","v":"Coincident"},{"$f":"IF($E18595=DataInput!$B18594,DataInput!H18594,NA())","v":2015},{"$f":"IF($E18595=DataInput!$B18594,DataInput!I18594,NA())","v":"Actual"},{"$f":"IF($E18595=DataInput!$B18594,DataInput!J18594,NA())","v":0},{"$f":"IF($E18595=DataInput!$B18594,DataInput!K18594,NA())","v":"NA"},null,null,"QLD Bulli Creek (Waggamba)",null,null,null,null,false,null,null,{"$error":"#N/A"},{"$error":"#N/A"},{"$error":"#N/A"},{"$error":"#N/A"},{"$error":"#N/A"},{"$error":"#N/A"},{"$error":"#N/A"},{"$error":"#N/A"},{"$error":"#N/A"},{"$error":"#N/A"}]
[null,{"$f":"IF(DataInput!B18601=$B$8,IF($B$9=$B$10,TRUE,IF(DataInput!E18601=$B$9,TRUE,FALSE)))","v":true},null,null,{"$f":"IF(B18602=TRUE,DataInput!B18601,NA())","v":"QLD"},{"$f":"IF($E18602=DataInput!$B18601,DataInput!C18601,NA())","v":"QBDA"},{"$f":"IF($E18602=DataInput!$B18601,DataInput!D18601,NA())","v":"Bundamba"},{"$f":"IF($E18602=DataInput!$B18601,DataInput!E18601,NA())","v":"Energex"},{"$f":"IF($E18602=DataInput!$B18601,DataInput!F18601,NA())","v":"Winter"},{"$f":"IF($E18602=DataInput!$B18601,DataInput!G18601,NA())","v":"Coincident"},{"$f":"IF($E18602=DataInput!$B18601,DataInput!H18601,NA())","v":2008},{"$f":"IF($E18602=DataInput!$B18601,DataInput!I18601,NA())","v":"Actual"},{"$f":"IF($E18602=DataInput!$B18601,DataInput!J18601,NA())","v":10.04604},{"$f":"IF($E18602=DataInput!$B18601,DataInput!K18601,NA())","v":"NA"},null,null,"QLD Bundamba",null,null,null,null,false,null,null,{"$error":"#N/A"},{"$error":"#N/A"},{"$error":"#N/A"},{"$error":"#N/A"},{"$error":"#N/A"},{"$error":"#N/A"},{"$error":"#N/A"},{"$error":"#N/A"},{"$error":"#N/A"},{"$error":"#N/A"}]
[null,{"$f":"IF(DataInput!B18642=$B$8,IF($B$9=$B$10,TRUE,IF(DataInput!E18642=$B$9,TRUE,FALSE)))","v":true},null,null,{"$f":"IF(B18643=TRUE,DataInput!B18642,NA())","v":"QLD"},{"$f":"IF($E18643=DataInput!$B18642,DataInput!C18642,NA())","v":"QCRN"},{"$f":"IF($E18643=DataInput!$B18642,DataInput!D18642,NA())","v":"Cairns"},{"$f":"IF($E18643=DataInput!$B18642,DataInput!E18642,NA())","v":"Ergon"},{"$f":"IF($E18643=DataInput!$B18642,DataInput!F18642,NA())","v":"Summer"},{"$f":"IF($E18643=DataInput!$B18642,DataInput!G18642,NA())","v":"Coincident"},{"$f":"IF($E18643=DataInput!$B18642,DataInput!H18642,NA())","v":2009},{"$f":"IF($E18643=DataInput!$B18642,DataInput!I18642,NA())","v":"Actual"},{"$f":"IF($E18643=DataInput!$B18642,DataInput!J18642,NA())","v":70.333839999999995},{"$f":"IF($E18643=DataInput!$B18642,DataInput!K18642,NA())","v":"NA"},null,null,"QLD Cairns",null,null,null,null,false,null,null,{"$error":"#N/A"},{"$error":"#N/A"},{"$error":"#N/A"},{"$error":"#N/A"},{"$error":"#N/A"},{"$error":"#N/A"},{"$error":"#N/A"},{"$error":"#N/A"},{"$error":"#N/A"},{"$error":"#N/A"}]
[null,{"$f":"IF(DataInput!B18673=$B$8,IF($B$9=$B$10,TRUE,IF(DataInput!E18673=$B$9,TRUE,FALSE)))","v":true},null,null,{"$f":"IF(B18674=TRUE,DataInput!B18673,NA())","v":"QLD"},{"$f":"IF($E18674=DataInput!$B18673,DataInput!C18673,NA())","v":"QCNS"},{"$f":"IF($E18674=DataInput!$B18673,DataInput!D18673,NA())","v":"Cairns City"},{"$f":"IF($E18674=DataInput!$B18673,DataInput!E18673,NA())","v":"Ergon"},{"$f":"IF($E18674=DataInput!$B18673,DataInput!F18673,NA())","v":"Winter"},{"$f":"IF($E18674=DataInput!$B18673,DataInput!G18673,NA())","v":"Coincident"},{"$f":"IF($E18674=DataInput!$B18673,DataInput!H18673,NA())","v":2014},{"$f":"IF($E18674=DataInput!$B18673,DataInput!I18673,NA())","v":"Actual"},{"$f":"IF($E18674=DataInput!$B18673,DataInput!J18673,NA())","v":23.713338},{"$f":"IF($E18674=DataInput!$B18673,DataInput!K18673,NA())","v":"NA"},null,null,"QLD Cairns City",null,null,null,null,false,null,null,{"$error":"#N/A"},{"$error":"#N/A"},{"$error":"#N/A"},{"$error":"#N/A"},{"$error":"#N/A"},{"$error":"#N/A"},{"$error":"#N/A"},{"$error":"#N/A"},{"$error":"#N/A"},{"$error":"#N/A"}]
[null,{"$f":"IF(DataInput!B18704=$B$8,IF($B$9=$B$10,TRUE,IF(DataInput!E18704=$B$9,TRUE,FALSE)))","v":true},null,null,{"$f":"IF(B18705=TRUE,DataInput!B18704,NA())","v":"QLD"},{"$f":"IF($E18705=DataInput!$B18704,DataInput!C18704,NA())","v":"QCDW"},{"$f":"IF($E18705=DataInput!$B18704,DataInput!D18704,NA())","v":"Cardwell"},{"$f":"IF($E18705=DataInput!$B18704,DataInput!E18704,NA())","v":"Ergon"},{"$f":"IF($E18705=DataInput!$B18704,DataInput!F18704,NA())","v":"Winter"},{"$f":"IF($E18705=DataInput!$B18704,DataInput!G18704,NA())","v":"Coincident"},{"$f":"IF($E18705=DataInput!$B18704,DataInput!H18704,NA())","v":2007},{"$f":"IF($E18705=DataInput!$B18704,DataInput!I18704,NA())","v":"Actual"},{"$f":"IF($E18705=DataInput!$B18704,DataInput!J18704,NA())","v":2.8412199999999999},{"$f":"IF($E18705=DataInput!$B18704,DataInput!K18704,NA())","v":"NA"},null,null,"QLD Cardwell",null,null,null,null,false,null,null,{"$error":"#N/A"},{"$error":"#N/A"},{"$error":"#N/A"},{"$error":"#N/A"},{"$error":"#N/A"},{"$error":"#N/A"},{"$error":"#N/A"},{"$error":"#N/A"},{"$error":"#N/A"},{"$error":"#N/A"}]
[null,{"$f":"IF(DataInput!B18728=$B$8,IF($B$9=$B$10,TRUE,IF(DataInput!E18728=$B$9,TRUE,FALSE)))","v":true},null,null,{"$f":"IF(B18729=TRUE,DataInput!B18728,NA())","v":"QLD"},{"$f":"IF($E18729=DataInput!$B18728,DataInput!C18728,NA())","v":"QCHA"},{"$f":"IF($E18729=DataInput!$B18728,DataInput!D18728,NA())","v":"Chinchilla"},{"$f":"IF($E18729=DataInput!$B18728,DataInput!E18728,NA())","v":"Ergon"},{"$f":"IF($E18729=DataInput!$B18728,DataInput!F18728,NA())","v":"Summer"},{"$f":"IF($E18729=DataInput!$B18728,DataInput!G18728,NA())","v":"Coincident"},{"$f":"IF($E18729=DataInput!$B18728,DataInput!H18728,NA())","v":2016},{"$f":"IF($E18729=DataInput!$B18728,DataInput!I18728,NA())","v":"Actual"},{"$f":"IF($E18729=DataInput!$B18728,DataInput!J18728,NA())","v":16.341740000000001},{"$f":"IF($E18729=DataInput!$B18728,DataInput!K18728,NA())","v":"NA"},null,null,"QLD Chinchilla",null,null,null,null,false,null,null,{"$error":"#N/A"},{"$error":"#N/A"},{"$error":"#N/A"},{"$error":"#N/A"},{"$error":"#N/A"},{"$error":"#N/A"},{"$error":"#N/A"},{"$error":"#N/A"},{"$error":"#N/A"},{"$error":"#N/A"}]
[null,{"$f":"IF(DataInput!B18752=$B$8,IF($B$9=$B$10,TRUE,IF(DataInput!E18752=$B$9,TRUE,FALSE)))","v":true},null,null,{"$f":"IF(B18753=TRUE,DataInput!B18752,NA())","v":"QLD"},{"$f":"IF($E18753=DataInput!$B18752,DataInput!C18752,NA())","v":"QCOL"},{"$f":"IF($E18753=DataInput!$B18752,DataInput!D18752,NA())","v":"Collinsville Load"},{"$f":"IF($E18753=DataInput!$B18752,DataInput!E18752,NA())","v":"Ergon"},{"$f":"IF($E18753=DataInput!$B18752,DataInput!F18752,NA())","v":"Summer"},{"$f":"IF($E18753=DataInput!$B18752,DataInput!G18752,NA())","v":"Coincident"},{"$f":"IF($E18753=DataInput!$B18752,DataInput!H18752,NA())","v":2008},{"$f":"IF($E18753=DataInput!$B18752,DataInput!I18752,NA())","v":"Actual"},{"$f":"IF($E18753=DataInput!$B18752,DataInput!J18752,NA())","v":8.77},{"$f":"IF($E18753=DataInput!$B18752,DataInput!K18752,NA())","v":"NA"},null,null,"QLD Collinsville Load",null,null,null,null,false,null,null,{"$error":"#N/A"},{"$error":"#N/A"},{"$error":"#N/A"},{"$error":"#N/A"},{"$error":"#N/A"},{"$error":"#N/A"},{"$error":"#N/A"},{"$error":"#N/A"},{"$error":"#N/A"},{"$error":"#N/A"}]
[null,{"$f":"IF(DataInput!B18770=$B$8,IF($B$9=$B$10,TRUE,IF(DataInput!E18770=$B$9,TRUE,FALSE)))","v":true},null,null,{"$f":"IF(B18771=TRUE,DataInput!B18770,NA())","v":"QLD"},{"$f":"IF($E18771=DataInput!$B18770,DataInput!C18770,NA())","v":"QCND"},{"$f":"IF($E18771=DataInput!$B18770,DataInput!D18770,NA())","v":"Columboola Bellvue"},{"$f":"IF($E18771=DataInput!$B18770,DataInput!E18770,NA())","v":"Powerlink"},{"$f":"IF($E18771=DataInput!$B18770,DataInput!F18770,NA())","v":"Summer"},{"$f":"IF($E18771=DataInput!$B18770,DataInput!G18770,NA())","v":"Coincident"},{"$f":"IF($E18771=DataInput!$B18770,DataInput!H18770,NA())","v":2015},{"$f":"IF($E18771=DataInput!$B18770,DataInput!I18770,NA())","v":"Actual"},{"$f":"IF($E18771=DataInput!$B18770,DataInput!J18770,NA())","v":"NA"},{"$f":"IF($E18771=DataInput!$B18770,DataInput!K18770,NA())","v":"NA"},null,null,"QLD Columboola Bellvue",null,null,null,null,false,null,null,{"$error":"#N/A"},{"$error":"#N/A"},{"$error":"#N/A"},{"$error":"#N/A"},{"$error":"#N/A"},{"$error":"#N/A"},{"$error":"#N/A"},{"$error":"#N/A"},{"$error":"#N/A"},{"$error":"#N/A"}]
[null,{"$f":"IF(DataInput!B18801=$B$8,IF($B$9=$B$10,TRUE,IF(DataInput!E18801=$B$9,TRUE,FALSE)))","v":true},null,null,{"$f":"IF(B18802=TRUE,DataInput!B18801,NA())","v":"QLD"},{"$f":"IF($E18802=DataInput!$B18801,DataInput!C18801,NA())","v":"QCOP"},{"$f":"IF($E18802=DataInput!$B18801,DataInput!D18801,NA())","v":"Coppabella (Rail)"},{"$f":"IF($E18802=DataInput!$B18801,DataInput!E18801,NA())","v":"Powerlink"},{"$f":"IF($E18802=DataInput!$B18801,DataInput!F18801,NA())","v":"Winter"},{"$f":"IF($E18802=DataInput!$B18801,DataInput!G18801,NA())","v":"Coincident"},{"$f":"IF($E18802=DataInput!$B18801,DataInput!H18801,NA())","v":2014},{"$f":"IF($E18802=DataInput!$B18801,DataInput!I18801,NA())","v":"Actual"},{"$f":"IF($E18802=DataInput!$B18801,DataInput!J18801,NA())","v":"NA"},{"$f":"IF($E18802=DataInput!$B18801,DataInput!K18801,NA())","v":"NA"},null,null,"QLD Coppabella (Rail)",null,null,null,null,false,null,null,{"$error":"#N/A"},{"$error":"#N/A"},{"$error":"#N/A"},{"$error":"#N/A"},{"$error":"#N/A"},{"$error":"#N/A"},{"$error":"#N/A"},{"$error":"#N/A"},{"$error":"#N/A"},{"$error":"#N/A"}]
[null,{"$f":"IF(DataInput!B18851=$B$8,IF($B$9=$B$10,TRUE,IF(DataInput!E18851=$B$9,TRUE,FALSE)))","v":true},null,null,{"$f":"IF(B18852=TRUE,DataInput!B18851,NA())","v":"QLD"},{"$f":"IF($E18852=DataInput!$B18851,DataInput!C18851,NA())","v":"QDYS"},{"$f":"IF($E18852=DataInput!$B18851,DataInput!D18851,NA())","v":"Dysart"},{"$f":"IF($E18852=DataInput!$B18851,DataInput!E18851,NA())","v":"Ergon"},{"$f":"IF($E18852=DataInput!$B18851,DataInput!F18851,NA())","v":"Summer"},{"$f":"IF($E18852=DataInput!$B18851,DataInput!G18851,NA())","v":"Coincident"},{"$f":"IF($E18852=DataInput!$B18851,DataInput!H18851,NA())","v":2016},{"$f":"IF($E18852=DataInput!$B18851,DataInput!I18851,NA())","v":"Actual"},{"$f":"IF($E18852=DataInput!$B18851,DataInput!J18851,NA())","v":28.428038000000001},{"$f":"IF($E18852=DataInput!$B18851,DataInput!K18851,NA())","v":"NA"},null,null,"QLD Dysart",null,null,null,null,false,null,null,{"$error":"#N/A"},{"$error":"#N/A"},{"$error":"#N/A"},{"$error":"#N/A"},{"$error":"#N/A"},{"$error":"#N/A"},{"$error":"#N/A"},{"$error":"#N/A"},{"$error":"#N/A"},{"$error":"#N/A"}]
[null,{"$f":"IF(DataInput!B18878=$B$8,IF($B$9=$B$10,TRUE,IF(DataInput!E18878=$B$9,TRUE,FALSE)))","v":true},null,null,{"$f":"IF(B18879=TRUE,DataInput!B18878,NA())","v":"QLD"},{"$f":"IF($E18879=DataInput!$B18878,DataInput!C18878,NA())","v":"QELA"},{"$f":"IF($E18879=DataInput!$B18878,DataInput!D18878,NA())","v":"El Arish"},{"$f":"IF($E18879=DataInput!$B18878,DataInput!E18878,NA())","v":"Ergon"},{"$f":"IF($E18879=DataInput!$B18878,DataInput!F18878,NA())","v":"Summer"},{"$f":"IF($E18879=DataInput!$B18878,DataInput!G18878,NA())","v":"Coincident"},{"$f":"IF($E18879=DataInput!$B18878,DataInput!H18878,NA())","v":2012},{"$f":"IF($E18879=DataInput!$B18878,DataInput!I18878,NA())","v":"Actual"},{"$f":"IF($E18879=DataInput!$B18878,DataInput!J18878,NA())","v":3.4822600000000001},{"$f":"IF($E18879=DataInput!$B18878,DataInput!K18878,NA())","v":"NA"},null,null,"QLD El Arish",null,null,null,null,false,null,null,{"$error":"#N/A"},{"$error":"#N/A"},{"$error":"#N/A"},{"$error":"#N/A"},{"$error":"#N/A"},{"$error":"#N/A"},{"$error":"#N/A"},{"$error":"#N/A"},{"$error":"#N/A"},{"$error":"#N/A"}]
[null,{"$f":"IF(DataInput!B18909=$B$8,IF($B$9=$B$10,TRUE,IF(DataInput!E18909=$B$9,TRUE,FALSE)))","v":true},null,null,{"$f":"IF(B18910=TRUE,DataInput!B18909,NA())","v":"QLD"},{"$f":"IF($E18910=DataInput!$B18909,DataInput!C18909,NA())","v":"QGST"},{"$f":"IF($E18910=DataInput!$B18909,DataInput!D18909,NA())","v":"Gladstone South"},{"$f":"IF($E18910=DataInput!$B18909,DataInput!E18909,NA())","v":"Ergon"},{"$f":"IF($E18910=DataInput!$B18909,DataInput!F18909,NA())","v":"Winter"},{"$f":"IF($E18910=DataInput!$B18909,DataInput!G18909,NA())","v":"Coincident"},{"$f":"IF($E18910=DataInput!$B18909,DataInput!H18909,NA())","v":2007},{"$f":"IF($E18910=DataInput!$B18909,DataInput!I18909,NA())","v":"Actual"},{"$f":"IF($E18910=DataInput!$B18909,DataInput!J18909,NA())","v":73.491140000000001},{"$f":"IF($E18910=DataInput!$B18909,DataInput!K18909,NA())","v":"NA"},null,null,"QLD Gladstone South",null,null,null,null,false,null,null,{"$error":"#N/A"},{"$error":"#N/A"},{"$error":"#N/A"},{"$error":"#N/A"},{"$error":"#N/A"},{"$error":"#N/A"},{"$error":"#N/A"},{"$error":"#N/A"},{"$error":"#N/A"},{"$error":"#N/A"}]
[null,{"$f":"IF(DataInput!B18940=$B$8,IF($B$9=$B$10,TRUE,IF(DataInput!E18940=$B$9,TRUE,FALSE)))","v":true},null,null,{"$f":"IF(B18941=TRUE,DataInput!B18940,NA())","v":"QLD"},{"$f":"IF($E18941=DataInput!$B18940,DataInput!C18940,NA())","v":"QGDA"},{"$f":"IF($E18941=DataInput!$B18940,DataInput!D18940,NA())","v":"Goodna"},{"$f":"IF($E18941=DataInput!$B18940,DataInput!E18940,NA())","v":"Energex"},{"$f":"IF($E18941=DataInput!$B18940,DataInput!F18940,NA())","v":"Winter"},{"$f":"IF($E18941=DataInput!$B18940,DataInput!G18940,NA())","v":"Coincident"},{"$f":"IF($E18941=DataInput!$B18940,DataInput!H18940,NA())","v":2013},{"$f":"IF($E18941=DataInput!$B18940,DataInput!I18940,NA())","v":"Actual"},{"$f":"IF($E18941=DataInput!$B18940,DataInput!J18940,NA())","v":64.130939999999995},{"$f":"IF($E18941=DataInput!$B18940,DataInput!K18940,NA())","v":"NA"},null,null,"QLD Goodna",null,null,null,null,false,null,null,{"$error":"#N/A"},{"$error":"#N/A"},{"$error":"#N/A"},{"$error":"#N/A"},{"$error":"#N/A"},{"$error":"#N/A"},{"$error":"#N/A"},{"$error":"#N/A"},{"$error":"#N/A"},{"$error":"#N/A"}]
[null,{"$f":"IF(DataInput!B18958=$B$8,IF($B$9=$B$10,TRUE,IF(DataInput!E18958=$B$9,TRUE,FALSE)))","v":true},null,null,{"$f":"IF(B18959=TRUE,DataInput!B18958,NA())","v":"QLD"},{"$f":"IF($E18959=DataInput!$B18958,DataInput!C18958,NA())","v":"QGRN"},{"$f":"IF($E18959=DataInput!$B18958,DataInput!D18958,NA())","v":"Grantleigh (Rail)"},{"$f":"IF($E18959=DataInput!$B18958,DataInput!E18958,NA())","v":"Powerlink"},{"$f":"IF($E18959=DataInput!$B18958,DataInput!F18958,NA())","v":"Summer"},{"$f":"IF($E18959=DataInput!$B18958,DataInput!G18958,NA())","v":"Coincident"},{"$f":"IF($E18959=DataInput!$B18958,DataInput!H18958,NA())","v":2009},{"$f":"IF($E18959=DataInput!$B18958,DataInput!I18958,NA())","v":"Actual"},{"$f":"IF($E18959=DataInput!$B18958,DataInput!J18958,NA())","v":"NA"},{"$f":"IF($E18959=DataInput!$B18958,DataInput!K18958,NA())","v":"NA"},null,null,"QLD Grantleigh (Rail)",null,null,null,null,false,null,null,{"$error":"#N/A"},{"$error":"#N/A"},{"$error":"#N/A"},{"$error":"#N/A"},{"$error":"#N/A"},{"$error":"#N/A"},{"$error":"#N/A"},{"$error":"#N/A"},{"$error":"#N/A"},{"$error":"#N/A"}]
[null,{"$f":"IF(DataInput!B18980=$B$8,IF($B$9=$B$10,TRUE,IF(DataInput!E18980=$B$9,TRUE,FALSE)))","v":true},null,null,{"$f":"IF(B18981=TRUE,DataInput!B18980,NA())","v":"QLD"},{"$f":"IF($E18981=DataInput!$B18980,DataInput!C18980,NA())","v":"GreaterTownsville"},{"$f":"IF($E18981=DataInput!$B18980,DataInput!D18980,NA())","v":"Greater Townsville Loop"},{"$f":"IF($E18981=DataInput!$B18980,DataInput!E18980,NA())","v":"Ergon"},{"$f":"IF($E18981=DataInput!$B18980,DataInput!F18980,NA())","v":"Summer"},{"$f":"IF($E18981=DataInput!$B18980,DataInput!G18980,NA())","v":"Coincident"},{"$f":"IF($E18981=DataInput!$B18980,DataInput!H18980,NA())","v":2010},{"$f":"IF($E18981=DataInput!$B18980,DataInput!I18980,NA())","v":"Actual"},{"$f":"IF($E18981=DataInput!$B18980,DataInput!J18980,NA())","v":285.07888000000003},{"$f":"IF($E18981=DataInput!$B18980,DataInput!K18980,NA())","v":"NA"},null,null,"QLD Greater Townsville Loop",null,null,null,null,false,null,null,{"$error":"#N/A"},{"$error":"#N/A"},{"$error":"#N/A"},{"$error":"#N/A"},{"$error":"#N/A"},{"$error":"#N/A"},{"$error":"#N/A"},{"$error":"#N/A"},{"$error":"#N/A"},{"$error":"#N/A"}]
[null,{"$f":"IF(DataInput!B19006=$B$8,IF($B$9=$B$10,TRUE,IF(DataInput!E19006=$B$9,TRUE,FALSE)))","v":true},null,null,{"$f":"IF(B19007=TRUE,DataInput!B19006,NA())","v":"QLD"},{"$f":"IF($E19007=DataInput!$B19006,DataInput!C19006,NA())","v":"QGRE"},{"$f":"IF($E19007=DataInput!$B19006,DataInput!D19006,NA())","v":"Gregory (Rail)"},{"$f":"IF($E19007=DataInput!$B19006,DataInput!E19006,NA())","v":"Powerlink"},{"$f":"IF($E19007=DataInput!$B19006,DataInput!F19006,NA())","v":"Summer"},{"$f":"IF($E19007=DataInput!$B19006,DataInput!G19006,NA())","v":"Coincident"},{"$f":"IF($E19007=DataInput!$B19006,DataInput!H19006,NA())","v":2013},{"$f":"IF($E19007=DataInput!$B19006,DataInput!I19006,NA())","v":"Actual"},{"$f":"IF($E19007=DataInput!$B19006,DataInput!J19006,NA())","v":"NA"},{"$f":"IF($E19007=DataInput!$B19006,DataInput!K19006,NA())","v":"NA"},null,null,"QLD Gregory (Rail)",null,null,null,null,false,null,null,{"$error":"#N/A"},{"$error":"#N/A"},{"$error":"#N/A"},{"$error":"#N/A"},{"$error":"#N/A"},{"$error":"#N/A"},{"$error":"#N/A"},{"$error":"#N/A"},{"$error":"#N/A"},{"$error":"#N/A"}]
[null,{"$f":"IF(DataInput!B19037=$B$8,IF($B$9=$B$10,TRUE,IF(DataInput!E19037=$B$9,TRUE,FALSE)))","v":true},null,null,{"$f":"IF(B19038=TRUE,DataInput!B19037,NA())","v":"QLD"},{"$f":"IF($E19038=DataInput!$B19037,DataInput!C19037,NA())","v":"QINF"},{"$f":"IF($E19038=DataInput!$B19037,DataInput!D19037,NA())","v":"Innisfail"},{"$f":"IF($E19038=DataInput!$B19037,DataInput!E19037,NA())","v":"Ergon"},{"$f":"IF($E19038=DataInput!$B19037,DataInput!F19037,NA())","v":"Winter"},{"$f":"IF($E19038=DataInput!$B19037,DataInput!G19037,NA())","v":"Coincident"},{"$f":"IF($E19038=DataInput!$B19037,DataInput!H19037,NA())","v":2008},{"$f":"IF($E19038=DataInput!$B19037,DataInput!I19037,NA())","v":"Actual"},{"$f":"IF($E19038=DataInput!$B19037,DataInput!J19037,NA())","v":10.203480000000001},{"$f":"IF($E19038=DataInput!$B19037,DataInput!K19037,NA())","v":"NA"},null,null,"QLD Innisfail",null,null,null,null,false,null,null,{"$error":"#N/A"},{"$error":"#N/A"},{"$error":"#N/A"},{"$error":"#N/A"},{"$error":"#N/A"},{"$error":"#N/A"},{"$error":"#N/A"},{"$error":"#N/A"},{"$error":"#N/A"},{"$error":"#N/A"}]
[null,{"$f":"IF(DataInput!B19068=$B$8,IF($B$9=$B$10,TRUE,IF(DataInput!E19068=$B$9,TRUE,FALSE)))","v":true},null,null,{"$f":"IF(B19069=TRUE,DataInput!B19068,NA())","v":"QLD"},{"$f":"IF($E19069=DataInput!$B19068,DataInput!C19068,NA())","v":"QINV"},{"$f":"IF($E19069=DataInput!$B19068,DataInput!D19068,NA())","v":"Invicta Load"},{"$f":"IF($E19069=DataInput!$B19068,DataInput!E19068,NA())","v":"Powerlink"},{"$f":"IF($E19069=DataInput!$B19068,DataInput!F19068,NA())","v":"Summer"},{"$f":"IF($E19069=DataInput!$B19068,DataInput!G19068,NA())","v":"Coincident"},{"$f":"IF($E19069=DataInput!$B19068,DataInput!H19068,NA())","v":2014},{"$f":"IF($E19069=DataInput!$B19068,DataInput!I19068,NA())","v":"Actual"},{"$f":"IF($E19069=DataInput!$B19068,DataInput!J19068,NA())","v":"NA"},{"$f":"IF($E19069=DataInput!$B19068,DataInput!K19068,NA())","v":"NA"},null,null,"QLD Invicta Load",null,null,null,null,false,null,null,{"$error":"#N/A"},{"$error":"#N/A"},{"$error":"#N/A"},{"$error":"#N/A"},{"$error":"#N/A"},{"$error":"#N/A"},{"$error":"#N/A"},{"$error":"#N/A"},{"$error":"#N/A"},{"$error":"#N/A"}]
[null,{"$f":"IF(DataInput!B19107=$B$8,IF($B$9=$B$10,TRUE,IF(DataInput!E19107=$B$9,TRUE,FALSE)))","v":true},null,null,{"$f":"IF(B19108=TRUE,DataInput!B19107,NA())","v":"QLD"},{"$f":"IF($E19108=DataInput!$B19107,DataInput!C19107,NA())","v":"QEMS"},{"$f":"IF($E19108=DataInput!$B19107,DataInput!D19107,NA())","v":"Kemmis"},{"$f":"IF($E19108=DataInput!$B19107,DataInput!E19107,NA())","v":"Ergon"},{"$f":"IF($E19108=DataInput!$B19107,DataInput!F19107,NA())","v":"Winter"},{"$f":"IF($E19108=DataInput!$B19107,DataInput!G19107,NA())","v":"Coincident"},{"$f":"IF($E19108=DataInput!$B19107,DataInput!H19107,NA())","v":2013},{"$f":"IF($E19108=DataInput!$B19107,DataInput!I19107,NA())","v":"Actual"},{"$f":"IF($E19108=DataInput!$B19107,DataInput!J19107,NA())","v":"NA"},{"$f":"IF($E19108=DataInput!$B19107,DataInput!K19107,NA())","v":"NA"},null,null,"QLD Kemmis",null,null,null,null,false,null,null,{"$error":"#N/A"},{"$error":"#N/A"},{"$error":"#N/A"},{"$error":"#N/A"},{"$error":"#N/A"},{"$error":"#N/A"},{"$error":"#N/A"},{"$error":"#N/A"},{"$error":"#N/A"},{"$error":"#N/A"}]
[null,{"$f":"IF(DataInput!B19116=$B$8,IF($B$9=$B$10,TRUE,IF(DataInput!E19116=$B$9,TRUE,FALSE)))","v":true},null,null,{"$f":"IF(B19117=TRUE,DataInput!B19116,NA())","v":"QLD"},{"$f":"IF($E19117=DataInput!$B19116,DataInput!C19116,NA())","v":"QKCK"},{"$f":"IF($E19117=DataInput!$B19116,DataInput!D19116,NA())","v":"King Creek"},{"$f":"IF($E19117=DataInput!$B19116,DataInput!E19116,NA())","v":"Ergon"},{"$f":"IF($E19117=DataInput!$B19116,DataInput!F19116,NA())","v":"Summer"},{"$f":"IF($E19117=DataInput!$B19116,DataInput!G19116,NA())","v":"Coincident"},{"$f":"IF($E19117=DataInput!$B19116,DataInput!H19116,NA())","v":2009},{"$f":"IF($E19117=DataInput!$B19116,DataInput!I19116,NA())","v":"Actual"},{"$f":"IF($E19117=DataInput!$B19116,DataInput!J19116,NA())","v":"NA"},{"$f":"IF($E19117=DataInput!$B19116,DataInput!K19116,NA())","v":"NA"},null,null,"QLD King Creek",null,null,null,null,false,null,null,{"$error":"#N/A"},{"$error":"#N/A"},{"$error":"#N/A"},{"$error":"#N/A"},{"$error":"#N/A"},{"$error":"#N/A"},{"$error":"#N/A"},{"$error":"#N/A"},{"$error":"#N/A"},{"$error":"#N/A"}]
[null,{"$f":"IF(DataInput!B19163=$B$8,IF($B$9=$B$10,TRUE,IF(DataInput!E19163=$B$9,TRUE,FALSE)))","v":true},null,null,{"$f":"IF(B19164=TRUE,DataInput!B19163,NA())","v":"QLD"},{"$f":"IF($E19164=DataInput!$B19163,DataInput!C19163,NA())","v":"QLCM"},{"$f":"IF($E19164=DataInput!$B19163,DataInput!D19163,NA())","v":"Lilyvale (Barcaldine)"},{"$f":"IF($E19164=DataInput!$B19163,DataInput!E19163,NA())","v":"Ergon"},{"$f":"IF($E19164=DataInput!$B19163,DataInput!F19163,NA())","v":"Winter"},{"$f":"IF($E19164=DataInput!$B19163,DataInput!G19163,NA())","v":"Coincident"},{"$f":"IF($E19164=DataInput!$B19163,DataInput!H19163,NA())","v":2012},{"$f":"IF($E19164=DataInput!$B19163,DataInput!I19163,NA())","v":"Actual"},{"$f":"IF($E19164=DataInput!$B19163,DataInput!J19163,NA())","v":26.03079},{"$f":"IF($E19164=DataInput!$B19163,DataInput!K19163,NA())","v":"NA"},null,null,"QLD Lilyvale (Barcaldine)",null,null,null,null,false,null,null,{"$error":"#N/A"},{"$error":"#N/A"},{"$error":"#N/A"},{"$error":"#N/A"},{"$error":"#N/A"},{"$error":"#N/A"},{"$error":"#N/A"},{"$error":"#N/A"},{"$error":"#N/A"},{"$error":"#N/A"}]
[null,{"$f":"IF(DataInput!B19194=$B$8,IF($B$9=$B$10,TRUE,IF(DataInput!E19194=$B$9,TRUE,FALSE)))","v":true},null,null,{"$f":"IF(B19195=TRUE,DataInput!B19194,NA())","v":"QLD"},{"$f":"IF($E19195=DataInput!$B19194,DataInput!C19194,NA())","v":"QLGL"},{"$f":"IF($E19195=DataInput!$B19194,DataInput!D19194,NA())","v":"Loganlea 33"},{"$f":"IF($E19195=DataInput!$B19194,DataInput!E19194,NA())","v":"Energex"},{"$f":"IF($E19195=DataInput!$B19194,DataInput!F19194,NA())","v":"Summer"},{"$f":"IF($E19195=DataInput!$B19194,DataInput!G19194,NA())","v":"Coincident"},{"$f":"IF($E19195=DataInput!$B19194,DataInput!H19194,NA())","v":2008},{"$f":"IF($E19195=DataInput!$B19194,DataInput!I19194,NA())","v":"Actual"},{"$f":"IF($E19195=DataInput!$B19194,DataInput!J19194,NA())","v":98.792159999999996},{"$f":"IF($E19195=DataInput!$B19194,DataInput!K19194,NA())","v":"NA"},null,null,"QLD Loganlea 33",null,null,null,null,false,null,null,{"$error":"#N/A"},{"$error":"#N/A"},{"$error":"#N/A"},{"$error":"#N/A"},{"$error":"#N/A"},{"$error":"#N/A"},{"$error":"#N/A"},{"$error":"#N/A"},{"$error":"#N/A"},{"$error":"#N/A"}]
[null,{"$f":"IF(DataInput!B19202=$B$8,IF($B$9=$B$10,TRUE,IF(DataInput!E19202=$B$9,TRUE,FALSE)))","v":true},null,null,{"$f":"IF(B19203=TRUE,DataInput!B19202,NA())","v":"QLD"},{"$f":"IF($E19203=DataInput!$B19202,DataInput!C19202,NA())","v":"QLGL"},{"$f":"IF($E19203=DataInput!$B19202,DataInput!D19202,NA())","v":"Loganlea 33"},{"$f":"IF($E19203=DataInput!$B19202,DataInput!E19202,NA())","v":"Energex"},{"$f":"IF($E19203=DataInput!$B19202,DataInput!F19202,NA())","v":"Summer"},{"$f":"IF($E19203=DataInput!$B19202,DataInput!G19202,NA())","v":"Coincident"},{"$f":"IF($E19203=DataInput!$B19202,DataInput!H19202,NA())","v":2012},{"$f":"IF($E19203=DataInput!$B19202,DataInput!I19202,NA())","v":"Actual"},{"$f":"IF($E19203=DataInput!$B19202,DataInput!J19202,NA())","v":83.262119999999996},{"$f":"IF($E19203=DataInput!$B19202,DataInput!K19202,NA())","v":"NA"},null,null,"QLD Loganlea 33",null,null,null,null,false,null,null,{"$error":"#N/A"},{"$error":"#N/A"},{"$error":"#N/A"},{"$error":"#N/A"},{"$error":"#N/A"},{"$error":"#N/A"},{"$error":"#N/A"},{"$error":"#N/A"},{"$error":"#N/A"},{"$error":"#N/A"}]
[null,{"$f":"IF(DataInput!B19242=$B$8,IF($B$9=$B$10,TRUE,IF(DataInput!E19242=$B$9,TRUE,FALSE)))","v":true},null,null,{"$f":"IF(B19243=TRUE,DataInput!B19242,NA())","v":"QLD"},{"$f":"IF($E19243=DataInput!$B19242,DataInput!C19242,NA())","v":"QMRG"},{"$f":"IF($E19243=DataInput!$B19242,DataInput!D19242,NA())","v":"Middle Ridge (Ergon)"},{"$f":"IF($E19243=DataInput!$B19242,DataInput!E19242,NA())","v":"Ergon"},{"$f":"IF($E19243=DataInput!$B19242,DataInput!F19242,NA())","v":"Summer"},{"$f":"IF($E19243=DataInput!$B19242,DataInput!G19242,NA())","v":"Coincident"},{"$f":"IF($E19243=DataInput!$B19242,DataInput!H19242,NA())","v":2012},{"$f":"IF($E19243=DataInput!$B19242,DataInput!I19242,NA())","v":"Actual"},{"$f":"IF($E19243=DataInput!$B19242,DataInput!J19242,NA())","v":215.06130999999999},{"$f":"IF($E19243=DataInput!$B19242,DataInput!K19242,NA())","v":"NA"},null,null,"QLD Middle Ridge (Ergon)",null,null,null,null,false,null,null,{"$error":"#N/A"},{"$error":"#N/A"},{"$error":"#N/A"},{"$error":"#N/A"},{"$error":"#N/A"},{"$error":"#N/A"},{"$error":"#N/A"},{"$error":"#N/A"},{"$error":"#N/A"},{"$error":"#N/A"}]
[null,{"$f":"IF(DataInput!B19273=$B$8,IF($B$9=$B$10,TRUE,IF(DataInput!E19273=$B$9,TRUE,FALSE)))","v":true},null,null,{"$f":"IF(B19274=TRUE,DataInput!B19273,NA())","v":"QLD"},{"$f":"IF($E19274=DataInput!$B19273,DataInput!C19273,NA())","v":"QMAR"},{"$f":"IF($E19274=DataInput!$B19273,DataInput!D19273,NA())","v":"Molendinar"},{"$f":"IF($E19274=DataInput!$B19273,DataInput!E19273,NA())","v":"Energex"},{"$f":"IF($E19274=DataInput!$B19273,DataInput!F19273,NA())","v":"Summer"},{"$f":"IF($E19274=DataInput!$B19273,DataInput!G19273,NA())","v":"Coincident"},{"$f":"IF($E19274=DataInput!$B19273,DataInput!H19273,NA())","v":2009},{"$f":"IF($E19274=DataInput!$B19273,DataInput!I19273,NA())","v":"Actual"},{"$f":"IF($E19274=DataInput!$B19273,DataInput!J19273,NA())","v":400.56524000000002},{"$f":"IF($E19274=DataInput!$B19273,DataInput!K19273,NA())","v":"NA"},null,null,"QLD Molendinar",null,null,null,null,false,null,null,{"$error":"#N/A"},{"$error":"#N/A"},{"$error":"#N/A"},{"$error":"#N/A"},{"$error":"#N/A"},{"$error":"#N/A"},{"$error":"#N/A"},{"$error":"#N/A"},{"$error":"#N/A"},{"$error":"#N/A"}]
[null,{"$f":"IF(DataInput!B19304=$B$8,IF($B$9=$B$10,TRUE,IF(DataInput!E19304=$B$9,TRUE,FALSE)))","v":true},null,null,{"$f":"IF(B19305=TRUE,DataInput!B19304,NA())","v":"QLD"},{"$f":"IF($E19305=DataInput!$B19304,DataInput!C19304,NA())","v":"QMRN"},{"$f":"IF($E19305=DataInput!$B19304,DataInput!D19304,NA())","v":"Moranbah (Mine)"},{"$f":"IF($E19305=DataInput!$B19304,DataInput!E19304,NA())","v":"Ergon"},{"$f":"IF($E19305=DataInput!$B19304,DataInput!F19304,NA())","v":"Winter"},{"$f":"IF($E19305=DataInput!$B19304,DataInput!G19304,NA())","v":"Coincident"},{"$f":"IF($E19305=DataInput!$B19304,DataInput!H19304,NA())","v":2014},{"$f":"IF($E19305=DataInput!$B19304,DataInput!I19304,NA())","v":"Actual"},{"$f":"IF($E19305=DataInput!$B19304,DataInput!J19304,NA())","v":41.350278000000003},{"$f":"IF($E19305=DataInput!$B19304,DataInput!K19304,NA())","v":"NA"},null,null,"QLD Moranbah (Mine)",null,null,null,null,false,null,null,{"$error":"#N/A"},{"$error":"#N/A"},{"$error":"#N/A"},{"$error":"#N/A"},{"$error":"#N/A"},{"$error":"#N/A"},{"$error":"#N/A"},{"$error":"#N/A"},{"$error":"#N/A"},{"$error":"#N/A"}]
[null,{"$f":"IF(DataInput!B19329=$B$8,IF($B$9=$B$10,TRUE,IF(DataInput!E19329=$B$9,TRUE,FALSE)))","v":true},null,null,{"$f":"IF(B19330=TRUE,DataInput!B19329,NA())","v":"QLD"},{"$f":"IF($E19330=DataInput!$B19329,DataInput!C19329,NA())","v":"QMBS"},{"$f":"IF($E19330=DataInput!$B19329,DataInput!D19329,NA())","v":"Moranbah South (Rail)"},{"$f":"IF($E19330=DataInput!$B19329,DataInput!E19329,NA())","v":"Powerlink"},{"$f":"IF($E19330=DataInput!$B19329,DataInput!F19329,NA())","v":"Summer"},{"$f":"IF($E19330=DataInput!$B19329,DataInput!G19329,NA())","v":"Coincident"},{"$f":"IF($E19330=DataInput!$B19329,DataInput!H19329,NA())","v":2007},{"$f":"IF($E19330=DataInput!$B19329,DataInput!I19329,NA())","v":"Actual"},{"$f":"IF($E19330=DataInput!$B19329,DataInput!J19329,NA())","v":"NA"},{"$f":"IF($E19330=DataInput!$B19329,DataInput!K19329,NA())","v":"NA"},null,null,"QLD Moranbah South (Rail)",null,null,null,null,false,null,null,{"$error":"#N/A"},{"$error":"#N/A"},{"$error":"#N/A"},{"$error":"#N/A"},{"$error":"#N/A"},{"$error":"#N/A"},{"$error":"#N/A"},{"$error":"#N/A"},{"$error":"#N/A"},{"$error":"#N/A"}]
[null,{"$f":"IF(DataInput!B19352=$B$8,IF($B$9=$B$10,TRUE,IF(DataInput!E19352=$B$9,TRUE,FALSE)))","v":true},null,null,{"$f":"IF(B19353=TRUE,DataInput!B19352,NA())","v":"QLD"},{"$f":"IF($E19353=DataInput!$B19352,DataInput!C19352,NA())","v":"QMRH"},{"$f":"IF($E19353=DataInput!$B19352,DataInput!D19352,NA())","v":"Moranbah Substation"},{"$f":"IF($E19353=DataInput!$B19352,DataInput!E19352,NA())","v":"Ergon"},{"$f":"IF($E19353=DataInput!$B19352,DataInput!F19352,NA())","v":"Winter"},{"$f":"IF($E19353=DataInput!$B19352,DataInput!G19352,NA())","v":"Coincident"},{"$f":"IF($E19353=DataInput!$B19352,DataInput!H19352,NA())","v":2015},{"$f":"IF($E19353=DataInput!$B19352,DataInput!I19352,NA())","v":"Actual"},{"$f":"IF($E19353=DataInput!$B19352,DataInput!J19352,NA())","v":28.521215999999999},{"$f":"IF($E19353=DataInput!$B19352,DataInput!K19352,NA())","v":"NA"},null,null,"QLD Moranbah Substation",null,null,null,null,false,null,null,{"$error":"#N/A"},{"$error":"#N/A"},{"$error":"#N/A"},{"$error":"#N/A"},{"$error":"#N/A"},{"$error":"#N/A"},{"$error":"#N/A"},{"$error":"#N/A"},{"$error":"#N/A"},{"$error":"#N/A"}]
[null,{"$f":"IF(DataInput!B19399=$B$8,IF($B$9=$B$10,TRUE,IF(DataInput!E19399=$B$9,TRUE,FALSE)))","v":true},null,null,{"$f":"IF(B19400=TRUE,DataInput!B19399,NA())","v":"QLD"},{"$f":"IF($E19400=DataInput!$B19399,DataInput!C19399,NA())","v":"QMGB"},{"$f":"IF($E19400=DataInput!$B19399,DataInput!D19399,NA())","v":"Mudgeeraba 110"},{"$f":"IF($E19400=DataInput!$B19399,DataInput!E19399,NA())","v":"Energex"},{"$f":"IF($E19400=DataInput!$B19399,DataInput!F19399,NA())","v":"Summer"},{"$f":"IF($E19400=DataInput!$B19399,DataInput!G19399,NA())","v":"Coincident"},{"$f":"IF($E19400=DataInput!$B19399,DataInput!H19399,NA())","v":2009},{"$f":"IF($E19400=DataInput!$B19399,DataInput!I19399,NA())","v":"Actual"},{"$f":"IF($E19400=DataInput!$B19399,DataInput!J19399,NA())","v":348.48156},{"$f":"IF($E19400=DataInput!$B19399,DataInput!K19399,NA())","v":"NA"},null,null,{"$f":"IF(OR(ISERROR(E19400),ISERROR(G19400)),\"  \",E19400&\" \"&G19400)","v":"QLD Mudgeeraba 110"},null,null,null,null,false,null,null,{"$error":"#N/A"},{"$error":"#N/A"},{"$error":"#N/A"},{"$error":"#N/A"},{"$error":"#N/A"},{"$error":"#N/A"},{"$error":"#N/A"},{"$error":"#N/A"},{"$error":"#N/A"},{"$error":"#N/A"}]
[null,{"$f":"IF(DataInput!B19401=$B$8,IF($B$9=$B$10,TRUE,IF(DataInput!E19401=$B$9,TRUE,FALSE)))","v":true},null,null,{"$f":"IF(B19402=TRUE,DataInput!B19401,NA())","v":"QLD"},{"$f":"IF($E19402=DataInput!$B19401,DataInput!C19401,NA())","v":"QMGB"},{"$f":"IF($E19402=DataInput!$B19401,DataInput!D19401,NA())","v":"Mudgeeraba 110"},{"$f":"IF($E19402=DataInput!$B19401,DataInput!E19401,NA())","v":"Energex"},{"$f":"IF($E19402=DataInput!$B19401,DataInput!F19401,NA())","v":"Summer"},{"$f":"IF($E19402=DataInput!$B19401,DataInput!G19401,NA())","v":"Coincident"},{"$f":"IF($E19402=DataInput!$B19401,DataInput!H19401,NA())","v":2010},{"$f":"IF($E19402=DataInput!$B19401,DataInput!I19401,NA())","v":"Actual"},{"$f":"IF($E19402=DataInput!$B19401,DataInput!J19401,NA())","v":342.68560000000002},{"$f":"IF($E19402=DataInput!$B19401,DataInput!K19401,NA())","v":"NA"},null,null,"QLD Mudgeeraba 110",null,null,null,null,false,null,null,{"$error":"#N/A"},{"$error":"#N/A"},{"$error":"#N/A"},{"$error":"#N/A"},{"$error":"#N/A"},{"$error":"#N/A"},{"$error":"#N/A"},{"$error":"#N/A"},{"$error":"#N/A"},{"$error":"#N/A"}]
[null,{"$f":"IF(DataInput!B19452=$B$8,IF($B$9=$B$10,TRUE,IF(DataInput!E19452=$B$9,TRUE,FALSE)))","v":true},null,null,{"$f":"IF(B19453=TRUE,DataInput!B19452,NA())","v":"QLD"},{"$f":"IF($E19453=DataInput!$B19452,DataInput!C19452,NA())","v":"QNEB"},{"$f":"IF($E19453=DataInput!$B19452,DataInput!D19452,NA())","v":"Nebo"},{"$f":"IF($E19453=DataInput!$B19452,DataInput!E19452,NA())","v":"Ergon"},{"$f":"IF($E19453=DataInput!$B19452,DataInput!F19452,NA())","v":"Summer"},{"$f":"IF($E19453=DataInput!$B19452,DataInput!G19452,NA())","v":"Coincident"},{"$f":"IF($E19453=DataInput!$B19452,DataInput!H19452,NA())","v":2009},{"$f":"IF($E19453=DataInput!$B19452,DataInput!I19452,NA())","v":"Actual"},{"$f":"IF($E19453=DataInput!$B19452,DataInput!J19452,NA())","v":1.7726999999999999},{"$f":"IF($E19453=DataInput!$B19452,DataInput!K19452,NA())","v":"NA"},null,null,"QLD Nebo",null,null,null,null,false,null,null,{"$error":"#N/A"},{"$error":"#N/A"},{"$error":"#N/A"},{"$error":"#N/A"},{"$error":"#N/A"},{"$error":"#N/A"},{"$error":"#N/A"},{"$error":"#N/A"},{"$error":"#N/A"},{"$error":"#N/A"}]
[null,{"$f":"IF(DataInput!B19478=$B$8,IF($B$9=$B$10,TRUE,IF(DataInput!E19478=$B$9,TRUE,FALSE)))","v":true},null,null,{"$f":"IF(B19479=TRUE,DataInput!B19478,NA())","v":"QLD"},{"$f":"IF($E19479=DataInput!$B19478,DataInput!C19478,NA())","v":"QNLD"},{"$f":"IF($E19479=DataInput!$B19478,DataInput!D19478,NA())","v":"Newlands"},{"$f":"IF($E19479=DataInput!$B19478,DataInput!E19478,NA())","v":"Ergon"},{"$f":"IF($E19479=DataInput!$B19478,DataInput!F19478,NA())","v":"Summer"},{"$f":"IF($E19479=DataInput!$B19478,DataInput!G19478,NA())","v":"Coincident"},{"$f":"IF($E19479=DataInput!$B19478,DataInput!H19478,NA())","v":2012},{"$f":"IF($E19479=DataInput!$B19478,DataInput!I19478,NA())","v":"Actual"},{"$f":"IF($E19479=DataInput!$B19478,DataInput!J19478,NA())","v":22.634419999999999},{"$f":"IF($E19479=DataInput!$B19478,DataInput!K19478,NA())","v":"NA"},null,null,"QLD Newlands",null,null,null,null,false,null,null,{"$error":"#N/A"},{"$error":"#N/A"},{"$error":"#N/A"},{"$error":"#N/A"},{"$error":"#N/A"},{"$error":"#N/A"},{"$error":"#N/A"},{"$error":"#N/A"},{"$error":"#N/A"},{"$error":"#N/A"}]
[null,{"$f":"IF(DataInput!B19509=$B$8,IF($B$9=$B$10,TRUE,IF(DataInput!E19509=$B$9,TRUE,FALSE)))","v":true},null,null,{"$f":"IF(B19510=TRUE,DataInput!B19509,NA())","v":"QLD"},{"$f":"IF($E19510=DataInput!$B19509,DataInput!C19509,NA())","v":"QNOR"},{"$f":"IF($E19510=DataInput!$B19509,DataInput!D19509,NA())","v":"Norwich Park (Rail)"},{"$f":"IF($E19510=DataInput!$B19509,DataInput!E19509,NA())","v":"Powerlink"},{"$f":"IF($E19510=DataInput!$B19509,DataInput!F19509,NA())","v":"Winter"},{"$f":"IF($E19510=DataInput!$B19509,DataInput!G19509,NA())","v":"Coincident"},{"$f":"IF($E19510=DataInput!$B19509,DataInput!H19509,NA())","v":2007},{"$f":"IF($E19510=DataInput!$B19509,DataInput!I19509,NA())","v":"Actual"},{"$f":"IF($E19510=DataInput!$B19509,DataInput!J19509,NA())","v":"NA"},{"$f":"IF($E19510=DataInput!$B19509,DataInput!K19509,NA())","v":"NA"},null,null,"QLD Norwich Park (Rail)",null,null,null,null,false,null,null,{"$error":"#N/A"},{"$error":"#N/A"},{"$error":"#N/A"},{"$error":"#N/A"},{"$error":"#N/A"},{"$error":"#N/A"},{"$error":"#N/A"},{"$error":"#N/A"},{"$error":"#N/A"},{"$error":"#N/A"}]
[null,{"$f":"IF(DataInput!B19540=$B$8,IF($B$9=$B$10,TRUE,IF(DataInput!E19540=$B$9,TRUE,FALSE)))","v":true},null,null,{"$f":"IF(B19541=TRUE,DataInput!B19540,NA())","v":"QLD"},{"$f":"IF($E19541=DataInput!$B19540,DataInput!C19540,NA())","v":"QOKT"},{"$f":"IF($E19541=DataInput!$B19540,DataInput!D19540,NA())","v":"Oakey"},{"$f":"IF($E19541=DataInput!$B19540,DataInput!E19540,NA())","v":"Ergon"},{"$f":"IF($E19541=DataInput!$B19540,DataInput!F19540,NA())","v":"Winter"},{"$f":"IF($E19541=DataInput!$B19540,DataInput!G19540,NA())","v":"Coincident"},{"$f":"IF($E19541=DataInput!$B19540,DataInput!H19540,NA())","v":2015},{"$f":"IF($E19541=DataInput!$B19540,DataInput!I19540,NA())","v":"Actual"},{"$f":"IF($E19541=DataInput!$B19540,DataInput!J19540,NA())","v":18.018575999999999},{"$f":"IF($E19541=DataInput!$B19540,DataInput!K19540,NA())","v":"NA"},null,null,"QLD Oakey",null,null,null,null,false,null,null,{"$error":"#N/A"},{"$error":"#N/A"},{"$error":"#N/A"},{"$error":"#N/A"},{"$error":"#N/A"},{"$error":"#N/A"},{"$error":"#N/A"},{"$error":"#N/A"},{"$error":"#N/A"},{"$error":"#N/A"}]
[null,{"$f":"IF(DataInput!B19551=$B$8,IF($B$9=$B$10,TRUE,IF(DataInput!E19551=$B$9,TRUE,FALSE)))","v":true},null,null,{"$f":"IF(B19552=TRUE,DataInput!B19551,NA())","v":"QLD"},{"$f":"IF($E19552=DataInput!$B19551,DataInput!C19551,NA())","v":"QOON"},{"$f":"IF($E19552=DataInput!$B19551,DataInput!D19551,NA())","v":"Oonooie (Rail)"},{"$f":"IF($E19552=DataInput!$B19551,DataInput!E19551,NA())","v":"Powerlink"},{"$f":"IF($E19552=DataInput!$B19551,DataInput!F19551,NA())","v":"Summer"},{"$f":"IF($E19552=DataInput!$B19551,DataInput!G19551,NA())","v":"Coincident"},{"$f":"IF($E19552=DataInput!$B19551,DataInput!H19551,NA())","v":2011},{"$f":"IF($E19552=DataInput!$B19551,DataInput!I19551,NA())","v":"Actual"},{"$f":"IF($E19552=DataInput!$B19551,DataInput!J19551,NA())","v":"NA"},{"$f":"IF($E19552=DataInput!$B19551,DataInput!K19551,NA())","v":"NA"},null,null,"QLD Oonooie (Rail)",null,null,null,null,false,null,null,{"$error":"#N/A"},{"$error":"#N/A"},{"$error":"#N/A"},{"$error":"#N/A"},{"$error":"#N/A"},{"$error":"#N/A"},{"$error":"#N/A"},{"$error":"#N/A"},{"$error":"#N/A"},{"$error":"#N/A"}]
[null,{"$f":"IF(DataInput!B19588=$B$8,IF($B$9=$B$10,TRUE,IF(DataInput!E19588=$B$9,TRUE,FALSE)))","v":true},null,null,{"$f":"IF(B19589=TRUE,DataInput!B19588,NA())","v":"QLD"},{"$f":"IF($E19589=DataInput!$B19588,DataInput!C19588,NA())","v":"QPKD"},{"$f":"IF($E19589=DataInput!$B19588,DataInput!D19588,NA())","v":"Peak Downs (Rail)"},{"$f":"IF($E19589=DataInput!$B19588,DataInput!E19588,NA())","v":"Powerlink"},{"$f":"IF($E19589=DataInput!$B19588,DataInput!F19588,NA())","v":"Winter"},{"$f":"IF($E19589=DataInput!$B19588,DataInput!G19588,NA())","v":"Coincident"},{"$f":"IF($E19589=DataInput!$B19588,DataInput!H19588,NA())","v":2007},{"$f":"IF($E19589=DataInput!$B19588,DataInput!I19588,NA())","v":"Actual"},{"$f":"IF($E19589=DataInput!$B19588,DataInput!J19588,NA())","v":"NA"},{"$f":"IF($E19589=DataInput!$B19588,DataInput!K19588,NA())","v":"NA"},null,null,"QLD Peak Downs (Rail)",null,null,null,null,false,null,null,{"$error":"#N/A"},{"$error":"#N/A"},{"$error":"#N/A"},{"$error":"#N/A"},{"$error":"#N/A"},{"$error":"#N/A"},{"$error":"#N/A"},{"$error":"#N/A"},{"$error":"#N/A"},{"$error":"#N/A"}]
[null,{"$f":"IF(DataInput!B19606=$B$8,IF($B$9=$B$10,TRUE,IF(DataInput!E19606=$B$9,TRUE,FALSE)))","v":true},null,null,{"$f":"IF(B19607=TRUE,DataInput!B19606,NA())","v":"QLD"},{"$f":"IF($E19607=DataInput!$B19606,DataInput!C19606,NA())","v":"QPIV"},{"$f":"IF($E19607=DataInput!$B19606,DataInput!D19606,NA())","v":"Pioneer Valley"},{"$f":"IF($E19607=DataInput!$B19606,DataInput!E19606,NA())","v":"Ergon"},{"$f":"IF($E19607=DataInput!$B19606,DataInput!F19606,NA())","v":"Winter"},{"$f":"IF($E19607=DataInput!$B19606,DataInput!G19606,NA())","v":"Coincident"},{"$f":"IF($E19607=DataInput!$B19606,DataInput!H19606,NA())","v":2006},{"$f":"IF($E19607=DataInput!$B19606,DataInput!I19606,NA())","v":"Actual"},{"$f":"IF($E19607=DataInput!$B19606,DataInput!J19606,NA())","v":6.9254800000000003},{"$f":"IF($E19607=DataInput!$B19606,DataInput!K19606,NA())","v":"NA"},null,null,"QLD Pioneer Valley",null,null,null,null,false,null,null,{"$error":"#N/A"},{"$error":"#N/A"},{"$error":"#N/A"},{"$error":"#N/A"},{"$error":"#N/A"},{"$error":"#N/A"},{"$error":"#N/A"},{"$error":"#N/A"},{"$error":"#N/A"},{"$error":"#N/A"}]
[null,{"$f":"IF(DataInput!B19637=$B$8,IF($B$9=$B$10,TRUE,IF(DataInput!E19637=$B$9,TRUE,FALSE)))","v":true},null,null,{"$f":"IF(B19638=TRUE,DataInput!B19637,NA())","v":"QLD"},{"$f":"IF($E19638=DataInput!$B19637,DataInput!C19637,NA())","v":"QPRO"},{"$f":"IF($E19638=DataInput!$B19637,DataInput!D19637,NA())","v":"Proserpine"},{"$f":"IF($E19638=DataInput!$B19637,DataInput!E19637,NA())","v":"Ergon"},{"$f":"IF($E19638=DataInput!$B19637,DataInput!F19637,NA())","v":"Summer"},{"$f":"IF($E19638=DataInput!$B19637,DataInput!G19637,NA())","v":"Coincident"},{"$f":"IF($E19638=DataInput!$B19637,DataInput!H19637,NA())","v":2012},{"$f":"IF($E19638=DataInput!$B19637,DataInput!I19637,NA())","v":"Actual"},{"$f":"IF($E19638=DataInput!$B19637,DataInput!J19637,NA())","v":40.208240000000004},{"$f":"IF($E19638=DataInput!$B19637,DataInput!K19637,NA())","v":"NA"},null,null,"QLD Proserpine",null,null,null,null,false,null,null,{"$error":"#N/A"},{"$error":"#N/A"},{"$error":"#N/A"},{"$error":"#N/A"},{"$error":"#N/A"},{"$error":"#N/A"},{"$error":"#N/A"},{"$error":"#N/A"},{"$error":"#N/A"},{"$error":"#N/A"}]
[null,{"$f":"IF(DataInput!B19674=$B$8,IF($B$9=$B$10,TRUE,IF(DataInput!E19674=$B$9,TRUE,FALSE)))","v":true},null,null,{"$f":"IF(B19675=TRUE,DataInput!B19674,NA())","v":"QLD"},{"$f":"IF($E19675=DataInput!$B19674,DataInput!C19674,NA())","v":"QQNH"},{"$f":"IF($E19675=DataInput!$B19674,DataInput!D19674,NA())","v":"Queensland Nickel (Yabulu)"},{"$f":"IF($E19675=DataInput!$B19674,DataInput!E19674,NA())","v":"Powerlink"},{"$f":"IF($E19675=DataInput!$B19674,DataInput!F19674,NA())","v":"Winter"},{"$f":"IF($E19675=DataInput!$B19674,DataInput!G19674,NA())","v":"Coincident"},{"$f":"IF($E19675=DataInput!$B19674,DataInput!H19674,NA())","v":2010},{"$f":"IF($E19675=DataInput!$B19674,DataInput!I19674,NA())","v":"Actual"},{"$f":"IF($E19675=DataInput!$B19674,DataInput!J19674,NA())","v":"NA"},{"$f":"IF($E19675=DataInput!$B19674,DataInput!K19674,NA())","v":"NA"},null,null,"QLD Queensland Nickel (Yabulu)",null,null,null,null,false,null,null,{"$error":"#N/A"},{"$error":"#N/A"},{"$error":"#N/A"},{"$error":"#N/A"},{"$error":"#N/A"},{"$error":"#N/A"},{"$error":"#N/A"},{"$error":"#N/A"},{"$error":"#N/A"},{"$error":"#N/A"}]
[null,{"$f":"IF(DataInput!B19714=$B$8,IF($B$9=$B$10,TRUE,IF(DataInput!E19714=$B$9,TRUE,FALSE)))","v":true},null,null,{"$f":"IF(B19715=TRUE,DataInput!B19714,NA())","v":"QLD"},{"$f":"IF($E19715=DataInput!$B19714,DataInput!C19714,NA())","v":"QRLD"},{"$f":"IF($E19715=DataInput!$B19714,DataInput!D19714,NA())","v":"Richlands"},{"$f":"IF($E19715=DataInput!$B19714,DataInput!E19714,NA())","v":"Energex"},{"$f":"IF($E19715=DataInput!$B19714,DataInput!F19714,NA())","v":"Winter"},{"$f":"IF($E19715=DataInput!$B19714,DataInput!G19714,NA())","v":"Coincident"},{"$f":"IF($E19715=DataInput!$B19714,DataInput!H19714,NA())","v":2006},{"$f":"IF($E19715=DataInput!$B19714,DataInput!I19714,NA())","v":"Actual"},{"$f":"IF($E19715=DataInput!$B19714,DataInput!J19714,NA())","v":109.07532},{"$f":"IF($E19715=DataInput!$B19714,DataInput!K19714,NA())","v":"NA"},null,null,"QLD Richlands",null,null,null,null,false,null,null,{"$error":"#N/A"},{"$error":"#N/A"},{"$error":"#N/A"},{"$error":"#N/A"},{"$error":"#N/A"},{"$error":"#N/A"},{"$error":"#N/A"},{"$error":"#N/A"},{"$error":"#N/A"},{"$error":"#N/A"}]
[null,{"$f":"IF(DataInput!B19745=$B$8,IF($B$9=$B$10,TRUE,IF(DataInput!E19745=$B$9,TRUE,FALSE)))","v":true},null,null,{"$f":"IF(B19746=TRUE,DataInput!B19745,NA())","v":"QLD"},{"$f":"IF($E19746=DataInput!$B19745,DataInput!C19745,NA())","v":"Rockhampton"},{"$f":"IF($E19746=DataInput!$B19745,DataInput!D19745,NA())","v":"Rockhampton Loop"},{"$f":"IF($E19746=DataInput!$B19745,DataInput!E19745,NA())","v":"Ergon"},{"$f":"IF($E19746=DataInput!$B19745,DataInput!F19745,NA())","v":"Summer"},{"$f":"IF($E19746=DataInput!$B19745,DataInput!G19745,NA())","v":"Coincident"},{"$f":"IF($E19746=DataInput!$B19745,DataInput!H19745,NA())","v":2012},{"$f":"IF($E19746=DataInput!$B19745,DataInput!I19745,NA())","v":"Actual"},{"$f":"IF($E19746=DataInput!$B19745,DataInput!J19745,NA())","v":172.20544000000001},{"$f":"IF($E19746=DataInput!$B19745,DataInput!K19745,NA())","v":"NA"},null,null,"QLD Rockhampton Loop",null,null,null,null,false,null,null,{"$error":"#N/A"},{"$error":"#N/A"},{"$error":"#N/A"},{"$error":"#N/A"},{"$error":"#N/A"},{"$error":"#N/A"},{"$error":"#N/A"},{"$error":"#N/A"},{"$error":"#N/A"},{"$error":"#N/A"}]
[null,{"$f":"IF(DataInput!B19763=$B$8,IF($B$9=$B$10,TRUE,IF(DataInput!E19763=$B$9,TRUE,FALSE)))","v":true},null,null,{"$f":"IF(B19764=TRUE,DataInput!B19763,NA())","v":"QLD"},{"$f":"IF($E19764=DataInput!$B19763,DataInput!C19763,NA())","v":"QRCK"},{"$f":"IF($E19764=DataInput!$B19763,DataInput!D19763,NA())","v":"Rocklands (Rail)"},{"$f":"IF($E19764=DataInput!$B19763,DataInput!E19763,NA())","v":"Powerlink"},{"$f":"IF($E19764=DataInput!$B19763,DataInput!F19763,NA())","v":"Summer"},{"$f":"IF($E19764=DataInput!$B19763,DataInput!G19763,NA())","v":"Coincident"},{"$f":"IF($E19764=DataInput!$B19763,DataInput!H19763,NA())","v":2011},{"$f":"IF($E19764=DataInput!$B19763,DataInput!I19763,NA())","v":"Actual"},{"$f":"IF($E19764=DataInput!$B19763,DataInput!J19763,NA())","v":"NA"},{"$f":"IF($E19764=DataInput!$B19763,DataInput!K19763,NA())","v":"NA"},null,null,"QLD Rocklands (Rail)",null,null,null,null,false,null,null,{"$error":"#N/A"},{"$error":"#N/A"},{"$error":"#N/A"},{"$error":"#N/A"},{"$error":"#N/A"},{"$error":"#N/A"},{"$error":"#N/A"},{"$error":"#N/A"},{"$error":"#N/A"},{"$error":"#N/A"}]
[null,{"$f":"IF(DataInput!B19801=$B$8,IF($B$9=$B$10,TRUE,IF(DataInput!E19801=$B$9,TRUE,FALSE)))","v":true},null,null,{"$f":"IF(B19802=TRUE,DataInput!B19801,NA())","v":"QLD"},{"$f":"IF($E19802=DataInput!$B19801,DataInput!C19801,NA())","v":"QROS"},{"$f":"IF($E19802=DataInput!$B19801,DataInput!D19801,NA())","v":"Ross"},{"$f":"IF($E19802=DataInput!$B19801,DataInput!E19801,NA())","v":"Ergon"},{"$f":"IF($E19802=DataInput!$B19801,DataInput!F19801,NA())","v":"Summer"},{"$f":"IF($E19802=DataInput!$B19801,DataInput!G19801,NA())","v":"Coincident"},{"$f":"IF($E19802=DataInput!$B19801,DataInput!H19801,NA())","v":2010},{"$f":"IF($E19802=DataInput!$B19801,DataInput!I19801,NA())","v":"Actual"},{"$f":"IF($E19802=DataInput!$B19801,DataInput!J19801,NA())","v":38.241120000000002},{"$f":"IF($E19802=DataInput!$B19801,DataInput!K19801,NA())","v":"NA"},null,null,"QLD Ross",null,null,null,null,false,null,null,{"$error":"#N/A"},{"$error":"#N/A"},{"$error":"#N/A"},{"$error":"#N/A"},{"$error":"#N/A"},{"$error":"#N/A"},{"$error":"#N/A"},{"$error":"#N/A"},{"$error":"#N/A"},{"$error":"#N/A"}]
[null,{"$f":"IF(DataInput!B19824=$B$8,IF($B$9=$B$10,TRUE,IF(DataInput!E19824=$B$9,TRUE,FALSE)))","v":true},null,null,{"$f":"IF(B19825=TRUE,DataInput!B19824,NA())","v":"QLD"},{"$f":"IF($E19825=DataInput!$B19824,DataInput!C19824,NA())","v":"QRBS"},{"$f":"IF($E19825=DataInput!$B19824,DataInput!D19824,NA())","v":"Runcorn"},{"$f":"IF($E19825=DataInput!$B19824,DataInput!E19824,NA())","v":"Energex"},{"$f":"IF($E19825=DataInput!$B19824,DataInput!F19824,NA())","v":"Winter"},{"$f":"IF($E19825=DataInput!$B19824,DataInput!G19824,NA())","v":"Coincident"},{"$f":"IF($E19825=DataInput!$B19824,DataInput!H19824,NA())","v":2011},{"$f":"IF($E19825=DataInput!$B19824,DataInput!I19824,NA())","v":"Actual"},{"$f":"IF($E19825=DataInput!$B19824,DataInput!J19824,NA())","v":57.221299999999999},{"$f":"IF($E19825=DataInput!$B19824,DataInput!K19824,NA())","v":"NA"},null,null,"QLD Runcorn",null,null,null,null,false,null,null,{"$error":"#N/A"},{"$error":"#N/A"},{"$error":"#N/A"},{"$error":"#N/A"},{"$error":"#N/A"},{"$error":"#N/A"},{"$error":"#N/A"},{"$error":"#N/A"},{"$error":"#N/A"},{"$error":"#N/A"}]
[null,{"$f":"IF(DataInput!B19842=$B$8,IF($B$9=$B$10,TRUE,IF(DataInput!E19842=$B$9,TRUE,FALSE)))","v":true},null,null,{"$f":"IF(B19843=TRUE,DataInput!B19842,NA())","v":"QLD"},{"$f":"IF($E19843=DataInput!$B19842,DataInput!C19842,NA())","v":"QSPN"},{"$f":"IF($E19843=DataInput!$B19842,DataInput!D19842,NA())","v":"South Pine"},{"$f":"IF($E19843=DataInput!$B19842,DataInput!E19842,NA())","v":"Energex"},{"$f":"IF($E19843=DataInput!$B19842,DataInput!F19842,NA())","v":"Winter"},{"$f":"IF($E19843=DataInput!$B19842,DataInput!G19842,NA())","v":"Coincident"},{"$f":"IF($E19843=DataInput!$B19842,DataInput!H19842,NA())","v":2010},{"$f":"IF($E19843=DataInput!$B19842,DataInput!I19842,NA())","v":"Actual"},{"$f":"IF($E19843=DataInput!$B19842,DataInput!J19842,NA())","v":691.53974200000005},{"$f":"IF($E19843=DataInput!$B19842,DataInput!K19842,NA())","v":"NA"},null,null,"QLD South Pine",null,null,null,null,false,null,null,{"$error":"#N/A"},{"$error":"#N/A"},{"$error":"#N/A"},{"$error":"#N/A"},{"$error":"#N/A"},{"$error":"#N/A"},{"$error":"#N/A"},{"$error":"#N/A"},{"$error":"#N/A"},{"$error":"#N/A"}]
[null,{"$f":"IF(DataInput!B19873=$B$8,IF($B$9=$B$10,TRUE,IF(DataInput!E19873=$B$9,TRUE,FALSE)))","v":true},null,null,{"$f":"IF(B19874=TRUE,DataInput!B19873,NA())","v":"QLD"},{"$f":"IF($E19874=DataInput!$B19873,DataInput!C19873,NA())","v":"QSUM"},{"$f":"IF($E19874=DataInput!$B19873,DataInput!D19873,NA())","v":"Sumner"},{"$f":"IF($E19874=DataInput!$B19873,DataInput!E19873,NA())","v":"Energex"},{"$f":"IF($E19874=DataInput!$B19873,DataInput!F19873,NA())","v":"Summer"},{"$f":"IF($E19874=DataInput!$B19873,DataInput!G19873,NA())","v":"Coincident"},{"$f":"IF($E19874=DataInput!$B19873,DataInput!H19873,NA())","v":2008},{"$f":"IF($E19874=DataInput!$B19873,DataInput!I19873,NA())","v":"Actual"},{"$f":"IF($E19874=DataInput!$B19873,DataInput!J19873,NA())","v":27.850999999999999},{"$f":"IF($E19874=DataInput!$B19873,DataInput!K19873,NA())","v":"NA"},null,null,"QLD Sumner",null,null,null,null,false,null,null,{"$error":"#N/A"},{"$error":"#N/A"},{"$error":"#N/A"},{"$error":"#N/A"},{"$error":"#N/A"},{"$error":"#N/A"},{"$error":"#N/A"},{"$error":"#N/A"},{"$error":"#N/A"},{"$error":"#N/A"}]
[null,{"$f":"IF(DataInput!B19896=$B$8,IF($B$9=$B$10,TRUE,IF(DataInput!E19896=$B$9,TRUE,FALSE)))","v":true},null,null,{"$f":"IF(B19897=TRUE,DataInput!B19896,NA())","v":"QLD"},{"$f":"IF($E19897=DataInput!$B19896,DataInput!C19896,NA())","v":"QTKM"},{"$f":"IF($E19897=DataInput!$B19896,DataInput!D19896,NA())","v":"Tangkam (Dalby)"},{"$f":"IF($E19897=DataInput!$B19896,DataInput!E19896,NA())","v":"Ergon"},{"$f":"IF($E19897=DataInput!$B19896,DataInput!F19896,NA())","v":"Winter"},{"$f":"IF($E19897=DataInput!$B19896,DataInput!G19896,NA())","v":"Coincident"},{"$f":"IF($E19897=DataInput!$B19896,DataInput!H19896,NA())","v":2009},{"$f":"IF($E19897=DataInput!$B19896,DataInput!I19896,NA())","v":"Actual"},{"$f":"IF($E19897=DataInput!$B19896,DataInput!J19896,NA())","v":29.751283999999998},{"$f":"IF($E19897=DataInput!$B19896,DataInput!K19896,NA())","v":"NA"},null,null,"QLD Tangkam (Dalby)",null,null,null,null,false,null,null,{"$error":"#N/A"},{"$error":"#N/A"},{"$error":"#N/A"},{"$error":"#N/A"},{"$error":"#N/A"},{"$error":"#N/A"},{"$error":"#N/A"},{"$error":"#N/A"},{"$error":"#N/A"},{"$error":"#N/A"}]
[null,{"$f":"IF(DataInput!B19921=$B$8,IF($B$9=$B$10,TRUE,IF(DataInput!E19921=$B$9,TRUE,FALSE)))","v":true},null,null,{"$f":"IF(B19922=TRUE,DataInput!B19921,NA())","v":"QLD"},{"$f":"IF($E19922=DataInput!$B19921,DataInput!C19921,NA())","v":"QTRL"},{"$f":"IF($E19922=DataInput!$B19921,DataInput!D19921,NA())","v":"Tarong"},{"$f":"IF($E19922=DataInput!$B19921,DataInput!E19921,NA())","v":"Ergon"},{"$f":"IF($E19922=DataInput!$B19921,DataInput!F19921,NA())","v":"Summer"},{"$f":"IF($E19922=DataInput!$B19921,DataInput!G19921,NA())","v":"Coincident"},{"$f":"IF($E19922=DataInput!$B19921,DataInput!H19921,NA())","v":2012},{"$f":"IF($E19922=DataInput!$B19921,DataInput!I19921,NA())","v":"Actual"},{"$f":"IF($E19922=DataInput!$B19921,DataInput!J19921,NA())","v":39.757040000000003},{"$f":"IF($E19922=DataInput!$B19921,DataInput!K19921,NA())","v":"NA"},null,null,"QLD Tarong",null,null,null,null,false,null,null,{"$error":"#N/A"},{"$error":"#N/A"},{"$error":"#N/A"},{"$error":"#N/A"},{"$error":"#N/A"},{"$error":"#N/A"},{"$error":"#N/A"},{"$error":"#N/A"},{"$error":"#N/A"},{"$error":"#N/A"}]
[null,{"$f":"IF(DataInput!B19952=$B$8,IF($B$9=$B$10,TRUE,IF(DataInput!E19952=$B$9,TRUE,FALSE)))","v":true},null,null,{"$f":"IF(B19953=TRUE,DataInput!B19952,NA())","v":"QLD"},{"$f":"IF($E19953=DataInput!$B19952,DataInput!C19952,NA())","v":"QTNS"},{"$f":"IF($E19953=DataInput!$B19952,DataInput!D19952,NA())","v":"Tennyson"},{"$f":"IF($E19953=DataInput!$B19952,DataInput!E19952,NA())","v":"Energex"},{"$f":"IF($E19953=DataInput!$B19952,DataInput!F19952,NA())","v":"Summer"},{"$f":"IF($E19953=DataInput!$B19952,DataInput!G19952,NA())","v":"Coincident"},{"$f":"IF($E19953=DataInput!$B19952,DataInput!H19952,NA())","v":2009},{"$f":"IF($E19953=DataInput!$B19952,DataInput!I19952,NA())","v":"Actual"},{"$f":"IF($E19953=DataInput!$B19952,DataInput!J19952,NA())","v":175.74196000000001},{"$f":"IF($E19953=DataInput!$B19952,DataInput!K19952,NA())","v":"NA"},null,null,"QLD Tennyson",null,null,null,null,false,null,null,{"$error":"#N/A"},{"$error":"#N/A"},{"$error":"#N/A"},{"$error":"#N/A"},{"$error":"#N/A"},{"$error":"#N/A"},{"$error":"#N/A"},{"$error":"#N/A"},{"$error":"#N/A"},{"$error":"#N/A"}]
[null,{"$f":"IF(DataInput!B19999=$B$8,IF($B$9=$B$10,TRUE,IF(DataInput!E19999=$B$9,TRUE,FALSE)))","v":true},null,null,{"$f":"IF(B20000=TRUE,DataInput!B19999,NA())","v":"QLD"},{"$f":"IF($E20000=DataInput!$B19999,DataInput!C19999,NA())","v":"QTZS"},{"$f":"IF($E20000=DataInput!$B19999,DataInput!D19999,NA())","v":"Townsville South (Kz)"},{"$f":"IF($E20000=DataInput!$B19999,DataInput!E19999,NA())","v":"Powerlink"},{"$f":"IF($E20000=DataInput!$B19999,DataInput!F19999,NA())","v":"Winter"},{"$f":"IF($E20000=DataInput!$B19999,DataInput!G19999,NA())","v":"Coincident"},{"$f":"IF($E20000=DataInput!$B19999,DataInput!H19999,NA())","v":2012},{"$f":"IF($E20000=DataInput!$B19999,DataInput!I19999,NA())","v":"Actual"},{"$f":"IF($E20000=DataInput!$B19999,DataInput!J19999,NA())","v":"NA"},{"$f":"IF($E20000=DataInput!$B19999,DataInput!K19999,NA())","v":"NA"},null,null,"QLD Townsville South (Kz)",null,null,null,null,false,null,null,{"$error":"#N/A"},{"$error":"#N/A"},{"$error":"#N/A"},{"$error":"#N/A"},{"$error":"#N/A"},{"$error":"#N/A"},{"$error":"#N/A"},{"$error":"#N/A"},{"$error":"#N/A"},{"$error":"#N/A"}]
[null,{"$f":"IF(DataInput!B20023=$B$8,IF($B$9=$B$10,TRUE,IF(DataInput!E20023=$B$9,TRUE,FALSE)))","v":true},null,null,{"$f":"IF(B20024=TRUE,DataInput!B20023,NA())","v":"QLD"},{"$f":"IF($E20024=DataInput!$B20023,DataInput!C20023,NA())","v":"QTLL"},{"$f":"IF($E20024=DataInput!$B20023,DataInput!D20023,NA())","v":"Tully"},{"$f":"IF($E20024=DataInput!$B20023,DataInput!E20023,NA())","v":"Ergon"},{"$f":"IF($E20024=DataInput!$B20023,DataInput!F20023,NA())","v":"Winter"},{"$f":"IF($E20024=DataInput!$B20023,DataInput!G20023,NA())","v":"Coincident"},{"$f":"IF($E20024=DataInput!$B20023,DataInput!H20023,NA())","v":2014},{"$f":"IF($E20024=DataInput!$B20023,DataInput!I20023,NA())","v":"Actual"},{"$f":"IF($E20024=DataInput!$B20023,DataInput!J20023,NA())","v":9.6376340000000003},{"$f":"IF($E20024=DataInput!$B20023,DataInput!K20023,NA())","v":"NA"},null,null,"QLD Tully",null,null,null,null,false,null,null,{"$error":"#N/A"},{"$error":"#N/A"},{"$error":"#N/A"},{"$error":"#N/A"},{"$error":"#N/A"},{"$error":"#N/A"},{"$error":"#N/A"},{"$error":"#N/A"},{"$error":"#N/A"},{"$error":"#N/A"}]
[null,{"$f":"IF(DataInput!B20060=$B$8,IF($B$9=$B$10,TRUE,IF(DataInput!E20060=$B$9,TRUE,FALSE)))","v":true},null,null,{"$f":"IF(B20061=TRUE,DataInput!B20060,NA())","v":"QLD"},{"$f":"IF($E20061=DataInput!$B20060,DataInput!C20060,NA())","v":"QTUH"},{"$f":"IF($E20061=DataInput!$B20060,DataInput!D20060,NA())","v":"Turkinje (Craiglee)"},{"$f":"IF($E20061=DataInput!$B20060,DataInput!E20060,NA())","v":"Ergon"},{"$f":"IF($E20061=DataInput!$B20060,DataInput!F20060,NA())","v":"Summer"},{"$f":"IF($E20061=DataInput!$B20060,DataInput!G20060,NA())","v":"Coincident"},{"$f":"IF($E20061=DataInput!$B20060,DataInput!H20060,NA())","v":2013},{"$f":"IF($E20061=DataInput!$B20060,DataInput!I20060,NA())","v":"Actual"},{"$f":"IF($E20061=DataInput!$B20060,DataInput!J20060,NA())","v":17.238900000000001},{"$f":"IF($E20061=DataInput!$B20060,DataInput!K20060,NA())","v":"NA"},null,null,"QLD Turkinje (Craiglee)",null,null,null,null,false,null,null,{"$error":"#N/A"},{"$error":"#N/A"},{"$error":"#N/A"},{"$error":"#N/A"},{"$error":"#N/A"},{"$error":"#N/A"},{"$error":"#N/A"},{"$error":"#N/A"},{"$error":"#N/A"},{"$error":"#N/A"}]
[null,{"$f":"IF(DataInput!B20078=$B$8,IF($B$9=$B$10,TRUE,IF(DataInput!E20078=$B$9,TRUE,FALSE)))","v":true},null,null,{"$f":"IF(B20079=TRUE,DataInput!B20078,NA())","v":"QLD"},{"$f":"IF($E20079=DataInput!$B20078,DataInput!C20078,NA())","v":"QWAN"},{"$f":"IF($E20079=DataInput!$B20078,DataInput!D20078,NA())","v":"Wandoo (Rail)"},{"$f":"IF($E20079=DataInput!$B20078,DataInput!E20078,NA())","v":"Powerlink"},{"$f":"IF($E20079=DataInput!$B20078,DataInput!F20078,NA())","v":"Summer"},{"$f":"IF($E20079=DataInput!$B20078,DataInput!G20078,NA())","v":"Coincident"},{"$f":"IF($E20079=DataInput!$B20078,DataInput!H20078,NA())","v":2009},{"$f":"IF($E20079=DataInput!$B20078,DataInput!I20078,NA())","v":"Actual"},{"$f":"IF($E20079=DataInput!$B20078,DataInput!J20078,NA())","v":"NA"},{"$f":"IF($E20079=DataInput!$B20078,DataInput!K20078,NA())","v":"NA"},null,null,"QLD Wandoo (Rail)",null,null,null,null,false,null,null,{"$error":"#N/A"},{"$error":"#N/A"},{"$error":"#N/A"},{"$error":"#N/A"},{"$error":"#N/A"},{"$error":"#N/A"},{"$error":"#N/A"},{"$error":"#N/A"},{"$error":"#N/A"},{"$error":"#N/A"}]
[null,{"$f":"IF(DataInput!B20109=$B$8,IF($B$9=$B$10,TRUE,IF(DataInput!E20109=$B$9,TRUE,FALSE)))","v":true},null,null,{"$f":"IF(B20110=TRUE,DataInput!B20109,NA())","v":"QLD"},{"$f":"IF($E20110=DataInput!$B20109,DataInput!C20109,NA())","v":"QWLG"},{"$f":"IF($E20110=DataInput!$B20109,DataInput!D20109,NA())","v":"Woolooga (Energex)"},{"$f":"IF($E20110=DataInput!$B20109,DataInput!E20109,NA())","v":"Energex"},{"$f":"IF($E20110=DataInput!$B20109,DataInput!F20109,NA())","v":"Winter"},{"$f":"IF($E20110=DataInput!$B20109,DataInput!G20109,NA())","v":"Coincident"},{"$f":"IF($E20110=DataInput!$B20109,DataInput!H20109,NA())","v":2014},{"$f":"IF($E20110=DataInput!$B20109,DataInput!I20109,NA())","v":"Actual"},{"$f":"IF($E20110=DataInput!$B20109,DataInput!J20109,NA())","v":158.2585},{"$f":"IF($E20110=DataInput!$B20109,DataInput!K20109,NA())","v":"NA"},null,null,"QLD Woolooga (Energex)",null,null,null,null,false,null,null,{"$error":"#N/A"},{"$error":"#N/A"},{"$error":"#N/A"},{"$error":"#N/A"},{"$error":"#N/A"},{"$error":"#N/A"},{"$error":"#N/A"},{"$error":"#N/A"},{"$error":"#N/A"},{"$error":"#N/A"}]
[null,{"$f":"IF(DataInput!B20122=$B$8,IF($B$9=$B$10,TRUE,IF(DataInput!E20122=$B$9,TRUE,FALSE)))","v":true},null,null,{"$f":"IF(B20123=TRUE,DataInput!B20122,NA())","v":"QLD"},{"$f":"IF($E20123=DataInput!$B20122,DataInput!C20122,NA())","v":"QWLN"},{"$f":"IF($E20123=DataInput!$B20122,DataInput!D20122,NA())","v":"Woolooga (Ergon)"},{"$f":"IF($E20123=DataInput!$B20122,DataInput!E20122,NA())","v":"Ergon"},{"$f":"IF($E20123=DataInput!$B20122,DataInput!F20122,NA())","v":"Winter"},{"$f":"IF($E20123=DataInput!$B20122,DataInput!G20122,NA())","v":"Coincident"},{"$f":"IF($E20123=DataInput!$B20122,DataInput!H20122,NA())","v":2011},{"$f":"IF($E20123=DataInput!$B20122,DataInput!I20122,NA())","v":"Actual"},{"$f":"IF($E20123=DataInput!$B20122,DataInput!J20122,NA())","v":16.285620000000002},{"$f":"IF($E20123=DataInput!$B20122,DataInput!K20122,NA())","v":"NA"},null,null,"QLD Woolooga (Ergon)",null,null,null,null,false,null,null,{"$error":"#N/A"},{"$error":"#N/A"},{"$error":"#N/A"},{"$error":"#N/A"},{"$error":"#N/A"},{"$error":"#N/A"},{"$error":"#N/A"},{"$error":"#N/A"},{"$error":"#N/A"},{"$error":"#N/A"}]
[null,{"$f":"IF(DataInput!B20157=$B$8,IF($B$9=$B$10,TRUE,IF(DataInput!E20157=$B$9,TRUE,FALSE)))","v":true},null,null,{"$f":"IF(B20158=TRUE,DataInput!B20157,NA())","v":"QLD"},{"$f":"IF($E20158=DataInput!$B20157,DataInput!C20157,NA())","v":"QYAE"},{"$f":"IF($E20158=DataInput!$B20157,DataInput!D20157,NA())","v":"Yarwun - Boat Creek"},{"$f":"IF($E20158=DataInput!$B20157,DataInput!E20157,NA())","v":"Ergon"},{"$f":"IF($E20158=DataInput!$B20157,DataInput!F20157,NA())","v":"Summer"},{"$f":"IF($E20158=DataInput!$B20157,DataInput!G20157,NA())","v":"Coincident"},{"$f":"IF($E20158=DataInput!$B20157,DataInput!H20157,NA())","v":2010},{"$f":"IF($E20158=DataInput!$B20157,DataInput!I20157,NA())","v":"Actual"},{"$f":"IF($E20158=DataInput!$B20157,DataInput!J20157,NA())","v":33.418239999999997},{"$f":"IF($E20158=DataInput!$B20157,DataInput!K20157,NA())","v":"NA"},null,null,"QLD Yarwun - Boat Creek",null,null,null,null,false,null,null,{"$error":"#N/A"},{"$error":"#N/A"},{"$error":"#N/A"},{"$error":"#N/A"},{"$error":"#N/A"},{"$error":"#N/A"},{"$error":"#N/A"},{"$error":"#N/A"},{"$error":"#N/A"},{"$error":"#N/A"}]
[null,null,null,null,null,null,null,null,null,null,null,null,null,null,null,null,null,null,null,null,null,false,null,null,{"$error":"#N/A"},{"$error":"#N/A"},{"$error":"#N/A"},{"$error":"#N/A"},{"$error":"#N/A"},{"$error":"#N/A"},{"$error":"#N/A"},{"$error":"#N/A"},{"$error":"#N/A"},{"$error":"#N/A"}]
[null,null,null,null,null,null,null,null,null,null,null,null,null,null,null,null,null,null,null,null,null,false,null,null,{"$error":"#N/A"},{"$error":"#N/A"},{"$error":"#N/A"},{"$error":"#N/A"},{"$error":"#N/A"},{"$error":"#N/A"},{"$error":"#N/A"},{"$error":"#N/A"},{"$error":"#N/A"},{"$error":"#N/A"}]
[null,null,null,null,null,null,null,null,null,null,null,null,null,null,null,null,null,null,null,null,null,false,null,null,{"$error":"#N/A"},{"$error":"#N/A"},{"$error":"#N/A"},{"$error":"#N/A"},{"$error":"#N/A"},{"$error":"#N/A"},{"$error":"#N/A"},{"$error":"#N/A"},{"$error":"#N/A"},{"$error":"#N/A"}]
[null,null,null,null,null,null,null,null,null,null,null,null,null,null,null,null,null,null,null,null,null,false,null,null,{"$error":"#N/A"},{"$error":"#N/A"},{"$error":"#N/A"},{"$error":"#N/A"},{"$error":"#N/A"},{"$error":"#N/A"},{"$error":"#N/A"},{"$error":"#N/A"},{"$error":"#N/A"},{"$error":"#N/A"}]
[null,null,null,null,null,null,null,null,null,null,null,null,null,null,null,null,null,null,null,null,null,false,null,null,{"$error":"#N/A"},{"$error":"#N/A"},{"$error":"#N/A"},{"$error":"#N/A"},{"$error":"#N/A"},{"$error":"#N/A"},{"$error":"#N/A"},{"$error":"#N/A"},{"$error":"#N/A"},{"$error":"#N/A"}]
[null,null,null,null,null,null,null,null,null,null,null,null,null,null,null,null,null,null,null,null,null,false,null,null,{"$error":"#N/A"},{"$error":"#N/A"},{"$error":"#N/A"},{"$error":"#N/A"},{"$error":"#N/A"},{"$error":"#N/A"},{"$error":"#N/A"},{"$error":"#N/A"},{"$error":"#N/A"},{"$error":"#N/A"}]
[null,null,null,null,null,null,null,null,null,null,null,null,null,null,null,null,null,null,null,null,null,false,null,null,{"$error":"#N/A"},{"$error":"#N/A"},{"$error":"#N/A"},{"$error":"#N/A"},{"$error":"#N/A"},{"$error":"#N/A"},{"$error":"#N/A"},{"$error":"#N/A"},{"$error":"#N/A"},{"$error":"#N/A"}]
[null,null,null,null,null,null,null,null,null,null,null,null,null,null,null,null,null,null,null,null,null,false,null,null,{"$error":"#N/A"},{"$error":"#N/A"},{"$error":"#N/A"},{"$error":"#N/A"},{"$error":"#N/A"},{"$error":"#N/A"},{"$error":"#N/A"},{"$error":"#N/A"},{"$error":"#N/A"},{"$error":"#N/A"}]
[null,null,null,null,null,null,null,null,null,null,null,null,null,null,null,null,null,null,null,null,null,false,null,null,{"$error":"#N/A"},{"$error":"#N/A"},{"$error":"#N/A"},{"$error":"#N/A"},{"$error":"#N/A"},{"$error":"#N/A"},{"$error":"#N/A"},{"$error":"#N/A"},{"$error":"#N/A"},{"$error":"#N/A"}]
[null,null,null,null,null,null,null,null,null,null,null,null,null,null,null,null,null,null,null,null,null,false,null,null,{"$error":"#N/A"},{"$error":"#N/A"},{"$error":"#N/A"},{"$error":"#N/A"},{"$error":"#N/A"},{"$error":"#N/A"},{"$error":"#N/A"},{"$error":"#N/A"},{"$error":"#N/A"},{"$error":"#N/A"}]
[null,null,null,null,null,null,null,null,null,null,null,null,null,null,null,null,null,null,null,null,null,false,null,null,{"$error":"#N/A"},{"$error":"#N/A"},{"$error":"#N/A"},{"$error":"#N/A"},{"$error":"#N/A"},{"$error":"#N/A"},{"$error":"#N/A"},{"$error":"#N/A"},{"$error":"#N/A"},{"$error":"#N/A"}]
[null,null,null,null,null,null,null,null,null,null,null,null,null,null,null,null,null,null,null,null,null,false,null,null,{"$f":"IF($V20504=TRUE,E20504,NA())","v":{"$error":"#N/A"}},{"$f":"IF($V20504=TRUE,F20504,NA())","v":{"$error":"#N/A"}},{"$f":"IF($V20504=TRUE,G20504,NA())","v":{"$error":"#N/A"}},{"$f":"IF($V20504=TRUE,H20504,NA())","v":{"$error":"#N/A"}},{"$f":"IF($V20504=TRUE,I20504,NA())","v":{"$error":"#N/A"}},{"$f":"IF($V20504=TRUE,J20504,NA())","v":{"$error":"#N/A"}},{"$f":"IF($V20504=TRUE,K20504,NA())","v":{"$error":"#N/A"}},{"$f":"IF($V20504=TRUE,L20504,NA())","v":{"$error":"#N/A"}},{"$f":"IF($V20504=TRUE,M20504,NA())","v":{"$error":"#N/A"}},{"$f":"IF($V20504=TRUE,N20504,NA())","v":{"$error":"#N/A"}}]
[null,null,null,null,null,null,null,null,null,null,null,null,null,null,null,null,null,null,null,null,null,false,null,null,{"$error":"#N/A"},{"$error":"#N/A"},{"$error":"#N/A"},{"$error":"#N/A"},{"$error":"#N/A"},{"$error":"#N/A"},{"$error":"#N/A"},{"$error":"#N/A"},{"$error":"#N/A"},{"$error":"#N/A"}]
[null,null,null,null,null,null,null,null,null,null,null,null,null,null,null,null,null,null,null,null,null,false,null,null,{"$error":"#N/A"},{"$error":"#N/A"},{"$error":"#N/A"},{"$error":"#N/A"},{"$error":"#N/A"},{"$error":"#N/A"},{"$error":"#N/A"},{"$error":"#N/A"},{"$error":"#N/A"},{"$error":"#N/A"}]
[null,null,null,null,null,null,null,null,null,null,null,null,null,null,null,null,null,null,null,null,null,false,null,null,{"$error":"#N/A"},{"$error":"#N/A"},{"$error":"#N/A"},{"$error":"#N/A"},{"$error":"#N/A"},{"$error":"#N/A"},{"$error":"#N/A"},{"$error":"#N/A"},{"$error":"#N/A"},{"$error":"#N/A"}]
[null,null,null,null,null,null,null,null,null,null,null,null,null,null,null,null,null,null,null,null,null,false,null,null,{"$error":"#N/A"},{"$error":"#N/A"},{"$error":"#N/A"},{"$error":"#N/A"},{"$error":"#N/A"},{"$error":"#N/A"},{"$error":"#N/A"},{"$error":"#N/A"},{"$error":"#N/A"},{"$error":"#N/A"}]
[null,null,null,null,null,null,null,null,null,null,null,null,null,null,null,null,null,null,null,null,null,false,null,null,{"$error":"#N/A"},{"$error":"#N/A"},{"$error":"#N/A"},{"$error":"#N/A"},{"$error":"#N/A"},{"$error":"#N/A"},{"$error":"#N/A"},{"$error":"#N/A"},{"$error":"#N/A"},{"$error":"#N/A"}]
[null,null,null,null,null,null,null,null,null,null,null,null,null,null,null,null,null,null,null,null,null,false,null,null,{"$error":"#N/A"},{"$error":"#N/A"},{"$error":"#N/A"},{"$error":"#N/A"},{"$error":"#N/A"},{"$error":"#N/A"},{"$error":"#N/A"},{"$error":"#N/A"},{"$error":"#N/A"},{"$error":"#N/A"}]
[null,null,null,null,null,null,null,null,null,null,null,null,null,null,null,null,null,null,null,null,null,false,null,null,{"$error":"#N/A"},{"$error":"#N/A"},{"$error":"#N/A"},{"$error":"#N/A"},{"$error":"#N/A"},{"$error":"#N/A"},{"$error":"#N/A"},{"$error":"#N/A"},{"$error":"#N/A"},{"$error":"#N/A"}]
[null,null,null,null,null,null,null,null,null,null,null,null,null,null,null,null,null,null,null,null,null,false,null,null,{"$error":"#N/A"},{"$error":"#N/A"},{"$error":"#N/A"},{"$error":"#N/A"},{"$error":"#N/A"},{"$error":"#N/A"},{"$error":"#N/A"},{"$error":"#N/A"},{"$error":"#N/A"},{"$error":"#N/A"}]
[null,null,null,null,null,null,null,null,null,null,null,null,null,null,null,null,null,null,null,null,null,false,null,null,{"$error":"#N/A"},{"$error":"#N/A"},{"$error":"#N/A"},{"$error":"#N/A"},{"$error":"#N/A"},{"$error":"#N/A"},{"$error":"#N/A"},{"$error":"#N/A"},{"$error":"#N/A"},{"$error":"#N/A"}]
[null,null,null,null,null,null,null,null,null,null,null,null,null,null,null,null," ",null,null,null,null,false,null,null,{"$error":"#N/A"},{"$error":"#N/A"},{"$error":"#N/A"},{"$error":"#N/A"},{"$error":"#N/A"},{"$error":"#N/A"},{"$error":"#N/A"},{"$error":"#N/A"},{"$error":"#N/A"},{"$error":"#N/A"}]
[null,null,null,null,null,null,null,null,null,null,null,null,null,null,null,null," ",null,null,null,null,false,null,null,{"$error":"#N/A"},{"$error":"#N/A"},{"$error":"#N/A"},{"$error":"#N/A"},{"$error":"#N/A"},{"$error":"#N/A"},{"$error":"#N/A"},{"$error":"#N/A"},{"$error":"#N/A"},{"$error":"#N/A"}]
[null,null,null,null,null,null,null,null,null,null,null,null,null,null,null,null," ",null,null,null,null,false,null,null,{"$error":"#N/A"},{"$error":"#N/A"},{"$error":"#N/A"},{"$error":"#N/A"},{"$error":"#N/A"},{"$error":"#N/A"},{"$error":"#N/A"},{"$error":"#N/A"},{"$error":"#N/A"},{"$error":"#N/A"}]
[null,null,null,null,null,null,null,null,null,null,null,null,null,null,null,null," ",null,null,null,null,false,null,null,{"$error":"#N/A"},{"$error":"#N/A"},{"$error":"#N/A"},{"$error":"#N/A"},{"$error":"#N/A"},{"$error":"#N/A"},{"$error":"#N/A"},{"$error":"#N/A"},{"$error":"#N/A"},{"$error":"#N/A"}]
[null,null,null,null,null,null,null,null,null,null,null,null,null,null,null,null," ",null,null,null,null,false,null,null,{"$error":"#N/A"},{"$error":"#N/A"},{"$error":"#N/A"},{"$error":"#N/A"},{"$error":"#N/A"},{"$error":"#N/A"},{"$error":"#N/A"},{"$error":"#N/A"},{"$error":"#N/A"},{"$error":"#N/A"}]
[null,null,null,null,null,null,null,null,null,null,null,null,null,null,null,null," ",null,null,null,null,{"$f":"IF(ISERROR(G20940),FALSE,IF($V$9=G20940,TRUE,FALSE))","v":false},null,null,{"$error":"#N/A"},{"$error":"#N/A"},{"$error":"#N/A"},{"$error":"#N/A"},{"$error":"#N/A"},{"$error":"#N/A"},{"$error":"#N/A"},{"$error":"#N/A"},{"$error":"#N/A"},{"$error":"#N/A"}]
[null,null,null,null,null,null,null,null,null,null,null,null,null,null,null,null," ",null,null,null,null,false,null,null,{"$error":"#N/A"},{"$error":"#N/A"},{"$error":"#N/A"},{"$error":"#N/A"},{"$error":"#N/A"},{"$error":"#N/A"},{"$error":"#N/A"},{"$error":"#N/A"},{"$error":"#N/A"},{"$error":"#N/A"}]
[null,null,null,null,null,null,null,null,null,null,null,null,null,null,null,null," ",null,null,null,null,false,null,null,{"$error":"#N/A"},{"$error":"#N/A"},{"$error":"#N/A"},{"$error":"#N/A"},{"$error":"#N/A"},{"$error":"#N/A"},{"$error":"#N/A"},{"$error":"#N/A"},{"$error":"#N/A"},{"$error":"#N/A"}]
[null,null,null,null,null,null,null,null,null,null,null,null,null,null,null,null," ",null,null,null,null,false,null,null,{"$error":"#N/A"},{"$error":"#N/A"},{"$error":"#N/A"},{"$error":"#N/A"},{"$error":"#N/A"},{"$error":"#N/A"},{"$error":"#N/A"},{"$error":"#N/A"},{"$error":"#N/A"},{"$error":"#N/A"}]
[null,null,null,null,null,null,null,null,null,null,null,null,null,null,null,null," ",null,null,null,null,false,null,null,{"$error":"#N/A"},{"$error":"#N/A"},{"$error":"#N/A"},{"$error":"#N/A"},{"$error":"#N/A"},{"$error":"#N/A"},{"$error":"#N/A"},{"$error":"#N/A"},{"$error":"#N/A"},{"$error":"#N/A"}]
[null,null,null,null,null,null,null,null,null,null,null,null,null,null,null,null," ",null,null,null,null,false,null,null,{"$error":"#N/A"},{"$error":"#N/A"},{"$error":"#N/A"},{"$error":"#N/A"},{"$error":"#N/A"},{"$error":"#N/A"},{"$error":"#N/A"},{"$error":"#N/A"},{"$error":"#N/A"},{"$error":"#N/A"}]
[null,null,null,null,null,null,null,null,null,null,null,null,null,null,null,null," ",null,null,null,null,false,null,null,{"$error":"#N/A"},{"$error":"#N/A"},{"$error":"#N/A"},{"$error":"#N/A"},{"$error":"#N/A"},{"$error":"#N/A"},{"$error":"#N/A"},{"$error":"#N/A"},{"$error":"#N/A"},{"$error":"#N/A"}]
[null,null,null,null,null,null,null,null,null,null,null,null,null,null,null,null," ",null,null,null,null,false,null,null,{"$error":"#N/A"},{"$error":"#N/A"},{"$error":"#N/A"},{"$error":"#N/A"},{"$error":"#N/A"},{"$error":"#N/A"},{"$error":"#N/A"},{"$error":"#N/A"},{"$error":"#N/A"},{"$error":"#N/A"}]
[null,null,null,null,null,null,null,null,null,null,null,null,null,null,null,null," ",null,null,null,null,false,null,null,{"$error":"#N/A"},{"$error":"#N/A"},{"$error":"#N/A"},{"$error":"#N/A"},{"$error":"#N/A"},{"$error":"#N/A"},{"$error":"#N/A"},{"$error":"#N/A"},{"$error":"#N/A"},{"$error":"#N/A"}]
[null,null,null,null,null,null,null,null,null,null,null,null,null,null,null,null," ",null,null,null,null,false,null,null,{"$error":"#N/A"},{"$error":"#N/A"},{"$error":"#N/A"},{"$error":"#N/A"},{"$error":"#N/A"},{"$error":"#N/A"},{"$error":"#N/A"},{"$error":"#N/A"},{"$error":"#N/A"},{"$error":"#N/A"}]
[null,null,null,null,null,null,null,null,null,null,null,null,null,null,null,null," ",null,null,null,null,false,null,null,{"$error":"#N/A"},{"$error":"#N/A"},{"$error":"#N/A"},{"$error":"#N/A"},{"$error":"#N/A"},{"$error":"#N/A"},{"$error":"#N/A"},{"$error":"#N/A"},{"$error":"#N/A"},{"$error":"#N/A"}]
[null,null,null,null,null,null,null,null,null,null,null,null,null,null,null,null," ",null,null,null,null,false,null,null,{"$error":"#N/A"},{"$error":"#N/A"},{"$error":"#N/A"},{"$error":"#N/A"},{"$error":"#N/A"},{"$error":"#N/A"},{"$error":"#N/A"},{"$error":"#N/A"},{"$error":"#N/A"},{"$error":"#N/A"}]
[null,null,null,null,null,null,null,null,null,null,null,null,null,null,null,null,{"$f":"IF(OR(ISERROR(E21289),ISERROR(G21289)),\"  \",E21289&\" \"&G21289)","v":" "},null,null,null,null,false,null,null,{"$error":"#N/A"},{"$error":"#N/A"},{"$error":"#N/A"},{"$error":"#N/A"},{"$error":"#N/A"},{"$error":"#N/A"},{"$error":"#N/A"},{"$error":"#N/A"},{"$error":"#N/A"},{"$error":"#N/A"}]
[null,null,null,null,null,null,null,null,null,null,null,null,null,null,null,null," ",null,null,null,null,false,null,null,{"$error":"#N/A"},{"$error":"#N/A"},{"$error":"#N/A"},{"$error":"#N/A"},{"$error":"#N/A"},{"$error":"#N/A"},{"$error":"#N/A"},{"$error":"#N/A"},{"$error":"#N/A"},{"$error":"#N/A"}]
[null,null,null,null,null,null,null,null,null,null,null,null,null,null,null,null," ",null,null,null,null,false,null,null,{"$error":"#N/A"},{"$error":"#N/A"},{"$error":"#N/A"},{"$error":"#N/A"},{"$error":"#N/A"},{"$error":"#N/A"},{"$error":"#N/A"},{"$error":"#N/A"},{"$error":"#N/A"},{"$error":"#N/A"}]
[null,null,null,null,null,null,null,null,null,null,null,null,null,null,null,null," ",null,null,null,null,false,null,null,{"$error":"#N/A"},{"$error":"#N/A"},{"$error":"#N/A"},{"$error":"#N/A"},{"$error":"#N/A"},{"$error":"#N/A"},{"$error":"#N/A"},{"$error":"#N/A"},{"$error":"#N/A"},{"$error":"#N/A"}]
[null,null,null,null,null,null,null,null,null,null,null,null,null,null,null,null," ",null,null,null,null,false,null,null,{"$error":"#N/A"},{"$error":"#N/A"},{"$error":"#N/A"},{"$error":"#N/A"},{"$error":"#N/A"},{"$error":"#N/A"},{"$error":"#N/A"},{"$error":"#N/A"},{"$error":"#N/A"},{"$error":"#N/A"}]
[null,null,null,null,null,null,null,null,null,null,null,null,null,null,null,null," ",null,null,null,null,false,null,null,{"$error":"#N/A"},{"$error":"#N/A"},{"$error":"#N/A"},{"$error":"#N/A"},{"$error":"#N/A"},{"$error":"#N/A"},{"$error":"#N/A"},{"$error":"#N/A"},{"$error":"#N/A"},{"$error":"#N/A"}]
[null,null,null,null,null,null,null,null,null,null,null,null,null,null,null,null," ",null,null,null,null,false,null,null,{"$error":"#N/A"},{"$error":"#N/A"},{"$error":"#N/A"},{"$error":"#N/A"},{"$error":"#N/A"},{"$error":"#N/A"},{"$error":"#N/A"},{"$error":"#N/A"},{"$error":"#N/A"},{"$error":"#N/A"}]
[null,null,null,null,null,null,null,null,null,null,null,null,null,null,null,null," ",null,null,null,null,false,null,null,{"$error":"#N/A"},{"$error":"#N/A"},{"$error":"#N/A"},{"$error":"#N/A"},{"$error":"#N/A"},{"$error":"#N/A"},{"$error":"#N/A"},{"$error":"#N/A"},{"$error":"#N/A"},{"$error":"#N/A"}]
[null,null,null,null,null,null,null,null,null,null,null,null,null,null,null,null," ",null,null,null,null,false,null,null,{"$error":"#N/A"},{"$error":"#N/A"},{"$error":"#N/A"},{"$error":"#N/A"},{"$error":"#N/A"},{"$error":"#N/A"},{"$error":"#N/A"},{"$error":"#N/A"},{"$error":"#N/A"},{"$error":"#N/A"}]
[null,null,null,null,null,null,null,null,null,null,null,null,null,null,null,null,{"$f":"IF(OR(ISERROR(E21545),ISERROR(G21545)),\"  \",E21545&\" \"&G21545)","v":" "},null,null,null,null,false,null,null,{"$error":"#N/A"},{"$error":"#N/A"},{"$error":"#N/A"},{"$error":"#N/A"},{"$error":"#N/A"},{"$error":"#N/A"},{"$error":"#N/A"},{"$error":"#N/A"},{"$error":"#N/A"},{"$error":"#N/A"}]
[null,null,null,null,null,null,null,null,null,null,null,null,null,null,null,null," ",null,null,null,null,false,null,null,{"$error":"#N/A"},{"$error":"#N/A"},{"$error":"#N/A"},{"$error":"#N/A"},{"$error":"#N/A"},{"$error":"#N/A"},{"$error":"#N/A"},{"$error":"#N/A"},{"$error":"#N/A"},{"$error":"#N/A"}]
[null,null,null,null,null,null,null,null,null,null,null,null,null,null,null,null," ",null,null,null,null,false,null,null,{"$error":"#N/A"},{"$error":"#N/A"},{"$error":"#N/A"},{"$error":"#N/A"},{"$error":"#N/A"},{"$error":"#N/A"},{"$error":"#N/A"},{"$error":"#N/A"},{"$error":"#N/A"},{"$error":"#N/A"}]
[null,null,null,null,null,null,null,null,null,null,null,null,null,null,null,null," ",null,null,null,null,false,null,null,{"$error":"#N/A"},{"$error":"#N/A"},{"$error":"#N/A"},{"$error":"#N/A"},{"$error":"#N/A"},{"$error":"#N/A"},{"$error":"#N/A"},{"$error":"#N/A"},{"$error":"#N/A"},{"$error":"#N/A"}]
[null,null,null,null,null,null,null,null,null,null,null,null,null,null,null,null," ",null,null,null,null,false,null,null,{"$error":"#N/A"},{"$error":"#N/A"},{"$error":"#N/A"},{"$error":"#N/A"},{"$error":"#N/A"},{"$error":"#N/A"},{"$error":"#N/A"},{"$error":"#N/A"},{"$error":"#N/A"},{"$error":"#N/A"}]
[null,null,null,null,null,null,null,null,null,null,null,null,null,null,null,null,{"$f":"IF(OR(ISERROR(E21673),ISERROR(G21673)),\"  \",E21673&\" \"&G21673)","v":" "},null,null,null,null,false,null,null,{"$error":"#N/A"},{"$error":"#N/A"},{"$error":"#N/A"},{"$error":"#N/A"},{"$error":"#N/A"},{"$error":"#N/A"},{"$error":"#N/A"},{"$error":"#N/A"},{"$error":"#N/A"},{"$error":"#N/A"}]
[null,null,null,null,null,null,null,null,null,null,null,null,null,null,null,null," ",null,null,null,null,false,null,null,{"$f":"IF($V21720=TRUE,E21720,NA())","v":{"$error":"#N/A"}},{"$f":"IF($V21720=TRUE,F21720,NA())","v":{"$error":"#N/A"}},{"$f":"IF($V21720=TRUE,G21720,NA())","v":{"$error":"#N/A"}},{"$f":"IF($V21720=TRUE,H21720,NA())","v":{"$error":"#N/A"}},{"$f":"IF($V21720=TRUE,I21720,NA())","v":{"$error":"#N/A"}},{"$f":"IF($V21720=TRUE,J21720,NA())","v":{"$error":"#N/A"}},{"$f":"IF($V21720=TRUE,K21720,NA())","v":{"$error":"#N/A"}},{"$f":"IF($V21720=TRUE,L21720,NA())","v":{"$error":"#N/A"}},{"$f":"IF($V21720=TRUE,M21720,NA())","v":{"$error":"#N/A"}},{"$f":"IF($V21720=TRUE,N21720,NA())","v":{"$error":"#N/A"}}]
[null,null,null,null,null,null,null,null,null,null,null,null,null,null,null,null," ",null,null,null,null,false,null,null,{"$error":"#N/A"},{"$error":"#N/A"},{"$error":"#N/A"},{"$error":"#N/A"},{"$error":"#N/A"},{"$error":"#N/A"},{"$error":"#N/A"},{"$error":"#N/A"},{"$error":"#N/A"},{"$error":"#N/A"}]
[null,null,null,null,null,null,null,null,null,null,null,null,null,null,null,null," ",null,null,null,null,false,null,null,{"$error":"#N/A"},{"$error":"#N/A"},{"$error":"#N/A"},{"$error":"#N/A"},{"$error":"#N/A"},{"$error":"#N/A"},{"$error":"#N/A"},{"$error":"#N/A"},{"$error":"#N/A"},{"$error":"#N/A"}]
[null,null,null,null,null,null,null,null,null,null,null,null,null,null,null,null," ",null,null,null,null,false,null,null,{"$error":"#N/A"},{"$error":"#N/A"},{"$error":"#N/A"},{"$error":"#N/A"},{"$error":"#N/A"},{"$error":"#N/A"},{"$error":"#N/A"},{"$error":"#N/A"},{"$error":"#N/A"},{"$error":"#N/A"}]
[null,null,null,null,null,null,null,null,null,null,null,null,null,null,null,null," ",null,null,null,null,false,null,null,{"$error":"#N/A"},{"$error":"#N/A"},{"$error":"#N/A"},{"$error":"#N/A"},{"$error":"#N/A"},{"$error":"#N/A"},{"$error":"#N/A"},{"$error":"#N/A"},{"$error":"#N/A"},{"$error":"#N/A"}]
[null,null,null,null,null,null,null,null,null,null,null,null,null,null,null,null," ",null,null,null,null,false,null,null,{"$error":"#N/A"},{"$error":"#N/A"},{"$error":"#N/A"},{"$error":"#N/A"},{"$error":"#N/A"},{"$error":"#N/A"},{"$error":"#N/A"},{"$error":"#N/A"},{"$error":"#N/A"},{"$error":"#N/A"}]
[null,null,null,null,null,null,null,null,null,null,null,null,null,null,null,null," ",null,null,null,null,false,null,null,{"$error":"#N/A"},{"$error":"#N/A"},{"$error":"#N/A"},{"$error":"#N/A"},{"$error":"#N/A"},{"$error":"#N/A"},{"$error":"#N/A"},{"$error":"#N/A"},{"$error":"#N/A"},{"$error":"#N/A"}]
[null,null,null,null,null,null,null,null,null,null,null,null,null,null,null,null," ",null,null,null,null,false,null,null,{"$error":"#N/A"},{"$error":"#N/A"},{"$error":"#N/A"},{"$error":"#N/A"},{"$error":"#N/A"},{"$error":"#N/A"},{"$error":"#N/A"},{"$error":"#N/A"},{"$error":"#N/A"},{"$error":"#N/A"}]
[null,null,null,null,null,null,null,null,null,null,null,null,null,null,null,null," ",null,null,null,null,false,null,null,{"$error":"#N/A"},{"$error":"#N/A"},{"$error":"#N/A"},{"$error":"#N/A"},{"$error":"#N/A"},{"$error":"#N/A"},{"$error":"#N/A"},{"$error":"#N/A"},{"$error":"#N/A"},{"$error":"#N/A"}]
[null,null,null,null,null,null,null,null,null,null,null,null,null,null,null,null," ",null,null,null,null,false,null,null,{"$error":"#N/A"},{"$error":"#N/A"},{"$error":"#N/A"},{"$error":"#N/A"},{"$error":"#N/A"},{"$error":"#N/A"},{"$error":"#N/A"},{"$error":"#N/A"},{"$error":"#N/A"},{"$error":"#N/A"}]
[null,null,null,null,null,null,null,null,null,null,null,null,null,null,null,null," ",null,null,null,null,false,null,null,{"$error":"#N/A"},{"$error":"#N/A"},{"$error":"#N/A"},{"$error":"#N/A"},{"$error":"#N/A"},{"$error":"#N/A"},{"$error":"#N/A"},{"$error":"#N/A"},{"$error":"#N/A"},{"$error":"#N/A"}]
[null,null,null,null,null,null,null,null,null,null,null,null,null,null,null,null," ",null,null,null,null,false,null,null,{"$error":"#N/A"},{"$error":"#N/A"},{"$error":"#N/A"},{"$error":"#N/A"},{"$error":"#N/A"},{"$error":"#N/A"},{"$error":"#N/A"},{"$error":"#N/A"},{"$error":"#N/A"},{"$error":"#N/A"}]
[null,null,null,null,null,null,null,null,null,null,null,null,null,null,null,null," ",null,null,null,null,false,null,null,{"$error":"#N/A"},{"$error":"#N/A"},{"$error":"#N/A"},{"$error":"#N/A"},{"$error":"#N/A"},{"$error":"#N/A"},{"$error":"#N/A"},{"$error":"#N/A"},{"$error":"#N/A"},{"$error":"#N/A"}]
[null,null,null,null,null,null,null,null,null,null,null,null,null,null,null,null," ",null,null,null,null,false,null,null,{"$error":"#N/A"},{"$error":"#N/A"},{"$error":"#N/A"},{"$error":"#N/A"},{"$error":"#N/A"},{"$error":"#N/A"},{"$error":"#N/A"},{"$error":"#N/A"},{"$error":"#N/A"},{"$error":"#N/A"}]
[null,null,null,null,null,null,null,null,null,null,null,null,null,null,null,null," ",null,null,null,null,false,null,null,{"$error":"#N/A"},{"$error":"#N/A"},{"$error":"#N/A"},{"$error":"#N/A"},{"$error":"#N/A"},{"$error":"#N/A"},{"$error":"#N/A"},{"$error":"#N/A"},{"$error":"#N/A"},{"$error":"#N/A"}]
[null,null,null,null,null,null,null,null,null,null,null,null,null,null,null,null," ",null,null,null,null,false,null,null,{"$error":"#N/A"},{"$error":"#N/A"},{"$error":"#N/A"},{"$error":"#N/A"},{"$error":"#N/A"},{"$error":"#N/A"},{"$error":"#N/A"},{"$error":"#N/A"},{"$error":"#N/A"},{"$error":"#N/A"}]
[null,null,null,null,null,null,null,null,null,null,null,null,null,null,null,null," ",null,null,null,null,false,null,null,{"$error":"#N/A"},{"$error":"#N/A"},{"$error":"#N/A"},{"$error":"#N/A"},{"$error":"#N/A"},{"$error":"#N/A"},{"$error":"#N/A"},{"$error":"#N/A"},{"$error":"#N/A"},{"$error":"#N/A"}]
[null,null,null,null,null,null,null,null,null,null,null,null,null,null,null,null," ",null,null,null,null,false,null,null,{"$error":"#N/A"},{"$error":"#N/A"},{"$error":"#N/A"},{"$error":"#N/A"},{"$error":"#N/A"},{"$error":"#N/A"},{"$error":"#N/A"},{"$error":"#N/A"},{"$error":"#N/A"},{"$error":"#N/A"}]
[null,null,null,null,null,null,null,null,null,null,null,null,null,null,null,null," ",null,null,null,null,false,null,null,{"$error":"#N/A"},{"$error":"#N/A"},{"$error":"#N/A"},{"$error":"#N/A"},{"$error":"#N/A"},{"$error":"#N/A"},{"$error":"#N/A"},{"$error":"#N/A"},{"$error":"#N/A"},{"$error":"#N/A"}]
[null,null,null,null,null,null,null,null,null,null,null,null,null,null,null,null," ",null,null,null,null,false,null,null,{"$error":"#N/A"},{"$error":"#N/A"},{"$error":"#N/A"},{"$error":"#N/A"},{"$error":"#N/A"},{"$error":"#N/A"},{"$error":"#N/A"},{"$error":"#N/A"},{"$error":"#N/A"},{"$error":"#N/A"}]
[null,null,null,null,null,null,null,null,null,null,null,null,null,null,null,null," ",null,null,null,null,false,null,null,{"$error":"#N/A"},{"$error":"#N/A"},{"$error":"#N/A"},{"$error":"#N/A"},{"$error":"#N/A"},{"$error":"#N/A"},{"$error":"#N/A"},{"$error":"#N/A"},{"$error":"#N/A"},{"$error":"#N/A"}]
[null,null,null,null,null,null,null,null,null,null,null,null,null,null,null,null," ",null,null,null,null,false,null,null,{"$error":"#N/A"},{"$error":"#N/A"},{"$error":"#N/A"},{"$error":"#N/A"},{"$error":"#N/A"},{"$error":"#N/A"},{"$error":"#N/A"},{"$error":"#N/A"},{"$error":"#N/A"},{"$error":"#N/A"}]
[null,null,null,null,null,null,null,null,null,null,null,null,null,null,null,null," ",null,null,null,null,false,null,null,{"$error":"#N/A"},{"$error":"#N/A"},{"$error":"#N/A"},{"$error":"#N/A"},{"$error":"#N/A"},{"$error":"#N/A"},{"$error":"#N/A"},{"$error":"#N/A"},{"$error":"#N/A"},{"$error":"#N/A"}]
[null,null,null,null,null,null,null,null,null,null,null,null,null,null,null,null," ",null,null,null,null,false,null,null,{"$error":"#N/A"},{"$error":"#N/A"},{"$error":"#N/A"},{"$error":"#N/A"},{"$error":"#N/A"},{"$error":"#N/A"},{"$error":"#N/A"},{"$error":"#N/A"},{"$error":"#N/A"},{"$error":"#N/A"}]
[null,null,null,null,null,null,null,null,null,null,null,null,null,null,null,null," ",null,null,null,null,false,null,null,{"$error":"#N/A"},{"$error":"#N/A"},{"$error":"#N/A"},{"$error":"#N/A"},{"$error":"#N/A"},{"$error":"#N/A"},{"$error":"#N/A"},{"$error":"#N/A"},{"$error":"#N/A"},{"$error":"#N/A"}]
[null,null,null,null,null,null,null,null,null,null,null,null,null,null,null,null," ",null,null,null,null,false,null,null,{"$error":"#N/A"},{"$error":"#N/A"},{"$error":"#N/A"},{"$error":"#N/A"},{"$error":"#N/A"},{"$error":"#N/A"},{"$error":"#N/A"},{"$error":"#N/A"},{"$error":"#N/A"},{"$error":"#N/A"}]
[null,null,null,null,null,null,null,null,null,null,null,null,null,null,null,null," ",null,null,null,null,false,null,null,{"$error":"#N/A"},{"$error":"#N/A"},{"$error":"#N/A"},{"$error":"#N/A"},{"$error":"#N/A"},{"$error":"#N/A"},{"$error":"#N/A"},{"$error":"#N/A"},{"$error":"#N/A"},{"$error":"#N/A"}]
[null,null,null,null,null,null,null,null,null,null,null,null,null,null,null,null," ",null,null,null,null,false,null,null,{"$error":"#N/A"},{"$error":"#N/A"},{"$error":"#N/A"},{"$error":"#N/A"},{"$error":"#N/A"},{"$error":"#N/A"},{"$error":"#N/A"},{"$error":"#N/A"},{"$error":"#N/A"},{"$error":"#N/A"}]
[null,null,null,null,null,null,null,null,null,null,null,null,null,null,null,null," ",null,null,null,null,false,null,null,{"$error":"#N/A"},{"$error":"#N/A"},{"$error":"#N/A"},{"$error":"#N/A"},{"$error":"#N/A"},{"$error":"#N/A"},{"$error":"#N/A"},{"$error":"#N/A"},{"$error":"#N/A"},{"$error":"#N/A"}]
[null,null,null,null,null,null,null,null,null,null,null,null,null,null,null,null," ",null,null,null,null,false,null,null,{"$error":"#N/A"},{"$error":"#N/A"},{"$error":"#N/A"},{"$error":"#N/A"},{"$error":"#N/A"},{"$error":"#N/A"},{"$error":"#N/A"},{"$error":"#N/A"},{"$error":"#N/A"},{"$error":"#N/A"}]
[null,null,null,null,null,null,null,null,null,null,null,null,null,null,null,null," ",null,null,null,null,false,null,null,{"$error":"#N/A"},{"$error":"#N/A"},{"$error":"#N/A"},{"$error":"#N/A"},{"$error":"#N/A"},{"$error":"#N/A"},{"$error":"#N/A"},{"$error":"#N/A"},{"$error":"#N/A"},{"$error":"#N/A"}]
[null,null,null,null,null,null,null,null,null,null,null,null,null,null,null,null," ",null,null,null,null,false,null,null,{"$error":"#N/A"},{"$error":"#N/A"},{"$error":"#N/A"},{"$error":"#N/A"},{"$error":"#N/A"},{"$error":"#N/A"},{"$error":"#N/A"},{"$error":"#N/A"},{"$error":"#N/A"},{"$error":"#N/A"}]
[null,null,null,null,null,null,null,null,null,null,null,null,null,null,null,null," ",null,null,null,null,false,null,null,{"$error":"#N/A"},{"$error":"#N/A"},{"$error":"#N/A"},{"$error":"#N/A"},{"$error":"#N/A"},{"$error":"#N/A"},{"$error":"#N/A"},{"$error":"#N/A"},{"$error":"#N/A"},{"$error":"#N/A"}]
[null,null,null,null,null,null,null,null,null,null,null,null,null,null,null,null," ",null,null,null,null,false,null,null,{"$error":"#N/A"},{"$error":"#N/A"},{"$error":"#N/A"},{"$error":"#N/A"},{"$error":"#N/A"},{"$error":"#N/A"},{"$error":"#N/A"},{"$error":"#N/A"},{"$error":"#N/A"},{"$error":"#N/A"}]
[null,null,null,null,null,null,null,null,null,null,null,null,null,null,null,null," ",null,null,null,null,false,null,null,{"$error":"#N/A"},{"$error":"#N/A"},{"$error":"#N/A"},{"$error":"#N/A"},{"$error":"#N/A"},{"$error":"#N/A"},{"$error":"#N/A"},{"$error":"#N/A"},{"$error":"#N/A"},{"$error":"#N/A"}]
[null,null,null,null,null,null,null,null,null,null,null,null,null,null,null,null," ",null,null,null,null,false,null,null,{"$error":"#N/A"},{"$error":"#N/A"},{"$error":"#N/A"},{"$error":"#N/A"},{"$error":"#N/A"},{"$error":"#N/A"},{"$error":"#N/A"},{"$error":"#N/A"},{"$error":"#N/A"},{"$error":"#N/A"}]
[null,null,null,null,null,null,null,null,null,null,null,null,null,null,null,null," ",null,null,null,null,false,null,null,{"$error":"#N/A"},{"$error":"#N/A"},{"$error":"#N/A"},{"$error":"#N/A"},{"$error":"#N/A"},{"$error":"#N/A"},{"$error":"#N/A"},{"$error":"#N/A"},{"$error":"#N/A"},{"$error":"#N/A"}]
[null,null,null,null,null,null,null,null,null,null,null,null,null,null,null,null," ",null,null,null,null,false,null,null,{"$error":"#N/A"},{"$error":"#N/A"},{"$error":"#N/A"},{"$error":"#N/A"},{"$error":"#N/A"},{"$error":"#N/A"},{"$error":"#N/A"},{"$error":"#N/A"},{"$error":"#N/A"},{"$error":"#N/A"}]
[null,null,null,null,null,null,null,null,null,null,null,null,null,null,null,null," ",null,null,null,null,false,null,null,{"$error":"#N/A"},{"$error":"#N/A"},{"$error":"#N/A"},{"$error":"#N/A"},{"$error":"#N/A"},{"$error":"#N/A"},{"$error":"#N/A"},{"$error":"#N/A"},{"$error":"#N/A"},{"$error":"#N/A"}]
[null,null,null,null,null,null,null,null,null,null,null,null,null,null,null,null," ",null,null,null,null,false,null,null,{"$error":"#N/A"},{"$error":"#N/A"},{"$error":"#N/A"},{"$error":"#N/A"},{"$error":"#N/A"},{"$error":"#N/A"},{"$error":"#N/A"},{"$error":"#N/A"},{"$error":"#N/A"},{"$error":"#N/A"}]
[null,null,null,null,null,null,null,null,null,null,null,null,null,null,null,null," ",null,null,null,null,false,null,null,{"$error":"#N/A"},{"$error":"#N/A"},{"$error":"#N/A"},{"$error":"#N/A"},{"$error":"#N/A"},{"$error":"#N/A"},{"$error":"#N/A"},{"$error":"#N/A"},{"$error":"#N/A"},{"$error":"#N/A"}]
[null,null,null,null,null,null,null,null,null,null,null,null,null,null,null,null," ",null,null,null,null,false,null,null,{"$error":"#N/A"},{"$error":"#N/A"},{"$error":"#N/A"},{"$error":"#N/A"},{"$error":"#N/A"},{"$error":"#N/A"},{"$error":"#N/A"},{"$error":"#N/A"},{"$error":"#N/A"},{"$error":"#N/A"}]
[null,null,null,null,null,null,null,null,null,null,null,null,null,null,null,null," ",null,null,null,null,false,null,null,{"$error":"#N/A"},{"$error":"#N/A"},{"$error":"#N/A"},{"$error":"#N/A"},{"$error":"#N/A"},{"$error":"#N/A"},{"$error":"#N/A"},{"$error":"#N/A"},{"$error":"#N/A"},{"$error":"#N/A"}]
[null,null,null,null,null,null,null,null,null,null,null,null,null,null,null,null," ",null,null,null,null,false,null,null,{"$error":"#N/A"},{"$error":"#N/A"},{"$error":"#N/A"},{"$error":"#N/A"},{"$error":"#N/A"},{"$error":"#N/A"},{"$error":"#N/A"},{"$error":"#N/A"},{"$error":"#N/A"},{"$error":"#N/A"}]
[null,null,null,null,null,null,null,null,null,null,null,null,null,null,null,null," ",null,null,null,null,false,null,null,{"$error":"#N/A"},{"$error":"#N/A"},{"$error":"#N/A"},{"$error":"#N/A"},{"$error":"#N/A"},{"$error":"#N/A"},{"$error":"#N/A"},{"$error":"#N/A"},{"$error":"#N/A"},{"$error":"#N/A"}]
[null,null,null,null,null,null,null,null,null,null,null,null,null,null,null,null," ",null,null,null,null,false,null,null,{"$error":"#N/A"},{"$error":"#N/A"},{"$error":"#N/A"},{"$error":"#N/A"},{"$error":"#N/A"},{"$error":"#N/A"},{"$error":"#N/A"},{"$error":"#N/A"},{"$error":"#N/A"},{"$error":"#N/A"}]
[null,null,null,null,null,null,null,null,null,null,null,null,null,null,null,null," ",null,null,null,null,false,null,null,{"$error":"#N/A"},{"$error":"#N/A"},{"$error":"#N/A"},{"$error":"#N/A"},{"$error":"#N/A"},{"$error":"#N/A"},{"$error":"#N/A"},{"$error":"#N/A"},{"$error":"#N/A"},{"$error":"#N/A"}]
[null,null,null,null,null,null,null,null,null,null,null,null,null,null,null,null," ",null,null,null,null,false,null,null,{"$error":"#N/A"},{"$error":"#N/A"},{"$error":"#N/A"},{"$error":"#N/A"},{"$error":"#N/A"},{"$error":"#N/A"},{"$error":"#N/A"},{"$error":"#N/A"},{"$error":"#N/A"},{"$error":"#N/A"}]
[null,null,null,null,null,null,null,null,null,null,null,null,null,null,null,null," ",null,null,null,null,false,null,null,{"$error":"#N/A"},{"$error":"#N/A"},{"$error":"#N/A"},{"$error":"#N/A"},{"$error":"#N/A"},{"$error":"#N/A"},{"$error":"#N/A"},{"$error":"#N/A"},{"$error":"#N/A"},{"$error":"#N/A"}]
[null,null,null,null,null,null,null,null,null,null,null,null,null,null,null,null," ",null,null,null,null,false,null,null,{"$error":"#N/A"},{"$error":"#N/A"},{"$error":"#N/A"},{"$error":"#N/A"},{"$error":"#N/A"},{"$error":"#N/A"},{"$error":"#N/A"},{"$error":"#N/A"},{"$error":"#N/A"},{"$error":"#N/A"}]
[null,null,null,null,null,null,null,null,null,null,null,null,null,null,null,null," ",null,null,null,null,false,null,null,{"$error":"#N/A"},{"$error":"#N/A"},{"$error":"#N/A"},{"$error":"#N/A"},{"$error":"#N/A"},{"$error":"#N/A"},{"$error":"#N/A"},{"$error":"#N/A"},{"$error":"#N/A"},{"$error":"#N/A"}]
[null,null,null,null,null,null,null,null,null,null,null,null,null,null,null,null," ",null,null,null,null,false,null,null,{"$error":"#N/A"},{"$error":"#N/A"},{"$error":"#N/A"},{"$error":"#N/A"},{"$error":"#N/A"},{"$error":"#N/A"},{"$error":"#N/A"},{"$error":"#N/A"},{"$error":"#N/A"},{"$error":"#N/A"}]
[null,null,null,null,null,null,null,null,null,null,null,null,null,null,null,null," ",null,null,null,null,false,null,null,{"$error":"#N/A"},{"$error":"#N/A"},{"$error":"#N/A"},{"$error":"#N/A"},{"$error":"#N/A"},{"$error":"#N/A"},{"$error":"#N/A"},{"$error":"#N/A"},{"$error":"#N/A"},{"$error":"#N/A"}]
[null,null,null,null,null,null,null,null,null,null,null,null,null,null,null,null," ",null,null,null,null,false,null,null,{"$error":"#N/A"},{"$error":"#N/A"},{"$error":"#N/A"},{"$error":"#N/A"},{"$error":"#N/A"},{"$error":"#N/A"},{"$error":"#N/A"},{"$error":"#N/A"},{"$error":"#N/A"},{"$error":"#N/A"}]
[null,null,null,null,null,null,null,null,null,null,null,null,null,null,null,null," ",null,null,null,null,false,null,null,{"$error":"#N/A"},{"$error":"#N/A"},{"$error":"#N/A"},{"$error":"#N/A"},{"$error":"#N/A"},{"$error":"#N/A"},{"$error":"#N/A"},{"$error":"#N/A"},{"$error":"#N/A"},{"$error":"#N/A"}]
[null,null,null,null,null,null,null,null,null,null,null,null,null,null,null,null," ",null,null,null,null,false,null,null,{"$error":"#N/A"},{"$error":"#N/A"},{"$error":"#N/A"},{"$error":"#N/A"},{"$error":"#N/A"},{"$error":"#N/A"},{"$error":"#N/A"},{"$error":"#N/A"},{"$error":"#N/A"},{"$error":"#N/A"}]
[null,null,null,null,null,null,null,null,null,null,null,null,null,null,null,null," ",null,null,null,null,false,null,null,{"$error":"#N/A"},{"$error":"#N/A"},{"$error":"#N/A"},{"$error":"#N/A"},{"$error":"#N/A"},{"$error":"#N/A"},{"$error":"#N/A"},{"$error":"#N/A"},{"$error":"#N/A"},{"$error":"#N/A"}]
[null,null,null,null,null,null,null,null,null,null,null,null,null,null,null,null," ",null,null,null,null,false,null,null,{"$error":"#N/A"},{"$error":"#N/A"},{"$error":"#N/A"},{"$error":"#N/A"},{"$error":"#N/A"},{"$error":"#N/A"},{"$error":"#N/A"},{"$error":"#N/A"},{"$error":"#N/A"},{"$error":"#N/A"}]
[null,null,null,null,null,null,null,null,null,null,null,null,null,null,null,null," ",null,null,null,null,false,null,null,{"$error":"#N/A"},{"$error":"#N/A"},{"$error":"#N/A"},{"$error":"#N/A"},{"$error":"#N/A"},{"$error":"#N/A"},{"$error":"#N/A"},{"$error":"#N/A"},{"$error":"#N/A"},{"$error":"#N/A"}]
[null,null,null,null,null,null,null,null,null,null,null,null,null,null,null,null," ",null,null,null,null,false,null,null,{"$error":"#N/A"},{"$error":"#N/A"},{"$error":"#N/A"},{"$error":"#N/A"},{"$error":"#N/A"},{"$error":"#N/A"},{"$error":"#N/A"},{"$error":"#N/A"},{"$error":"#N/A"},{"$error":"#N/A"}]
[null,null,null,null,null,null,null,null,null,null,null,null,null,null,null,null," ",null,null,null,null,false,null,null,{"$error":"#N/A"},{"$error":"#N/A"},{"$error":"#N/A"},{"$error":"#N/A"},{"$error":"#N/A"},{"$error":"#N/A"},{"$error":"#N/A"},{"$error":"#N/A"},{"$error":"#N/A"},{"$error":"#N/A"}]
[null,null,null,null,null,null,null,null,null,null,null,null,null,null,null,null," ",null,null,null,null,false,null,null,{"$error":"#N/A"},{"$error":"#N/A"},{"$error":"#N/A"},{"$error":"#N/A"},{"$error":"#N/A"},{"$error":"#N/A"},{"$error":"#N/A"},{"$error":"#N/A"},{"$error":"#N/A"},{"$error":"#N/A"}]
[null,null,null,null,null,null,null,null,null,null,null,null,null,null,null,null," ",null,null,null,null,{"$f":"IF(ISERROR(G23500),FALSE,IF($V$9=G23500,TRUE,FALSE))","v":false},null,null,{"$error":"#N/A"},{"$error":"#N/A"},{"$error":"#N/A"},{"$error":"#N/A"},{"$error":"#N/A"},{"$error":"#N/A"},{"$error":"#N/A"},{"$error":"#N/A"},{"$error":"#N/A"},{"$error":"#N/A"}]
[null,null,null,null,null,null,null,null,null,null,null,null,null,null,null,null," ",null,null,null,null,false,null,null,{"$error":"#N/A"},{"$error":"#N/A"},{"$error":"#N/A"},{"$error":"#N/A"},{"$error":"#N/A"},{"$error":"#N/A"},{"$error":"#N/A"},{"$error":"#N/A"},{"$error":"#N/A"},{"$error":"#N/A"}]
[null,null,null,null,null,null,null,null,null,null,null,null,null,null,null,null," ",null,null,null,null,false,null,null,{"$error":"#N/A"},{"$error":"#N/A"},{"$error":"#N/A"},{"$error":"#N/A"},{"$error":"#N/A"},{"$error":"#N/A"},{"$error":"#N/A"},{"$error":"#N/A"},{"$error":"#N/A"},{"$error":"#N/A"}]
[null,null,null,null,null,null,null,null,null,null,null,null,null,null,null,null," ",null,null,null,null,false,null,null,{"$error":"#N/A"},{"$error":"#N/A"},{"$error":"#N/A"},{"$error":"#N/A"},{"$error":"#N/A"},{"$error":"#N/A"},{"$error":"#N/A"},{"$error":"#N/A"},{"$error":"#N/A"},{"$error":"#N/A"}]
[null,null,null,null,null,null,null,null,null,null,null,null,null,null,null,null," ",null,null,null,null,false,null,null,{"$error":"#N/A"},{"$error":"#N/A"},{"$error":"#N/A"},{"$error":"#N/A"},{"$error":"#N/A"},{"$error":"#N/A"},{"$error":"#N/A"},{"$error":"#N/A"},{"$error":"#N/A"},{"$error":"#N/A"}]
[null,null,null,null,null,null,null,null,null,null,null,null,null,null,null,null," ",null,null,null,null,false,null,null,{"$error":"#N/A"},{"$error":"#N/A"},{"$error":"#N/A"},{"$error":"#N/A"},{"$error":"#N/A"},{"$error":"#N/A"},{"$error":"#N/A"},{"$error":"#N/A"},{"$error":"#N/A"},{"$error":"#N/A"}]
[null,null,null,null,null,null,null,null,null,null,null,null,null,null,null,null," ",null,null,null,null,false,null,null,{"$error":"#N/A"},{"$error":"#N/A"},{"$error":"#N/A"},{"$error":"#N/A"},{"$error":"#N/A"},{"$error":"#N/A"},{"$error":"#N/A"},{"$error":"#N/A"},{"$error":"#N/A"},{"$error":"#N/A"}]
[null,null,null,null,null,null,null,null,null,null,null,null,null,null,null,null," ",null,null,null,null,false,null,null,{"$error":"#N/A"},{"$error":"#N/A"},{"$error":"#N/A"},{"$error":"#N/A"},{"$error":"#N/A"},{"$error":"#N/A"},{"$error":"#N/A"},{"$error":"#N/A"},{"$error":"#N/A"},{"$error":"#N/A"}]
[null,null,null,null,null,null,null,null,null,null,null,null,null,null,null,null," ",null,null,null,null,false,null,null,{"$error":"#N/A"},{"$error":"#N/A"},{"$error":"#N/A"},{"$error":"#N/A"},{"$error":"#N/A"},{"$error":"#N/A"},{"$error":"#N/A"},{"$error":"#N/A"},{"$error":"#N/A"},{"$error":"#N/A"}]
[null,null,null,null,null,null,null,null,null,null,null,null,null,null,null,null," ",null,null,null,null,false,null,null,{"$error":"#N/A"},{"$error":"#N/A"},{"$error":"#N/A"},{"$error":"#N/A"},{"$error":"#N/A"},{"$error":"#N/A"},{"$error":"#N/A"},{"$error":"#N/A"},{"$error":"#N/A"},{"$error":"#N/A"}]
[null,null,null,null,null,null,null,null,null,null,null,null,null,null,null,null," ",null,null,null,null,false,null,null,{"$error":"#N/A"},{"$error":"#N/A"},{"$error":"#N/A"},{"$error":"#N/A"},{"$error":"#N/A"},{"$error":"#N/A"},{"$error":"#N/A"},{"$error":"#N/A"},{"$error":"#N/A"},{"$error":"#N/A"}]
[null,null,null,null,null,null,null,null,null,null,null,null,null,null,null,null," ",null,null,null,null,false,null,null,{"$error":"#N/A"},{"$error":"#N/A"},{"$error":"#N/A"},{"$error":"#N/A"},{"$error":"#N/A"},{"$error":"#N/A"},{"$error":"#N/A"},{"$error":"#N/A"},{"$error":"#N/A"},{"$error":"#N/A"}]
[null,null,null,null,null,null,null,null,null,null,null,null,null,null,null,null,{"$f":"IF(OR(ISERROR(E23849),ISERROR(G23849)),\"  \",E23849&\" \"&G23849)","v":" "},null,null,null,null,false,null,null,{"$error":"#N/A"},{"$error":"#N/A"},{"$error":"#N/A"},{"$error":"#N/A"},{"$error":"#N/A"},{"$error":"#N/A"},{"$error":"#N/A"},{"$error":"#N/A"},{"$error":"#N/A"},{"$error":"#N/A"}]
[null,null,null,null,null,null,null,null,null,null,null,null,null,null,null,null," ",null,null,null,null,false,null,null,{"$error":"#N/A"},{"$error":"#N/A"},{"$error":"#N/A"},{"$error":"#N/A"},{"$error":"#N/A"},{"$error":"#N/A"},{"$error":"#N/A"},{"$error":"#N/A"},{"$error":"#N/A"},{"$error":"#N/A"}]
[null,null,null,null,null,null,null,null,null,null,null,null,null,null,null,null," ",null,null,null,null,false,null,null,{"$error":"#N/A"},{"$error":"#N/A"},{"$error":"#N/A"},{"$error":"#N/A"},{"$error":"#N/A"},{"$error":"#N/A"},{"$error":"#N/A"},{"$error":"#N/A"},{"$error":"#N/A"},{"$error":"#N/A"}]
[null,null,null,null,null,null,null,null,null,null,null,null,null,null,null,null," ",null,null,null,null,false,null,null,{"$error":"#N/A"},{"$error":"#N/A"},{"$error":"#N/A"},{"$error":"#N/A"},{"$error":"#N/A"},{"$error":"#N/A"},{"$error":"#N/A"},{"$error":"#N/A"},{"$error":"#N/A"},{"$error":"#N/A"}]
[null,null,null,null,null,null,null,null,null,null,null,null,null,null,null,null," ",null,null,null,null,false,null,null,{"$error":"#N/A"},{"$error":"#N/A"},{"$error":"#N/A"},{"$error":"#N/A"},{"$error":"#N/A"},{"$error":"#N/A"},{"$error":"#N/A"},{"$error":"#N/A"},{"$error":"#N/A"},{"$error":"#N/A"}]
[null,null,null,null,null,null,null,null,null,null,null,null,null,null,null,null," ",null,null,null,null,false,null,null,{"$error":"#N/A"},{"$error":"#N/A"},{"$error":"#N/A"},{"$error":"#N/A"},{"$error":"#N/A"},{"$error":"#N/A"},{"$error":"#N/A"},{"$error":"#N/A"},{"$error":"#N/A"},{"$error":"#N/A"}]
[null,null,null,null,null,null,null,null,null,null,null,null,null,null,null,null," ",null,null,null,null,false,null,null,{"$error":"#N/A"},{"$error":"#N/A"},{"$error":"#N/A"},{"$error":"#N/A"},{"$error":"#N/A"},{"$error":"#N/A"},{"$error":"#N/A"},{"$error":"#N/A"},{"$error":"#N/A"},{"$error":"#N/A"}]
[null,null,null,null,null,null,null,null,null,null,null,null,null,null,null,null," ",null,null,null,null,false,null,null,{"$f":"IF($V24053=TRUE,E24053,NA())","v":{"$error":"#N/A"}},{"$f":"IF($V24053=TRUE,F24053,NA())","v":{"$error":"#N/A"}},{"$f":"IF($V24053=TRUE,G24053,NA())","v":{"$error":"#N/A"}},{"$f":"IF($V24053=TRUE,H24053,NA())","v":{"$error":"#N/A"}},{"$f":"IF($V24053=TRUE,I24053,NA())","v":{"$error":"#N/A"}},{"$f":"IF($V24053=TRUE,J24053,NA())","v":{"$error":"#N/A"}},{"$f":"IF($V24053=TRUE,K24053,NA())","v":{"$error":"#N/A"}},{"$f":"IF($V24053=TRUE,L24053,NA())","v":{"$error":"#N/A"}},{"$f":"IF($V24053=TRUE,M24053,NA())","v":{"$error":"#N/A"}},{"$f":"IF($V24053=TRUE,N24053,NA())","v":{"$error":"#N/A"}}]
[null,null,null,null,null,null,null,null,null,null,null,null,null,null,null,null," ",null,null,null,null,false,null,null,{"$error":"#N/A"},{"$error":"#N/A"},{"$error":"#N/A"},{"$error":"#N/A"},{"$error":"#N/A"},{"$error":"#N/A"},{"$error":"#N/A"},{"$error":"#N/A"},{"$error":"#N/A"},{"$error":"#N/A"}]
[null,null,null,null,null,null,null,null,null,null,null,null,null,null,null,null," ",null,null,null,null,false,null,null,{"$error":"#N/A"},{"$error":"#N/A"},{"$error":"#N/A"},{"$error":"#N/A"},{"$error":"#N/A"},{"$error":"#N/A"},{"$error":"#N/A"},{"$error":"#N/A"},{"$error":"#N/A"},{"$error":"#N/A"}]
[null,null,null,null,null,null,null,null,null,null,null,null,null,null,null,null," ",null,null,null,null,false,null,null,{"$error":"#N/A"},{"$error":"#N/A"},{"$error":"#N/A"},{"$error":"#N/A"},{"$error":"#N/A"},{"$error":"#N/A"},{"$error":"#N/A"},{"$error":"#N/A"},{"$error":"#N/A"},{"$error":"#N/A"}]
[null,null,null,null,null,null,null,null,null,null,null,null,null,null,null,null," ",null,null,null,null,false,null,null,{"$error":"#N/A"},{"$error":"#N/A"},{"$error":"#N/A"},{"$error":"#N/A"},{"$error":"#N/A"},{"$error":"#N/A"},{"$error":"#N/A"},{"$error":"#N/A"},{"$error":"#N/A"},{"$error":"#N/A"}]
[null,null,null,null,null,null,null,null,null,null,null,null,null,null,null,null," ",null,null,null,null,false,null,null,{"$error":"#N/A"},{"$error":"#N/A"},{"$error":"#N/A"},{"$error":"#N/A"},{"$error":"#N/A"},{"$error":"#N/A"},{"$error":"#N/A"},{"$error":"#N/A"},{"$error":"#N/A"},{"$error":"#N/A"}]
[null,null,null,null,null,null,null,null,null,null,null,null,null,null,null,null," ",null,null,null,null,false,null,null,{"$error":"#N/A"},{"$error":"#N/A"},{"$error":"#N/A"},{"$error":"#N/A"},{"$error":"#N/A"},{"$error":"#N/A"},{"$error":"#N/A"},{"$error":"#N/A"},{"$error":"#N/A"},{"$error":"#N/A"}]
[null,null,null,null,null,null,null,null,null,null,null,null,null,null,null,null," ",null,null,null,null,false,null,null,{"$error":"#N/A"},{"$error":"#N/A"},{"$error":"#N/A"},{"$error":"#N/A"},{"$error":"#N/A"},{"$error":"#N/A"},{"$error":"#N/A"},{"$error":"#N/A"},{"$error":"#N/A"},{"$error":"#N/A"}]
[null,null,null,null,null,null,null,null,null,null,null,null,null,null,null,null," ",null,null,null,null,false,null,null,{"$error":"#N/A"},{"$error":"#N/A"},{"$error":"#N/A"},{"$error":"#N/A"},{"$error":"#N/A"},{"$error":"#N/A"},{"$error":"#N/A"},{"$error":"#N/A"},{"$error":"#N/A"},{"$error":"#N/A"}]
[null,null,null,null,null,null,null,null,null,null,null,null,null,null,null,null," ",null,null,null,null,false,null,null,{"$error":"#N/A"},{"$error":"#N/A"},{"$error":"#N/A"},{"$error":"#N/A"},{"$error":"#N/A"},{"$error":"#N/A"},{"$error":"#N/A"},{"$error":"#N/A"},{"$error":"#N/A"},{"$error":"#N/A"}]
[null,null,null,null,null,null,null,null,null,null,null,null,null,null,null,null," ",null,null,null,null,false,null,null,{"$error":"#N/A"},{"$error":"#N/A"},{"$error":"#N/A"},{"$error":"#N/A"},{"$error":"#N/A"},{"$error":"#N/A"},{"$error":"#N/A"},{"$error":"#N/A"},{"$error":"#N/A"},{"$error":"#N/A"}]
[null,null,null,null,null,null,null,null,null,null,null,null,null,null,null,null," ",null,null,null,null,false,null,null,{"$error":"#N/A"},{"$error":"#N/A"},{"$error":"#N/A"},{"$error":"#N/A"},{"$error":"#N/A"},{"$error":"#N/A"},{"$error":"#N/A"},{"$error":"#N/A"},{"$error":"#N/A"},{"$error":"#N/A"}]
[null,null,null,null,null,null,null,null,null,null,null,null,null,null,null,null," ",null,null,null,null,false,null,null,{"$error":"#N/A"},{"$error":"#N/A"},{"$error":"#N/A"},{"$error":"#N/A"},{"$error":"#N/A"},{"$error":"#N/A"},{"$error":"#N/A"},{"$error":"#N/A"},{"$error":"#N/A"},{"$error":"#N/A"}]
[null,null,null,null,null,null,null,null,null,null,null,null,null,null,null,null," ",null,null,null,null,false,null,null,{"$error":"#N/A"},{"$error":"#N/A"},{"$error":"#N/A"},{"$error":"#N/A"},{"$error":"#N/A"},{"$error":"#N/A"},{"$error":"#N/A"},{"$error":"#N/A"},{"$error":"#N/A"},{"$error":"#N/A"}]
[null,null,null,null,null,null,null,null,null,null,null,null,null,null,null,null," ",null,null,null,null,false,null,null,{"$error":"#N/A"},{"$error":"#N/A"},{"$error":"#N/A"},{"$error":"#N/A"},{"$error":"#N/A"},{"$error":"#N/A"},{"$error":"#N/A"},{"$error":"#N/A"},{"$error":"#N/A"},{"$error":"#N/A"}]
[null,null,null,null,null,null,null,null,null,null,null,null,null,null,null,null," ",null,null,null,null,false,null,null,{"$error":"#N/A"},{"$error":"#N/A"},{"$error":"#N/A"},{"$error":"#N/A"},{"$error":"#N/A"},{"$error":"#N/A"},{"$error":"#N/A"},{"$error":"#N/A"},{"$error":"#N/A"},{"$error":"#N/A"}]
[null,null,null,null,null,null,null,null,null,null,null,null,null,null,null,null," ",null,null,null,null,false,null,null,{"$error":"#N/A"},{"$error":"#N/A"},{"$error":"#N/A"},{"$error":"#N/A"},{"$error":"#N/A"},{"$error":"#N/A"},{"$error":"#N/A"},{"$error":"#N/A"},{"$error":"#N/A"},{"$error":"#N/A"}]
[null,null,null,null,null,null,null,null,null,null,null,null,null,null,null,null," ",null,null,null,null,false,null,null,{"$error":"#N/A"},{"$error":"#N/A"},{"$error":"#N/A"},{"$error":"#N/A"},{"$error":"#N/A"},{"$error":"#N/A"},{"$error":"#N/A"},{"$error":"#N/A"},{"$error":"#N/A"},{"$error":"#N/A"}]
[null,null,null,null,null,null,null,null,null,null,null,null,null,null,null,null," ",null,null,null,null,false,null,null,{"$error":"#N/A"},{"$error":"#N/A"},{"$error":"#N/A"},{"$error":"#N/A"},{"$error":"#N/A"},{"$error":"#N/A"},{"$error":"#N/A"},{"$error":"#N/A"},{"$error":"#N/A"},{"$error":"#N/A"}]
[null,null,null,null,null,null,null,null,null,null,null,null,null,null,null,null," ",null,null,null,null,false,null,null,{"$error":"#N/A"},{"$error":"#N/A"},{"$error":"#N/A"},{"$error":"#N/A"},{"$error":"#N/A"},{"$error":"#N/A"},{"$error":"#N/A"},{"$error":"#N/A"},{"$error":"#N/A"},{"$error":"#N/A"}]
[null,null,null,null,null,null,null,null,null,null,null,null,null,null,null,null," ",null,null,null,null,false,null,null,{"$error":"#N/A"},{"$error":"#N/A"},{"$error":"#N/A"},{"$error":"#N/A"},{"$error":"#N/A"},{"$error":"#N/A"},{"$error":"#N/A"},{"$error":"#N/A"},{"$error":"#N/A"},{"$error":"#N/A"}]
[null,null,null,null,null,null,null,null,null,null,null,null,null,null,null,null," ",null,null,null,null,false,null,null,{"$error":"#N/A"},{"$error":"#N/A"},{"$error":"#N/A"},{"$error":"#N/A"},{"$error":"#N/A"},{"$error":"#N/A"},{"$error":"#N/A"},{"$error":"#N/A"},{"$error":"#N/A"},{"$error":"#N/A"}]
[null,null,null,null,null,null,null,null,null,null,null,null,null,null,null,null," ",null,null,null,null,false,null,null,{"$error":"#N/A"},{"$error":"#N/A"},{"$error":"#N/A"},{"$error":"#N/A"},{"$error":"#N/A"},{"$error":"#N/A"},{"$error":"#N/A"},{"$error":"#N/A"},{"$error":"#N/A"},{"$error":"#N/A"}]
[null,null,null,null,null,null,null,null,null,null,null,null,null,null,null,null," ",null,null,null,null,false,null,null,{"$error":"#N/A"},{"$error":"#N/A"},{"$error":"#N/A"},{"$error":"#N/A"},{"$error":"#N/A"},{"$error":"#N/A"},{"$error":"#N/A"},{"$error":"#N/A"},{"$error":"#N/A"},{"$error":"#N/A"}]
[null,null,null,null,null,null,null,null,null,null,null,null,null,null,null,null," ",null,null,null,null,false,null,null,{"$error":"#N/A"},{"$error":"#N/A"},{"$error":"#N/A"},{"$error":"#N/A"},{"$error":"#N/A"},{"$error":"#N/A"},{"$error":"#N/A"},{"$error":"#N/A"},{"$error":"#N/A"},{"$error":"#N/A"}]
[null,null,null,null,null,null,null,null,null,null,null,null,null,null,null,null," ",null,null,null,null,false,null,null,{"$error":"#N/A"},{"$error":"#N/A"},{"$error":"#N/A"},{"$error":"#N/A"},{"$error":"#N/A"},{"$error":"#N/A"},{"$error":"#N/A"},{"$error":"#N/A"},{"$error":"#N/A"},{"$error":"#N/A"}]
[null,null,null,null,null,null,null,null,null,null,null,null,null,null,null,null," ",null,null,null,null,{"$f":"IF(ISERROR(G24780),FALSE,IF($V$9=G24780,TRUE,FALSE))","v":false},null,null,{"$error":"#N/A"},{"$error":"#N/A"},{"$error":"#N/A"},{"$error":"#N/A"},{"$error":"#N/A"},{"$error":"#N/A"},{"$error":"#N/A"},{"$error":"#N/A"},{"$error":"#N/A"},{"$error":"#N/A"}]
[null,null,null,null,null,null,null,null,null,null,null,null,null,null,null,null," ",null,null,null,null,false,null,null,{"$error":"#N/A"},{"$error":"#N/A"},{"$error":"#N/A"},{"$error":"#N/A"},{"$error":"#N/A"},{"$error":"#N/A"},{"$error":"#N/A"},{"$error":"#N/A"},{"$error":"#N/A"},{"$error":"#N/A"}]
[null,null,null,null,null,null,null,null,null,null,null,null,null,null,null,null," ",null,null,null,null,false,null,null,{"$error":"#N/A"},{"$error":"#N/A"},{"$error":"#N/A"},{"$error":"#N/A"},{"$error":"#N/A"},{"$error":"#N/A"},{"$error":"#N/A"},{"$error":"#N/A"},{"$error":"#N/A"},{"$error":"#N/A"}]
[null,null,null,null,null,null,null,null,null,null,null,null,null,null,null,null," ",null,null,null,null,false,null,null,{"$error":"#N/A"},{"$error":"#N/A"},{"$error":"#N/A"},{"$error":"#N/A"},{"$error":"#N/A"},{"$error":"#N/A"},{"$error":"#N/A"},{"$error":"#N/A"},{"$error":"#N/A"},{"$error":"#N/A"}]
[null,null,null,null,null,null,null,null,null,null,null,null,null,null,null,null," ",null,null,null,null,false,null,null,{"$error":"#N/A"},{"$error":"#N/A"},{"$error":"#N/A"},{"$error":"#N/A"},{"$error":"#N/A"},{"$error":"#N/A"},{"$error":"#N/A"},{"$error":"#N/A"},{"$error":"#N/A"},{"$error":"#N/A"}]
[null,null,null,null,null,null,null,null,null,null,null,null,null,null,null,null,{"$f":"IF(OR(ISERROR(E24937),ISERROR(G24937)),\"  \",E24937&\" \"&G24937)","v":" "},null,null,null,null,false,null,null,{"$error":"#N/A"},{"$error":"#N/A"},{"$error":"#N/A"},{"$error":"#N/A"},{"$error":"#N/A"},{"$error":"#N/A"},{"$error":"#N/A"},{"$error":"#N/A"},{"$error":"#N/A"},{"$error":"#N/A"}]
[null,null,null,null,null,null,null,null,null,null,null,null,null,null,null,null," ",null,null,null,null,false,null,null,{"$error":"#N/A"},{"$error":"#N/A"},{"$error":"#N/A"},{"$error":"#N/A"},{"$error":"#N/A"},{"$error":"#N/A"},{"$error":"#N/A"},{"$error":"#N/A"},{"$error":"#N/A"},{"$error":"#N/A"}]
[null,null,null,null,null,null,null,null,null,null,null,null,null,null,null,null," ",null,null,null,null,false,null,null,{"$error":"#N/A"},{"$error":"#N/A"},{"$error":"#N/A"},{"$error":"#N/A"},{"$error":"#N/A"},{"$error":"#N/A"},{"$error":"#N/A"},{"$error":"#N/A"},{"$error":"#N/A"},{"$error":"#N/A"}]
[null,null,null,null,null,null,null,null,null,null,null,null,null,null,null,null," ",null,null,null,null,false,null,null,{"$error":"#N/A"},{"$error":"#N/A"},{"$error":"#N/A"},{"$error":"#N/A"},{"$error":"#N/A"},{"$error":"#N/A"},{"$error":"#N/A"},{"$error":"#N/A"},{"$error":"#N/A"},{"$error":"#N/A"}]
[null,null,null,null,null,null,null,null,null,null,null,null,null,null,null,null," ",null,null,null,null,false,null,null,{"$error":"#N/A"},{"$error":"#N/A"},{"$error":"#N/A"},{"$error":"#N/A"},{"$error":"#N/A"},{"$error":"#N/A"},{"$error":"#N/A"},{"$error":"#N/A"},{"$error":"#N/A"},{"$error":"#N/A"}]
[null,null,null,null,null,null,null,null,null,null,null,null,null,null,null,null," ",null,null,null,null,false,null,null,{"$error":"#N/A"},{"$error":"#N/A"},{"$error":"#N/A"},{"$error":"#N/A"},{"$error":"#N/A"},{"$error":"#N/A"},{"$error":"#N/A"},{"$error":"#N/A"},{"$error":"#N/A"},{"$error":"#N/A"}]
[null,null,null,null,null,null,null,null,null,null,null,null,null,null,null,null," ",null,null,null,null,false,null,null,{"$error":"#N/A"},{"$error":"#N/A"},{"$error":"#N/A"},{"$error":"#N/A"},{"$error":"#N/A"},{"$error":"#N/A"},{"$error":"#N/A"},{"$error":"#N/A"},{"$error":"#N/A"},{"$error":"#N/A"}]
[null,null,null,null,null,null,null,null,null,null,null,null,null,null,null,null," ",null,null,null,null,false,null,null,{"$error":"#N/A"},{"$error":"#N/A"},{"$error":"#N/A"},{"$error":"#N/A"},{"$error":"#N/A"},{"$error":"#N/A"},{"$error":"#N/A"},{"$error":"#N/A"},{"$error":"#N/A"},{"$error":"#N/A"}]
[null,null,null,null,null,null,null,null,null,null,null,null,null,null,null,null," ",null,null,null,null,false,null,null,{"$error":"#N/A"},{"$error":"#N/A"},{"$error":"#N/A"},{"$error":"#N/A"},{"$error":"#N/A"},{"$error":"#N/A"},{"$error":"#N/A"},{"$error":"#N/A"},{"$error":"#N/A"},{"$error":"#N/A"}]
[null,null,null,null,null,null,null,null,null,null,null,null,null,null,null,null," ",null,null,null,null,false,null,null,{"$error":"#N/A"},{"$error":"#N/A"},{"$error":"#N/A"},{"$error":"#N/A"},{"$error":"#N/A"},{"$error":"#N/A"},{"$error":"#N/A"},{"$error":"#N/A"},{"$error":"#N/A"},{"$error":"#N/A"}]
[null,null,null,null,null,null,null,null,null,null,null,null,null,null,null,null," ",null,null,null,null,false,null,null,{"$error":"#N/A"},{"$error":"#N/A"},{"$error":"#N/A"},{"$error":"#N/A"},{"$error":"#N/A"},{"$error":"#N/A"},{"$error":"#N/A"},{"$error":"#N/A"},{"$error":"#N/A"},{"$error":"#N/A"}]
[null,null,null,null,null,null,null,null,null,null,null,null,null,null,null,null," ",null,null,null,null,false,null,null,{"$error":"#N/A"},{"$error":"#N/A"},{"$error":"#N/A"},{"$error":"#N/A"},{"$error":"#N/A"},{"$error":"#N/A"},{"$error":"#N/A"},{"$error":"#N/A"},{"$error":"#N/A"},{"$error":"#N/A"}]
[null,null,null,null,null,null,null,null,null,null,null,null,null,null,null,null," ",null,null,null,null,false,null,null,{"$error":"#N/A"},{"$error":"#N/A"},{"$error":"#N/A"},{"$error":"#N/A"},{"$error":"#N/A"},{"$error":"#N/A"},{"$error":"#N/A"},{"$error":"#N/A"},{"$error":"#N/A"},{"$error":"#N/A"}]
[null,null,null,null,null,null,null,null,null,null,null,null,null,null,null,null," ",null,null,null,null,false,null,null,{"$error":"#N/A"},{"$error":"#N/A"},{"$error":"#N/A"},{"$error":"#N/A"},{"$error":"#N/A"},{"$error":"#N/A"},{"$error":"#N/A"},{"$error":"#N/A"},{"$error":"#N/A"},{"$error":"#N/A"}]
[null,null,null,null,null,null,null,null,null,null,null,null,null,null,null,null," ",null,null,null,null,false,null,null,{"$error":"#N/A"},{"$error":"#N/A"},{"$error":"#N/A"},{"$error":"#N/A"},{"$error":"#N/A"},{"$error":"#N/A"},{"$error":"#N/A"},{"$error":"#N/A"},{"$error":"#N/A"},{"$error":"#N/A"}]
[null,null,null,null,null,null,null,null,null,null,null,null,null,null,null,null," ",null,null,null,null,false,null,null,{"$error":"#N/A"},{"$error":"#N/A"},{"$error":"#N/A"},{"$error":"#N/A"},{"$error":"#N/A"},{"$error":"#N/A"},{"$error":"#N/A"},{"$error":"#N/A"},{"$error":"#N/A"},{"$error":"#N/A"}]
[null,null,null,null,null,null,null,null,null,null,null,null,null,null,null,null," ",null,null,null,null,false,null,null,{"$error":"#N/A"},{"$error":"#N/A"},{"$error":"#N/A"},{"$error":"#N/A"},{"$error":"#N/A"},{"$error":"#N/A"},{"$error":"#N/A"},{"$error":"#N/A"},{"$error":"#N/A"},{"$error":"#N/A"}]
[null,null,null,null,null,null,null,null,null,null,null,null,null,null,null,null," ",null,null,null,null,false,null,null,{"$error":"#N/A"},{"$error":"#N/A"},{"$error":"#N/A"},{"$error":"#N/A"},{"$error":"#N/A"},{"$error":"#N/A"},{"$error":"#N/A"},{"$error":"#N/A"},{"$error":"#N/A"},{"$error":"#N/A"}]
[null,null,null,null,null,null,null,null,null,null,null,null,null,null,null,null," ",null,null,null,null,false,null,null,{"$error":"#N/A"},{"$error":"#N/A"},{"$error":"#N/A"},{"$error":"#N/A"},{"$error":"#N/A"},{"$error":"#N/A"},{"$error":"#N/A"},{"$error":"#N/A"},{"$error":"#N/A"},{"$error":"#N/A"}]
[null,null,null,null,null,null,null,null,null,null,null,null,null,null,null,null," ",null,null,null,null,false,null,null,{"$error":"#N/A"},{"$error":"#N/A"},{"$error":"#N/A"},{"$error":"#N/A"},{"$error":"#N/A"},{"$error":"#N/A"},{"$error":"#N/A"},{"$error":"#N/A"},{"$error":"#N/A"},{"$error":"#N/A"}]
[null,null,null,null,null,null,null,null,null,null,null,null,null,null,null,null," ",null,null,null,null,false,null,null,{"$error":"#N/A"},{"$error":"#N/A"},{"$error":"#N/A"},{"$error":"#N/A"},{"$error":"#N/A"},{"$error":"#N/A"},{"$error":"#N/A"},{"$error":"#N/A"},{"$error":"#N/A"},{"$error":"#N/A"}]
[null,null,null,null,null,null,null,null,null,null,null,null,null,null,null,null," ",null,null,null,null,false,null,null,{"$error":"#N/A"},{"$error":"#N/A"},{"$error":"#N/A"},{"$error":"#N/A"},{"$error":"#N/A"},{"$error":"#N/A"},{"$error":"#N/A"},{"$error":"#N/A"},{"$error":"#N/A"},{"$error":"#N/A"}]
[null,null,null,null,null,null,null,null,null,null,null,null,null,null,null,null," ",null,null,null,null,false,null,null,{"$error":"#N/A"},{"$error":"#N/A"},{"$error":"#N/A"},{"$error":"#N/A"},{"$error":"#N/A"},{"$error":"#N/A"},{"$error":"#N/A"},{"$error":"#N/A"},{"$error":"#N/A"},{"$error":"#N/A"}]
[null,null,null,null,null,null,null,null,null,null,null,null,null,null,null,null," ",null,null,null,null,false,null,null,{"$error":"#N/A"},{"$error":"#N/A"},{"$error":"#N/A"},{"$error":"#N/A"},{"$error":"#N/A"},{"$error":"#N/A"},{"$error":"#N/A"},{"$error":"#N/A"},{"$error":"#N/A"},{"$error":"#N/A"}]
[null,null,null,null,null,null,null,null,null,null,null,null,null,null,null,null," ",null,null,null,null,false,null,null,{"$error":"#N/A"},{"$error":"#N/A"},{"$error":"#N/A"},{"$error":"#N/A"},{"$error":"#N/A"},{"$error":"#N/A"},{"$error":"#N/A"},{"$error":"#N/A"},{"$error":"#N/A"},{"$error":"#N/A"}]
[null,null,null,null,null,null,null,null,null,null,null,null,null,null,null,null," ",null,null,null,null,false,null,null,{"$error":"#N/A"},{"$error":"#N/A"},{"$error":"#N/A"},{"$error":"#N/A"},{"$error":"#N/A"},{"$error":"#N/A"},{"$error":"#N/A"},{"$error":"#N/A"},{"$error":"#N/A"},{"$error":"#N/A"}]
[null,null,null,null,null,null,null,null,null,null,null,null,null,null,null,null," ",null,null,null,null,false,null,null,{"$error":"#N/A"},{"$error":"#N/A"},{"$error":"#N/A"},{"$error":"#N/A"},{"$error":"#N/A"},{"$error":"#N/A"},{"$error":"#N/A"},{"$error":"#N/A"},{"$error":"#N/A"},{"$error":"#N/A"}]
[null,null,null,null,null,null,null,null,null,null,null,null,null,null,null,null," ",null,null,null,null,false,null,null,{"$error":"#N/A"},{"$error":"#N/A"},{"$error":"#N/A"},{"$error":"#N/A"},{"$error":"#N/A"},{"$error":"#N/A"},{"$error":"#N/A"},{"$error":"#N/A"},{"$error":"#N/A"},{"$error":"#N/A"}]
[null,null,null,null,null,null,null,null,null,null,null,null,null,null,null,null," ",null,null,null,null,false,null,null,{"$error":"#N/A"},{"$error":"#N/A"},{"$error":"#N/A"},{"$error":"#N/A"},{"$error":"#N/A"},{"$error":"#N/A"},{"$error":"#N/A"},{"$error":"#N/A"},{"$error":"#N/A"},{"$error":"#N/A"}]
[null,null,null,null,null,null,null,null,null,null,null,null,null,null,null,null," ",null,null,null,null,false,null,null,{"$error":"#N/A"},{"$error":"#N/A"},{"$error":"#N/A"},{"$error":"#N/A"},{"$error":"#N/A"},{"$error":"#N/A"},{"$error":"#N/A"},{"$error":"#N/A"},{"$error":"#N/A"},{"$error":"#N/A"}]
[null,null,null,null,null,null,null,null,null,null,null,null,null,null,null,null," ",null,null,null,null,false,null,null,{"$error":"#N/A"},{"$error":"#N/A"},{"$error":"#N/A"},{"$error":"#N/A"},{"$error":"#N/A"},{"$error":"#N/A"},{"$error":"#N/A"},{"$error":"#N/A"},{"$error":"#N/A"},{"$error":"#N/A"}]
[null,null,null,null,null,null,null,null,null,null,null,null,null,null,null,null," ",null,null,null,null,false,null,null,{"$error":"#N/A"},{"$error":"#N/A"},{"$error":"#N/A"},{"$error":"#N/A"},{"$error":"#N/A"},{"$error":"#N/A"},{"$error":"#N/A"},{"$error":"#N/A"},{"$error":"#N/A"},{"$error":"#N/A"}]
[null,null,null,null,null,null,null,null,null,null,null,null,null,null,null,null," ",null,null,null,null,{"$f":"IF(ISERROR(G25868),FALSE,IF($V$9=G25868,TRUE,FALSE))","v":false},null,null,{"$error":"#N/A"},{"$error":"#N/A"},{"$error":"#N/A"},{"$error":"#N/A"},{"$error":"#N/A"},{"$error":"#N/A"},{"$error":"#N/A"},{"$error":"#N/A"},{"$error":"#N/A"},{"$error":"#N/A"}]
[null,null,null,null,null,null,null,null,null,null,null,null,null,null,null,null," ",null,null,null,null,false,null,null,{"$error":"#N/A"},{"$error":"#N/A"},{"$error":"#N/A"},{"$error":"#N/A"},{"$error":"#N/A"},{"$error":"#N/A"},{"$error":"#N/A"},{"$error":"#N/A"},{"$error":"#N/A"},{"$error":"#N/A"}]
[null,null,null,null,null,null,null,null,null,null,null,null,null,null,null,null," ",null,null,null,null,false,null,null,{"$error":"#N/A"},{"$error":"#N/A"},{"$error":"#N/A"},{"$error":"#N/A"},{"$error":"#N/A"},{"$error":"#N/A"},{"$error":"#N/A"},{"$error":"#N/A"},{"$error":"#N/A"},{"$error":"#N/A"}]
[null,null,null,null,null,null,null,null,null,null,null,null,null,null,null,null," ",null,null,null,null,false,null,null,{"$error":"#N/A"},{"$error":"#N/A"},{"$error":"#N/A"},{"$error":"#N/A"},{"$error":"#N/A"},{"$error":"#N/A"},{"$error":"#N/A"},{"$error":"#N/A"},{"$error":"#N/A"},{"$error":"#N/A"}]
[null,null,null,null,null,null,null,null,null,null,null,null,null,null,null,null," ",null,null,null,null,false,null,null,{"$error":"#N/A"},{"$error":"#N/A"},{"$error":"#N/A"},{"$error":"#N/A"},{"$error":"#N/A"},{"$error":"#N/A"},{"$error":"#N/A"},{"$error":"#N/A"},{"$error":"#N/A"},{"$error":"#N/A"}]
[null,null,null,null,null,null,null,null,null,null,null,null,null,null,null,null," ",null,null,null,null,false,null,null,{"$error":"#N/A"},{"$error":"#N/A"},{"$error":"#N/A"},{"$error":"#N/A"},{"$error":"#N/A"},{"$error":"#N/A"},{"$error":"#N/A"},{"$error":"#N/A"},{"$error":"#N/A"},{"$error":"#N/A"}]
[null,null,null,null,null,null,null,null,null,null,null,null,null,null,null,null," ",null,null,null,null,false,null,null,{"$error":"#N/A"},{"$error":"#N/A"},{"$error":"#N/A"},{"$error":"#N/A"},{"$error":"#N/A"},{"$error":"#N/A"},{"$error":"#N/A"},{"$error":"#N/A"},{"$error":"#N/A"},{"$error":"#N/A"}]
[null,null,null,null,null,null,null,null,null,null,null,null,null,null,null,null," ",null,null,null,null,false,null,null,{"$error":"#N/A"},{"$error":"#N/A"},{"$error":"#N/A"},{"$error":"#N/A"},{"$error":"#N/A"},{"$error":"#N/A"},{"$error":"#N/A"},{"$error":"#N/A"},{"$error":"#N/A"},{"$error":"#N/A"}]
[null,null,null,null,null,null,null,null,null,null,null,null,null,null,null,null," ",null,null,null,null,false,null,null,{"$error":"#N/A"},{"$error":"#N/A"},{"$error":"#N/A"},{"$error":"#N/A"},{"$error":"#N/A"},{"$error":"#N/A"},{"$error":"#N/A"},{"$error":"#N/A"},{"$error":"#N/A"},{"$error":"#N/A"}]
[null,null,null,null,null,null,null,null,null,null,null,null,null,null,null,null," ",null,null,null,null,false,null,null,{"$error":"#N/A"},{"$error":"#N/A"},{"$error":"#N/A"},{"$error":"#N/A"},{"$error":"#N/A"},{"$error":"#N/A"},{"$error":"#N/A"},{"$error":"#N/A"},{"$error":"#N/A"},{"$error":"#N/A"}]
[null,null,null,null,null,null,null,null,null,null,null,null,null,null,null,null," ",null,null,null,null,false,null,null,{"$error":"#N/A"},{"$error":"#N/A"},{"$error":"#N/A"},{"$error":"#N/A"},{"$error":"#N/A"},{"$error":"#N/A"},{"$error":"#N/A"},{"$error":"#N/A"},{"$error":"#N/A"},{"$error":"#N/A"}]
[null,null,null,null,null,null,null,null,null,null,null,null,null,null,null,null," ",null,null,null,null,false,null,null,{"$error":"#N/A"},{"$error":"#N/A"},{"$error":"#N/A"},{"$error":"#N/A"},{"$error":"#N/A"},{"$error":"#N/A"},{"$error":"#N/A"},{"$error":"#N/A"},{"$error":"#N/A"},{"$error":"#N/A"}]
[null,null,null,null,null,null,null,null,null,null,null,null,null,null,null,null," ",null,null,null,null,false,null,null,{"$error":"#N/A"},{"$error":"#N/A"},{"$error":"#N/A"},{"$error":"#N/A"},{"$error":"#N/A"},{"$error":"#N/A"},{"$error":"#N/A"},{"$error":"#N/A"},{"$error":"#N/A"},{"$error":"#N/A"}]
[null,null,null,null,null,null,null,null,null,null,null,null,null,null,null,null," ",null,null,null,null,false,null,null,{"$error":"#N/A"},{"$error":"#N/A"},{"$error":"#N/A"},{"$error":"#N/A"},{"$error":"#N/A"},{"$error":"#N/A"},{"$error":"#N/A"},{"$error":"#N/A"},{"$error":"#N/A"},{"$error":"#N/A"}]
[null,null,null,null,null,null,null,null,null,null,null,null,null,null,null,null," ",null,null,null,null,false,null,null,{"$error":"#N/A"},{"$error":"#N/A"},{"$error":"#N/A"},{"$error":"#N/A"},{"$error":"#N/A"},{"$error":"#N/A"},{"$error":"#N/A"},{"$error":"#N/A"},{"$error":"#N/A"},{"$error":"#N/A"}]
[null,null,null,null,null,null,null,null,null,null,null,null,null,null,null,null," ",null,null,null,null,false,null,null,{"$error":"#N/A"},{"$error":"#N/A"},{"$error":"#N/A"},{"$error":"#N/A"},{"$error":"#N/A"},{"$error":"#N/A"},{"$error":"#N/A"},{"$error":"#N/A"},{"$error":"#N/A"},{"$error":"#N/A"}]
[null,null,null,null,null,null,null,null,null,null,null,null,null,null,null,null," ",null,null,null,null,false,null,null,{"$error":"#N/A"},{"$error":"#N/A"},{"$error":"#N/A"},{"$error":"#N/A"},{"$error":"#N/A"},{"$error":"#N/A"},{"$error":"#N/A"},{"$error":"#N/A"},{"$error":"#N/A"},{"$error":"#N/A"}]
[null,null,null,null,null,null,null,null,null,null,null,null,null,null,null,null," ",null,null,null,null,false,null,null,{"$error":"#N/A"},{"$error":"#N/A"},{"$error":"#N/A"},{"$error":"#N/A"},{"$error":"#N/A"},{"$error":"#N/A"},{"$error":"#N/A"},{"$error":"#N/A"},{"$error":"#N/A"},{"$error":"#N/A"}]
[null,null,null,null,null,null,null,null,null,null,null,null,null,null,null,null," ",null,null,null,null,false,null,null,{"$error":"#N/A"},{"$error":"#N/A"},{"$error":"#N/A"},{"$error":"#N/A"},{"$error":"#N/A"},{"$error":"#N/A"},{"$error":"#N/A"},{"$error":"#N/A"},{"$error":"#N/A"},{"$error":"#N/A"}]
[null,null,null,null,null,null,null,null,null,null,null,null,null,null,null,null,{"$f":"IF(OR(ISERROR(E26409),ISERROR(G26409)),\"  \",E26409&\" \"&G26409)","v":" "},null,null,null,null,false,null,null,{"$error":"#N/A"},{"$error":"#N/A"},{"$error":"#N/A"},{"$error":"#N/A"},{"$error":"#N/A"},{"$error":"#N/A"},{"$error":"#N/A"},{"$error":"#N/A"},{"$error":"#N/A"},{"$error":"#N/A"}]
[null,null,null,null,null,null,null,null,null,null,null,null,null,null,null,null," ",null,null,null,null,false,null,null,{"$f":"IF($V26421=TRUE,E26421,NA())","v":{"$error":"#N/A"}},{"$f":"IF($V26421=TRUE,F26421,NA())","v":{"$error":"#N/A"}},{"$f":"IF($V26421=TRUE,G26421,NA())","v":{"$error":"#N/A"}},{"$f":"IF($V26421=TRUE,H26421,NA())","v":{"$error":"#N/A"}},{"$f":"IF($V26421=TRUE,I26421,NA())","v":{"$error":"#N/A"}},{"$f":"IF($V26421=TRUE,J26421,NA())","v":{"$error":"#N/A"}},{"$f":"IF($V26421=TRUE,K26421,NA())","v":{"$error":"#N/A"}},{"$f":"IF($V26421=TRUE,L26421,NA())","v":{"$error":"#N/A"}},{"$f":"IF($V26421=TRUE,M26421,NA())","v":{"$error":"#N/A"}},{"$f":"IF($V26421=TRUE,N26421,NA())","v":{"$error":"#N/A"}}]
[null,null,null,null,null,null,null,null,null,null,null,null,null,null,null,null," ",null,null,null,null,false,null,null,{"$error":"#N/A"},{"$error":"#N/A"},{"$error":"#N/A"},{"$error":"#N/A"},{"$error":"#N/A"},{"$error":"#N/A"},{"$error":"#N/A"},{"$error":"#N/A"},{"$error":"#N/A"},{"$error":"#N/A"}]
[null,null,null,null,null,null,null,null,null,null,null,null,null,null,null,null," ",null,null,null,null,false,null,null,{"$error":"#N/A"},{"$error":"#N/A"},{"$error":"#N/A"},{"$error":"#N/A"},{"$error":"#N/A"},{"$error":"#N/A"},{"$error":"#N/A"},{"$error":"#N/A"},{"$error":"#N/A"},{"$error":"#N/A"}]
[null,null,null,null,null,null,null,null,null,null,null,null,null,null,null,null," ",null,null,null,null,false,null,null,{"$error":"#N/A"},{"$error":"#N/A"},{"$error":"#N/A"},{"$error":"#N/A"},{"$error":"#N/A"},{"$error":"#N/A"},{"$error":"#N/A"},{"$error":"#N/A"},{"$error":"#N/A"},{"$error":"#N/A"}]
[null,null,null,null,null,null,null,null,null,null,null,null,null,null,null,null," ",null,null,null,null,false,null,null,{"$error":"#N/A"},{"$error":"#N/A"},{"$error":"#N/A"},{"$error":"#N/A"},{"$error":"#N/A"},{"$error":"#N/A"},{"$error":"#N/A"},{"$error":"#N/A"},{"$error":"#N/A"},{"$error":"#N/A"}]
[null,null,null,null,null,null,null,null,null,null,null,null,null,null,null,null," ",null,null,null,null,false,null,null,{"$error":"#N/A"},{"$error":"#N/A"},{"$error":"#N/A"},{"$error":"#N/A"},{"$error":"#N/A"},{"$error":"#N/A"},{"$error":"#N/A"},{"$error":"#N/A"},{"$error":"#N/A"},{"$error":"#N/A"}]
[null,null,null,null,null,null,null,null,null,null,null,null,null,null,null,null," ",null,null,null,null,false,null,null,{"$error":"#N/A"},{"$error":"#N/A"},{"$error":"#N/A"},{"$error":"#N/A"},{"$error":"#N/A"},{"$error":"#N/A"},{"$error":"#N/A"},{"$error":"#N/A"},{"$error":"#N/A"},{"$error":"#N/A"}]
[null,null,null,null,null,null,null,null,null,null,null,null,null,null,null,null," ",null,null,null,null,false,null,null,{"$error":"#N/A"},{"$error":"#N/A"},{"$error":"#N/A"},{"$error":"#N/A"},{"$error":"#N/A"},{"$error":"#N/A"},{"$error":"#N/A"},{"$error":"#N/A"},{"$error":"#N/A"},{"$error":"#N/A"}]
[null,null,null,null,null,null,null,null,null,null,null,null,null,null,null,null," ",null,null,null,null,false,null,null,{"$error":"#N/A"},{"$error":"#N/A"},{"$error":"#N/A"},{"$error":"#N/A"},{"$error":"#N/A"},{"$error":"#N/A"},{"$error":"#N/A"},{"$error":"#N/A"},{"$error":"#N/A"},{"$error":"#N/A"}]
[null,null,null,null,null,null,null,null,null,null,null,null,null,null,null,null," ",null,null,null,null,false,null,null,{"$error":"#N/A"},{"$error":"#N/A"},{"$error":"#N/A"},{"$error":"#N/A"},{"$error":"#N/A"},{"$error":"#N/A"},{"$error":"#N/A"},{"$error":"#N/A"},{"$error":"#N/A"},{"$error":"#N/A"}]
[null,null,null,null,null,null,null,null,null,null,null,null,null,null,null,null," ",null,null,null,null,false,null,null,{"$error":"#N/A"},{"$error":"#N/A"},{"$error":"#N/A"},{"$error":"#N/A"},{"$error":"#N/A"},{"$error":"#N/A"},{"$error":"#N/A"},{"$error":"#N/A"},{"$error":"#N/A"},{"$error":"#N/A"}]
[null,null,null,null,null,null,null,null,null,null,null,null,null,null,null,null," ",null,null,null,null,false,null,null,{"$error":"#N/A"},{"$error":"#N/A"},{"$error":"#N/A"},{"$error":"#N/A"},{"$error":"#N/A"},{"$error":"#N/A"},{"$error":"#N/A"},{"$error":"#N/A"},{"$error":"#N/A"},{"$error":"#N/A"}]
[null,null,null,null,null,null,null,null,null,null,null,null,null,null,null,null," ",null,null,null,null,false,null,null,{"$error":"#N/A"},{"$error":"#N/A"},{"$error":"#N/A"},{"$error":"#N/A"},{"$error":"#N/A"},{"$error":"#N/A"},{"$error":"#N/A"},{"$error":"#N/A"},{"$error":"#N/A"},{"$error":"#N/A"}]
[null,null,null,null,null,null,null,null,null,null,null,null,null,null,null,null," ",null,null,null,null,false,null,null,{"$error":"#N/A"},{"$error":"#N/A"},{"$error":"#N/A"},{"$error":"#N/A"},{"$error":"#N/A"},{"$error":"#N/A"},{"$error":"#N/A"},{"$error":"#N/A"},{"$error":"#N/A"},{"$error":"#N/A"}]
[null,null,null,null,null,null,null,null,null,null,null,null,null,null,null,null," ",null,null,null,null,false,null,null,{"$error":"#N/A"},{"$error":"#N/A"},{"$error":"#N/A"},{"$error":"#N/A"},{"$error":"#N/A"},{"$error":"#N/A"},{"$error":"#N/A"},{"$error":"#N/A"},{"$error":"#N/A"},{"$error":"#N/A"}]
[null,null,null,null,null,null,null,null,null,null,null,null,null,null,null,null," ",null,null,null,null,false,null,null,{"$error":"#N/A"},{"$error":"#N/A"},{"$error":"#N/A"},{"$error":"#N/A"},{"$error":"#N/A"},{"$error":"#N/A"},{"$error":"#N/A"},{"$error":"#N/A"},{"$error":"#N/A"},{"$error":"#N/A"}]
[null,null,null,null,null,null,null,null,null,null,null,null,null,null,null,null," ",null,null,null,null,false,null,null,{"$error":"#N/A"},{"$error":"#N/A"},{"$error":"#N/A"},{"$error":"#N/A"},{"$error":"#N/A"},{"$error":"#N/A"},{"$error":"#N/A"},{"$error":"#N/A"},{"$error":"#N/A"},{"$error":"#N/A"}]
[null,null,null,null,null,null,null,null,null,null,null,null,null,null,null,null," ",null,null,null,null,false,null,null,{"$error":"#N/A"},{"$error":"#N/A"},{"$error":"#N/A"},{"$error":"#N/A"},{"$error":"#N/A"},{"$error":"#N/A"},{"$error":"#N/A"},{"$error":"#N/A"},{"$error":"#N/A"},{"$error":"#N/A"}]
[null,null,null,null,null,null,null,null,null,null,null,null,null,null,null,null," ",null,null,null,null,false,null,null,{"$error":"#N/A"},{"$error":"#N/A"},{"$error":"#N/A"},{"$error":"#N/A"},{"$error":"#N/A"},{"$error":"#N/A"},{"$error":"#N/A"},{"$error":"#N/A"},{"$error":"#N/A"},{"$error":"#N/A"}]
[null,null,null,null,null,null,null,null,null,null,null,null,null,null,null,null," ",null,null,null,null,false,null,null,{"$error":"#N/A"},{"$error":"#N/A"},{"$error":"#N/A"},{"$error":"#N/A"},{"$error":"#N/A"},{"$error":"#N/A"},{"$error":"#N/A"},{"$error":"#N/A"},{"$error":"#N/A"},{"$error":"#N/A"}]
[null,null,null,null,null,null,null,null,null,null,null,null,null,null,null,null," ",null,null,null,null,false,null,null,{"$error":"#N/A"},{"$error":"#N/A"},{"$error":"#N/A"},{"$error":"#N/A"},{"$error":"#N/A"},{"$error":"#N/A"},{"$error":"#N/A"},{"$error":"#N/A"},{"$error":"#N/A"},{"$error":"#N/A"}]
[null,null,null,null,null,null,null,null,null,null,null,null,null,null,null,null," ",null,null,null,null,false,null,null,{"$error":"#N/A"},{"$error":"#N/A"},{"$error":"#N/A"},{"$error":"#N/A"},{"$error":"#N/A"},{"$error":"#N/A"},{"$error":"#N/A"},{"$error":"#N/A"},{"$error":"#N/A"},{"$error":"#N/A"}]
[null,null,null,null,null,null,null,null,null,null,null,null,null,null,null,null," ",null,null,null,null,false,null,null,{"$error":"#N/A"},{"$error":"#N/A"},{"$error":"#N/A"},{"$error":"#N/A"},{"$error":"#N/A"},{"$error":"#N/A"},{"$error":"#N/A"},{"$error":"#N/A"},{"$error":"#N/A"},{"$error":"#N/A"}]
[null,null,null,null,null,null,null,null,null,null,null,null,null,null,null,null," ",null,null,null,null,false,null,null,{"$error":"#N/A"},{"$error":"#N/A"},{"$error":"#N/A"},{"$error":"#N/A"},{"$error":"#N/A"},{"$error":"#N/A"},{"$error":"#N/A"},{"$error":"#N/A"},{"$error":"#N/A"},{"$error":"#N/A"}]
[null,null,null,null,null,null,null,null,null,null,null,null,null,null,null,null," ",null,null,null,null,false,null,null,{"$error":"#N/A"},{"$error":"#N/A"},{"$error":"#N/A"},{"$error":"#N/A"},{"$error":"#N/A"},{"$error":"#N/A"},{"$error":"#N/A"},{"$error":"#N/A"},{"$error":"#N/A"},{"$error":"#N/A"}]
[null,null,null,null,null,null,null,null,null,null,null,null,null,null,null,null," ",null,null,null,null,false,null,null,{"$error":"#N/A"},{"$error":"#N/A"},{"$error":"#N/A"},{"$error":"#N/A"},{"$error":"#N/A"},{"$error":"#N/A"},{"$error":"#N/A"},{"$error":"#N/A"},{"$error":"#N/A"},{"$error":"#N/A"}]
[null,null,null,null,null,null,null,null,null,null,null,null,null,null,null,null," ",null,null,null,null,false,null,null,{"$error":"#N/A"},{"$error":"#N/A"},{"$error":"#N/A"},{"$error":"#N/A"},{"$error":"#N/A"},{"$error":"#N/A"},{"$error":"#N/A"},{"$error":"#N/A"},{"$error":"#N/A"},{"$error":"#N/A"}]
[null,null,null,null,null,null,null,null,null,null,null,null,null,null,null,null," ",null,null,null,null,false,null,null,{"$error":"#N/A"},{"$error":"#N/A"},{"$error":"#N/A"},{"$error":"#N/A"},{"$error":"#N/A"},{"$error":"#N/A"},{"$error":"#N/A"},{"$error":"#N/A"},{"$error":"#N/A"},{"$error":"#N/A"}]
[null,null,null,null,null,null,null,null,null,null,null,null,null,null,null,null," ",null,null,null,null,false,null,null,{"$error":"#N/A"},{"$error":"#N/A"},{"$error":"#N/A"},{"$error":"#N/A"},{"$error":"#N/A"},{"$error":"#N/A"},{"$error":"#N/A"},{"$error":"#N/A"},{"$error":"#N/A"},{"$error":"#N/A"}]
[null,null,null,null,null,null,null,null,null,null,null,null,null,null,null,null," ",null,null,null,null,false,null,null,{"$error":"#N/A"},{"$error":"#N/A"},{"$error":"#N/A"},{"$error":"#N/A"},{"$error":"#N/A"},{"$error":"#N/A"},{"$error":"#N/A"},{"$error":"#N/A"},{"$error":"#N/A"},{"$error":"#N/A"}]
[null,null,null,null,null,null,null,null,null,null,null,null,null,null,null,null," ",null,null,null,null,false,null,null,{"$error":"#N/A"},{"$error":"#N/A"},{"$error":"#N/A"},{"$error":"#N/A"},{"$error":"#N/A"},{"$error":"#N/A"},{"$error":"#N/A"},{"$error":"#N/A"},{"$error":"#N/A"},{"$error":"#N/A"}]
[null,null,null,null,null,null,null,null,null,null,null,null,null,null,null,null," ",null,null,null,null,false,null,null,{"$error":"#N/A"},{"$error":"#N/A"},{"$error":"#N/A"},{"$error":"#N/A"},{"$error":"#N/A"},{"$error":"#N/A"},{"$error":"#N/A"},{"$error":"#N/A"},{"$error":"#N/A"},{"$error":"#N/A"}]
[null,null,null,null,null,null,null,null,null,null,null,null,null,null,null,null," ",null,null,null,null,false,null,null,{"$error":"#N/A"},{"$error":"#N/A"},{"$error":"#N/A"},{"$error":"#N/A"},{"$error":"#N/A"},{"$error":"#N/A"},{"$error":"#N/A"},{"$error":"#N/A"},{"$error":"#N/A"},{"$error":"#N/A"}]
[null,null,null,null,null,null,null,null,null,null,null,null,null,null,null,null," ",null,null,null,null,false,null,null,{"$error":"#N/A"},{"$error":"#N/A"},{"$error":"#N/A"},{"$error":"#N/A"},{"$error":"#N/A"},{"$error":"#N/A"},{"$error":"#N/A"},{"$error":"#N/A"},{"$error":"#N/A"},{"$error":"#N/A"}]
[null,null,null,null,null,null,null,null,null,null,null,null,null,null,null,null," ",null,null,null,null,false,null,null,{"$error":"#N/A"},{"$error":"#N/A"},{"$error":"#N/A"},{"$error":"#N/A"},{"$error":"#N/A"},{"$error":"#N/A"},{"$error":"#N/A"},{"$error":"#N/A"},{"$error":"#N/A"},{"$error":"#N/A"}]
[null,null,null,null,null,null,null,null,null,null,null,null,null,null,null,null," ",null,null,null,null,false,null,null,{"$error":"#N/A"},{"$error":"#N/A"},{"$error":"#N/A"},{"$error":"#N/A"},{"$error":"#N/A"},{"$error":"#N/A"},{"$error":"#N/A"},{"$error":"#N/A"},{"$error":"#N/A"},{"$error":"#N/A"}]
[null,null,null,null,null,null,null,null,null,null,null,null,null,null,null,null," ",null,null,null,null,false,null,null,{"$error":"#N/A"},{"$error":"#N/A"},{"$error":"#N/A"},{"$error":"#N/A"},{"$error":"#N/A"},{"$error":"#N/A"},{"$error":"#N/A"},{"$error":"#N/A"},{"$error":"#N/A"},{"$error":"#N/A"}]
[null,null,null,null,null,null,null,null,null,null,null,null,null,null,null,null," ",null,null,null,null,false,null,null,{"$error":"#N/A"},{"$error":"#N/A"},{"$error":"#N/A"},{"$error":"#N/A"},{"$error":"#N/A"},{"$error":"#N/A"},{"$error":"#N/A"},{"$error":"#N/A"},{"$error":"#N/A"},{"$error":"#N/A"}]
[null,null,null,null,null,null,null,null,null,null,null,null,null,null,null,null," ",null,null,null,null,false,null,null,{"$error":"#N/A"},{"$error":"#N/A"},{"$error":"#N/A"},{"$error":"#N/A"},{"$error":"#N/A"},{"$error":"#N/A"},{"$error":"#N/A"},{"$error":"#N/A"},{"$error":"#N/A"},{"$error":"#N/A"}]
[null,null,null,null,null,null,null,null,null,null,null,null,null,null,null,null," ",null,null,null,null,false,null,null,{"$error":"#N/A"},{"$error":"#N/A"},{"$error":"#N/A"},{"$error":"#N/A"},{"$error":"#N/A"},{"$error":"#N/A"},{"$error":"#N/A"},{"$error":"#N/A"},{"$error":"#N/A"},{"$error":"#N/A"}]
[null,null,null,null,null,null,null,null,null,null,null,null,null,null,null,null," ",null,null,null,null,false,null,null,{"$error":"#N/A"},{"$error":"#N/A"},{"$error":"#N/A"},{"$error":"#N/A"},{"$error":"#N/A"},{"$error":"#N/A"},{"$error":"#N/A"},{"$error":"#N/A"},{"$error":"#N/A"},{"$error":"#N/A"}]
[null,null,null,null,null,null,null,null,null,null,null,null,null,null,null,null," ",null,null,null,null,false,null,null,{"$error":"#N/A"},{"$error":"#N/A"},{"$error":"#N/A"},{"$error":"#N/A"},{"$error":"#N/A"},{"$error":"#N/A"},{"$error":"#N/A"},{"$error":"#N/A"},{"$error":"#N/A"},{"$error":"#N/A"}]
[null,null,null,null,null,null,null,null,null,null,null,null,null,null,null,null," ",null,null,null,null,false,null,null,{"$error":"#N/A"},{"$error":"#N/A"},{"$error":"#N/A"},{"$error":"#N/A"},{"$error":"#N/A"},{"$error":"#N/A"},{"$error":"#N/A"},{"$error":"#N/A"},{"$error":"#N/A"},{"$error":"#N/A"}]
[null,null,null,null,null,null,null,null,null,null,null,null,null,null,null,null," ",null,null,null,null,false,null,null,{"$error":"#N/A"},{"$error":"#N/A"},{"$error":"#N/A"},{"$error":"#N/A"},{"$error":"#N/A"},{"$error":"#N/A"},{"$error":"#N/A"},{"$error":"#N/A"},{"$error":"#N/A"},{"$error":"#N/A"}]
[null,null,null,null,null,null,null,null,null,null,null,null,null,null,null,null," ",null,null,null,null,false,null,null,{"$error":"#N/A"},{"$error":"#N/A"},{"$error":"#N/A"},{"$error":"#N/A"},{"$error":"#N/A"},{"$error":"#N/A"},{"$error":"#N/A"},{"$error":"#N/A"},{"$error":"#N/A"},{"$error":"#N/A"}]
[null,null,null,null,null,null,null,null,null,null,null,null,null,null,null,null," ",null,null,null,null,false,null,null,{"$error":"#N/A"},{"$error":"#N/A"},{"$error":"#N/A"},{"$error":"#N/A"},{"$error":"#N/A"},{"$error":"#N/A"},{"$error":"#N/A"},{"$error":"#N/A"},{"$error":"#N/A"},{"$error":"#N/A"}]
[null,null,null,null,null,null,null,null,null,null,null,null,null,null,null,null," ",null,null,null,null,false,null,null,{"$error":"#N/A"},{"$error":"#N/A"},{"$error":"#N/A"},{"$error":"#N/A"},{"$error":"#N/A"},{"$error":"#N/A"},{"$error":"#N/A"},{"$error":"#N/A"},{"$error":"#N/A"},{"$error":"#N/A"}]
[null,null,null,null,null,null,null,null,null,null,null,null,null,null,null,null," ",null,null,null,null,false,null,null,{"$error":"#N/A"},{"$error":"#N/A"},{"$error":"#N/A"},{"$error":"#N/A"},{"$error":"#N/A"},{"$error":"#N/A"},{"$error":"#N/A"},{"$error":"#N/A"},{"$error":"#N/A"},{"$error":"#N/A"}]
[null,null,null,null,null,null,null,null,null,null,null,null,null,null,null,null," ",null,null,null,null,false,null,null,{"$error":"#N/A"},{"$error":"#N/A"},{"$error":"#N/A"},{"$error":"#N/A"},{"$error":"#N/A"},{"$error":"#N/A"},{"$error":"#N/A"},{"$error":"#N/A"},{"$error":"#N/A"},{"$error":"#N/A"}]
[null,null,null,null,null,null,null,null,null,null,null,null,null,null,null,null," ",null,null,null,null,false,null,null,{"$error":"#N/A"},{"$error":"#N/A"},{"$error":"#N/A"},{"$error":"#N/A"},{"$error":"#N/A"},{"$error":"#N/A"},{"$error":"#N/A"},{"$error":"#N/A"},{"$error":"#N/A"},{"$error":"#N/A"}]
[null,null,null,null,null,null,null,null,null,null,null,null,null,null,null,null," ",null,null,null,null,false,null,null,{"$error":"#N/A"},{"$error":"#N/A"},{"$error":"#N/A"},{"$error":"#N/A"},{"$error":"#N/A"},{"$error":"#N/A"},{"$error":"#N/A"},{"$error":"#N/A"},{"$error":"#N/A"},{"$error":"#N/A"}]
[null,null,null,null,null,null,null,null,null,null,null,null,null,null,null,null," ",null,null,null,null,false,null,null,{"$error":"#N/A"},{"$error":"#N/A"},{"$error":"#N/A"},{"$error":"#N/A"},{"$error":"#N/A"},{"$error":"#N/A"},{"$error":"#N/A"},{"$error":"#N/A"},{"$error":"#N/A"},{"$error":"#N/A"}]
[null,null,null,null,null,null,null,null,null,null,null,null,null,null,null,null," ",null,null,null,null,false,null,null,{"$error":"#N/A"},{"$error":"#N/A"},{"$error":"#N/A"},{"$error":"#N/A"},{"$error":"#N/A"},{"$error":"#N/A"},{"$error":"#N/A"},{"$error":"#N/A"},{"$error":"#N/A"},{"$error":"#N/A"}]
[null,null,null,null,null,null,null,null,null,null,null,null,null,null,null,null," ",null,null,null,null,false,null,null,{"$error":"#N/A"},{"$error":"#N/A"},{"$error":"#N/A"},{"$error":"#N/A"},{"$error":"#N/A"},{"$error":"#N/A"},{"$error":"#N/A"},{"$error":"#N/A"},{"$error":"#N/A"},{"$error":"#N/A"}]
[null,null,null,null,null,null,null,null,null,null,null,null,null,null,null,null," ",null,null,null,null,false,null,null,{"$error":"#N/A"},{"$error":"#N/A"},{"$error":"#N/A"},{"$error":"#N/A"},{"$error":"#N/A"},{"$error":"#N/A"},{"$error":"#N/A"},{"$error":"#N/A"},{"$error":"#N/A"},{"$error":"#N/A"}]
[null,null,null,null,null,null,null,null,null,null,null,null,null,null,null,null," ",null,null,null,null,false,null,null,{"$error":"#N/A"},{"$error":"#N/A"},{"$error":"#N/A"},{"$error":"#N/A"},{"$error":"#N/A"},{"$error":"#N/A"},{"$error":"#N/A"},{"$error":"#N/A"},{"$error":"#N/A"},{"$error":"#N/A"}]
[null,null,null,null,null,null,null,null,null,null,null,null,null,null,null,null," ",null,null,null,null,false,null,null,{"$error":"#N/A"},{"$error":"#N/A"},{"$error":"#N/A"},{"$error":"#N/A"},{"$error":"#N/A"},{"$error":"#N/A"},{"$error":"#N/A"},{"$error":"#N/A"},{"$error":"#N/A"},{"$error":"#N/A"}]
[null,null,null,null,null,null,null,null,null,null,null,null,null,null,null,null," ",null,null,null,null,false,null,null,{"$error":"#N/A"},{"$error":"#N/A"},{"$error":"#N/A"},{"$error":"#N/A"},{"$error":"#N/A"},{"$error":"#N/A"},{"$error":"#N/A"},{"$error":"#N/A"},{"$error":"#N/A"},{"$error":"#N/A"}]
[null,null,null,null,null,null,null,null,null,null,null,null,null,null,null,null," ",null,null,null,null,false,null,null,{"$error":"#N/A"},{"$error":"#N/A"},{"$error":"#N/A"},{"$error":"#N/A"},{"$error":"#N/A"},{"$error":"#N/A"},{"$error":"#N/A"},{"$error":"#N/A"},{"$error":"#N/A"},{"$error":"#N/A"}]
[null,null,null,null,null,null,null,null,null,null,null,null,null,null,null,null," ",null,null,null,null,false,null,null,{"$error":"#N/A"},{"$error":"#N/A"},{"$error":"#N/A"},{"$error":"#N/A"},{"$error":"#N/A"},{"$error":"#N/A"},{"$error":"#N/A"},{"$error":"#N/A"},{"$error":"#N/A"},{"$error":"#N/A"}]
[null,null,null,null,null,null,null,null,null,null,null,null,null,null,null,null," ",null,null,null,null,false,null,null,{"$error":"#N/A"},{"$error":"#N/A"},{"$error":"#N/A"},{"$error":"#N/A"},{"$error":"#N/A"},{"$error":"#N/A"},{"$error":"#N/A"},{"$error":"#N/A"},{"$error":"#N/A"},{"$error":"#N/A"}]
[null,null,null,null,null,null,null,null,null,null,null,null,null,null,null,null," ",null,null,null,null,{"$f":"IF(ISERROR(G28172),FALSE,IF($V$9=G28172,TRUE,FALSE))","v":false},null,null,{"$error":"#N/A"},{"$error":"#N/A"},{"$error":"#N/A"},{"$error":"#N/A"},{"$error":"#N/A"},{"$error":"#N/A"},{"$error":"#N/A"},{"$error":"#N/A"},{"$error":"#N/A"},{"$error":"#N/A"}]
[null,null,null,null,null,null,null,null,null,null,null,null,null,null,null,null," ",null,null,null,null,false,null,null,{"$error":"#N/A"},{"$error":"#N/A"},{"$error":"#N/A"},{"$error":"#N/A"},{"$error":"#N/A"},{"$error":"#N/A"},{"$error":"#N/A"},{"$error":"#N/A"},{"$error":"#N/A"},{"$error":"#N/A"}]
[null,null,null,null,null,null,null,null,null,null,null,null,null,null,null,null," ",null,null,null,null,false,null,null,{"$error":"#N/A"},{"$error":"#N/A"},{"$error":"#N/A"},{"$error":"#N/A"},{"$error":"#N/A"},{"$error":"#N/A"},{"$error":"#N/A"},{"$error":"#N/A"},{"$error":"#N/A"},{"$error":"#N/A"}]
[null,null,null,null,null,null,null,null,null,null,null,null,null,null,null,null," ",null,null,null,null,false,null,null,{"$error":"#N/A"},{"$error":"#N/A"},{"$error":"#N/A"},{"$error":"#N/A"},{"$error":"#N/A"},{"$error":"#N/A"},{"$error":"#N/A"},{"$error":"#N/A"},{"$error":"#N/A"},{"$error":"#N/A"}]
[null,null,null,null,null,null,null,null,null,null,null,null,null,null,null,null," ",null,null,null,null,false,null,null,{"$error":"#N/A"},{"$error":"#N/A"},{"$error":"#N/A"},{"$error":"#N/A"},{"$error":"#N/A"},{"$error":"#N/A"},{"$error":"#N/A"},{"$error":"#N/A"},{"$error":"#N/A"},{"$error":"#N/A"}]
[null,null,null,null,null,null,null,null,null,null,null,null,null,null,null,null,{"$f":"IF(OR(ISERROR(E28329),ISERROR(G28329)),\"  \",E28329&\" \"&G28329)","v":" "},null,null,null,null,false,null,null,{"$error":"#N/A"},{"$error":"#N/A"},{"$error":"#N/A"},{"$error":"#N/A"},{"$error":"#N/A"},{"$error":"#N/A"},{"$error":"#N/A"},{"$error":"#N/A"},{"$error":"#N/A"},{"$error":"#N/A"}]
[null,null,null,null,null,null,null,null,null,null,null,null,null,null,null,null," ",null,null,null,null,false,null,null,{"$error":"#N/A"},{"$error":"#N/A"},{"$error":"#N/A"},{"$error":"#N/A"},{"$error":"#N/A"},{"$error":"#N/A"},{"$error":"#N/A"},{"$error":"#N/A"},{"$error":"#N/A"},{"$error":"#N/A"}]
[null,null,null,null,null,null,null,null,null,null,null,null,null,null,null,null," ",null,null,null,null,false,null,null,{"$error":"#N/A"},{"$error":"#N/A"},{"$error":"#N/A"},{"$error":"#N/A"},{"$error":"#N/A"},{"$error":"#N/A"},{"$error":"#N/A"},{"$error":"#N/A"},{"$error":"#N/A"},{"$error":"#N/A"}]
[null,null,null,null,null,null,null,null,null,null,null,null,null,null,null,null," ",null,null,null,null,false,null,null,{"$error":"#N/A"},{"$error":"#N/A"},{"$error":"#N/A"},{"$error":"#N/A"},{"$error":"#N/A"},{"$error":"#N/A"},{"$error":"#N/A"},{"$error":"#N/A"},{"$error":"#N/A"},{"$error":"#N/A"}]
[null,null,null,null,null,null,null,null,null,null,null,null,null,null,null,null," ",null,null,null,null,false,null,null,{"$error":"#N/A"},{"$error":"#N/A"},{"$error":"#N/A"},{"$error":"#N/A"},{"$error":"#N/A"},{"$error":"#N/A"},{"$error":"#N/A"},{"$error":"#N/A"},{"$error":"#N/A"},{"$error":"#N/A"}]
[null,null,null,null,null,null,null,null,null,null,null,null,null,null,null,null," ",null,null,null,null,false,null,null,{"$error":"#N/A"},{"$error":"#N/A"},{"$error":"#N/A"},{"$error":"#N/A"},{"$error":"#N/A"},{"$error":"#N/A"},{"$error":"#N/A"},{"$error":"#N/A"},{"$error":"#N/A"},{"$error":"#N/A"}]
[null,null,null,null,null,null,null,null,null,null,null,null,null,null,null,null," ",null,null,null,null,false,null,null,{"$error":"#N/A"},{"$error":"#N/A"},{"$error":"#N/A"},{"$error":"#N/A"},{"$error":"#N/A"},{"$error":"#N/A"},{"$error":"#N/A"},{"$error":"#N/A"},{"$error":"#N/A"},{"$error":"#N/A"}]
[null,null,null,null,null,null,null,null,null,null,null,null,null,null,null,null," ",null,null,null,null,false,null,null,{"$error":"#N/A"},{"$error":"#N/A"},{"$error":"#N/A"},{"$error":"#N/A"},{"$error":"#N/A"},{"$error":"#N/A"},{"$error":"#N/A"},{"$error":"#N/A"},{"$error":"#N/A"},{"$error":"#N/A"}]
[null,null,null,null,null,null,null,null,null,null,null,null,null,null,null,null," ",null,null,null,null,false,null,null,{"$error":"#N/A"},{"$error":"#N/A"},{"$error":"#N/A"},{"$error":"#N/A"},{"$error":"#N/A"},{"$error":"#N/A"},{"$error":"#N/A"},{"$error":"#N/A"},{"$error":"#N/A"},{"$error":"#N/A"}]
[null,null,null,null,null,null,null,null,null,null,null,null,null,null,null,null," ",null,null,null,null,false,null,null,{"$error":"#N/A"},{"$error":"#N/A"},{"$error":"#N/A"},{"$error":"#N/A"},{"$error":"#N/A"},{"$error":"#N/A"},{"$error":"#N/A"},{"$error":"#N/A"},{"$error":"#N/A"},{"$error":"#N/A"}]
[null,null,null,null,null,null,null,null,null,null,null,null,null,null,null,null," ",null,null,null,null,false,null,null,{"$error":"#N/A"},{"$error":"#N/A"},{"$error":"#N/A"},{"$error":"#N/A"},{"$error":"#N/A"},{"$error":"#N/A"},{"$error":"#N/A"},{"$error":"#N/A"},{"$error":"#N/A"},{"$error":"#N/A"}]
[null,null,null,null,null,null,null,null,null,null,null,null,null,null,null,null," ",null,null,null,null,false,null,null,{"$error":"#N/A"},{"$error":"#N/A"},{"$error":"#N/A"},{"$error":"#N/A"},{"$error":"#N/A"},{"$error":"#N/A"},{"$error":"#N/A"},{"$error":"#N/A"},{"$error":"#N/A"},{"$error":"#N/A"}]
[null,null,null,null,null,null,null,null,null,null,null,null,null,null,null,null," ",null,null,null,null,false,null,null,{"$error":"#N/A"},{"$error":"#N/A"},{"$error":"#N/A"},{"$error":"#N/A"},{"$error":"#N/A"},{"$error":"#N/A"},{"$error":"#N/A"},{"$error":"#N/A"},{"$error":"#N/A"},{"$error":"#N/A"}]
[null,null,null,null,null,null,null,null,null,null,null,null,null,null,null,null,{"$f":"IF(OR(ISERROR(E28713),ISERROR(G28713)),\"  \",E28713&\" \"&G28713)","v":" "},null,null,null,null,false,null,null,{"$error":"#N/A"},{"$error":"#N/A"},{"$error":"#N/A"},{"$error":"#N/A"},{"$error":"#N/A"},{"$error":"#N/A"},{"$error":"#N/A"},{"$error":"#N/A"},{"$error":"#N/A"},{"$error":"#N/A"}]
[null,null,null,null,null,null,null,null,null,null,null,null,null,null,null,null," ",null,null,null,null,false,null,null,{"$error":"#N/A"},{"$error":"#N/A"},{"$error":"#N/A"},{"$error":"#N/A"},{"$error":"#N/A"},{"$error":"#N/A"},{"$error":"#N/A"},{"$error":"#N/A"},{"$error":"#N/A"},{"$error":"#N/A"}]
[null,null,null,null,null,null,null,null,null,null,null,null,null,null,null,null," ",null,null,null,null,false,null,null,{"$error":"#N/A"},{"$error":"#N/A"},{"$error":"#N/A"},{"$error":"#N/A"},{"$error":"#N/A"},{"$error":"#N/A"},{"$error":"#N/A"},{"$error":"#N/A"},{"$error":"#N/A"},{"$error":"#N/A"}]
[null,null,null,null,null,null,null,null,null,null,null,null,null,null,null,null," ",null,null,null,null,false,null,null,{"$error":"#N/A"},{"$error":"#N/A"},{"$error":"#N/A"},{"$error":"#N/A"},{"$error":"#N/A"},{"$error":"#N/A"},{"$error":"#N/A"},{"$error":"#N/A"},{"$error":"#N/A"},{"$error":"#N/A"}]
[null,null,null,null,null,null,null,null,null,null,null,null,null,null,null,null," ",null,null,null,null,{"$f":"IF(ISERROR(G28812),FALSE,IF($V$9=G28812,TRUE,FALSE))","v":false},null,null,{"$error":"#N/A"},{"$error":"#N/A"},{"$error":"#N/A"},{"$error":"#N/A"},{"$error":"#N/A"},{"$error":"#N/A"},{"$error":"#N/A"},{"$error":"#N/A"},{"$error":"#N/A"},{"$error":"#N/A"}]
[null,null,null,null,null,null,null,null,null,null,null,null,null,null,null,null," ",null,null,null,null,false,null,null,{"$error":"#N/A"},{"$error":"#N/A"},{"$error":"#N/A"},{"$error":"#N/A"},{"$error":"#N/A"},{"$error":"#N/A"},{"$error":"#N/A"},{"$error":"#N/A"},{"$error":"#N/A"},{"$error":"#N/A"}]
[null,null,null,null,null,null,null,null,null,null,null,null,null,null,null,null," ",null,null,null,null,false,null,null,{"$error":"#N/A"},{"$error":"#N/A"},{"$error":"#N/A"},{"$error":"#N/A"},{"$error":"#N/A"},{"$error":"#N/A"},{"$error":"#N/A"},{"$error":"#N/A"},{"$error":"#N/A"},{"$error":"#N/A"}]
[null,null,null,null,null,null,null,null,null,null,null,null,null,null,null,null," ",null,null,null,null,false,null,null,{"$error":"#N/A"},{"$error":"#N/A"},{"$error":"#N/A"},{"$error":"#N/A"},{"$error":"#N/A"},{"$error":"#N/A"},{"$error":"#N/A"},{"$error":"#N/A"},{"$error":"#N/A"},{"$error":"#N/A"}]
[null,null,null,null,null,null,null,null,null,null,null,null,null,null,null,null," ",null,null,null,null,false,null,null,{"$error":"#N/A"},{"$error":"#N/A"},{"$error":"#N/A"},{"$error":"#N/A"},{"$error":"#N/A"},{"$error":"#N/A"},{"$error":"#N/A"},{"$error":"#N/A"},{"$error":"#N/A"},{"$error":"#N/A"}]
[null,null,null,null,null,null,null,null,null,null,null,null,null,null,null,null," ",null,null,null,null,false,null,null,{"$error":"#N/A"},{"$error":"#N/A"},{"$error":"#N/A"},{"$error":"#N/A"},{"$error":"#N/A"},{"$error":"#N/A"},{"$error":"#N/A"},{"$error":"#N/A"},{"$error":"#N/A"},{"$error":"#N/A"}]
[null,null,null,null,null,null,null,null,null,null,null,null,null,null,null,null," ",null,null,null,null,false,null,null,{"$error":"#N/A"},{"$error":"#N/A"},{"$error":"#N/A"},{"$error":"#N/A"},{"$error":"#N/A"},{"$error":"#N/A"},{"$error":"#N/A"},{"$error":"#N/A"},{"$error":"#N/A"},{"$error":"#N/A"}]
[null,null,null,null,null,null,null,null,null,null,null,null,null,null,null,null," ",null,null,null,null,false,null,null,{"$error":"#N/A"},{"$error":"#N/A"},{"$error":"#N/A"},{"$error":"#N/A"},{"$error":"#N/A"},{"$error":"#N/A"},{"$error":"#N/A"},{"$error":"#N/A"},{"$error":"#N/A"},{"$error":"#N/A"}]
[null,null,null,null,null,null,null,null,null,null,null,null,null,null,null,null," ",null,null,null,null,false,null,null,{"$error":"#N/A"},{"$error":"#N/A"},{"$error":"#N/A"},{"$error":"#N/A"},{"$error":"#N/A"},{"$error":"#N/A"},{"$error":"#N/A"},{"$error":"#N/A"},{"$error":"#N/A"},{"$error":"#N/A"}]
[null,null,null,null,null,null,null,null,null,null,null,null,null,null,null,null," ",null,null,null,null,false,null,null,{"$error":"#N/A"},{"$error":"#N/A"},{"$error":"#N/A"},{"$error":"#N/A"},{"$error":"#N/A"},{"$error":"#N/A"},{"$error":"#N/A"},{"$error":"#N/A"},{"$error":"#N/A"},{"$error":"#N/A"}]
[null,null,null,null,null,null,null,null,null,null,null,null,null,null,null,null," ",null,null,null,null,false,null,null,{"$error":"#N/A"},{"$error":"#N/A"},{"$error":"#N/A"},{"$error":"#N/A"},{"$error":"#N/A"},{"$error":"#N/A"},{"$error":"#N/A"},{"$error":"#N/A"},{"$error":"#N/A"},{"$error":"#N/A"}]
[null,null,null,null,null,null,null,null,null,null,null,null,null,null,null,null," ",null,null,null,null,false,null,null,{"$error":"#N/A"},{"$error":"#N/A"},{"$error":"#N/A"},{"$error":"#N/A"},{"$error":"#N/A"},{"$error":"#N/A"},{"$error":"#N/A"},{"$error":"#N/A"},{"$error":"#N/A"},{"$error":"#N/A"}]
[null,null,null,null,null,null,null,null,null,null,null,null,null,null,null,null," ",null,null,null,null,false,null,null,{"$error":"#N/A"},{"$error":"#N/A"},{"$error":"#N/A"},{"$error":"#N/A"},{"$error":"#N/A"},{"$error":"#N/A"},{"$error":"#N/A"},{"$error":"#N/A"},{"$error":"#N/A"},{"$error":"#N/A"}]
[null,null,null,null,null,null,null,null,null,null,null,null,null,null,null,null," ",null,null,null,null,false,null,null,{"$error":"#N/A"},{"$error":"#N/A"},{"$error":"#N/A"},{"$error":"#N/A"},{"$error":"#N/A"},{"$error":"#N/A"},{"$error":"#N/A"},{"$error":"#N/A"},{"$error":"#N/A"},{"$error":"#N/A"}]
[null,null,null,null,null,null,null,null,null,null,null,null,null,null,null,null," ",null,null,null,null,false,null,null,{"$error":"#N/A"},{"$error":"#N/A"},{"$error":"#N/A"},{"$error":"#N/A"},{"$error":"#N/A"},{"$error":"#N/A"},{"$error":"#N/A"},{"$error":"#N/A"},{"$error":"#N/A"},{"$error":"#N/A"}]
[null,null,null,null,null,null,null,null,null,null,null,null,null,null,null,null," ",null,null,null,null,{"$f":"IF(ISERROR(G29260),FALSE,IF($V$9=G29260,TRUE,FALSE))","v":false},null,null,{"$error":"#N/A"},{"$error":"#N/A"},{"$error":"#N/A"},{"$error":"#N/A"},{"$error":"#N/A"},{"$error":"#N/A"},{"$error":"#N/A"},{"$error":"#N/A"},{"$error":"#N/A"},{"$error":"#N/A"}]
[null,null,null,null,null,null,null,null,null,null,null,null,null,null,null,null," ",null,null,null,null,false,null,null,{"$error":"#N/A"},{"$error":"#N/A"},{"$error":"#N/A"},{"$error":"#N/A"},{"$error":"#N/A"},{"$error":"#N/A"},{"$error":"#N/A"},{"$error":"#N/A"},{"$error":"#N/A"},{"$error":"#N/A"}]
[null,null,null,null,null,null,null,null,null,null,null,null,null,null,null,null," ",null,null,null,null,false,null,null,{"$error":"#N/A"},{"$error":"#N/A"},{"$error":"#N/A"},{"$error":"#N/A"},{"$error":"#N/A"},{"$error":"#N/A"},{"$error":"#N/A"},{"$error":"#N/A"},{"$error":"#N/A"},{"$error":"#N/A"}]
[null,null,null,null,null,null,null,null,null,null,null,null,null,null,null,null," ",null,null,null,null,false,null,null,{"$error":"#N/A"},{"$error":"#N/A"},{"$error":"#N/A"},{"$error":"#N/A"},{"$error":"#N/A"},{"$error":"#N/A"},{"$error":"#N/A"},{"$error":"#N/A"},{"$error":"#N/A"},{"$error":"#N/A"}]
[null,null,null,null,null,null,null,null,null,null,null,null,null,null,null,null," ",null,null,null,null,false,null,null,{"$error":"#N/A"},{"$error":"#N/A"},{"$error":"#N/A"},{"$error":"#N/A"},{"$error":"#N/A"},{"$error":"#N/A"},{"$error":"#N/A"},{"$error":"#N/A"},{"$error":"#N/A"},{"$error":"#N/A"}]
[null,null,null,null,null,null,null,null,null,null,null,null,null,null,null,null," ",null,null,null,null,false,null,null,{"$error":"#N/A"},{"$error":"#N/A"},{"$error":"#N/A"},{"$error":"#N/A"},{"$error":"#N/A"},{"$error":"#N/A"},{"$error":"#N/A"},{"$error":"#N/A"},{"$error":"#N/A"},{"$error":"#N/A"}]
[null,null,null,null,null,null,null,null,null,null,null,null,null,null,null,null," ",null,null,null,null,false,null,null,{"$error":"#N/A"},{"$error":"#N/A"},{"$error":"#N/A"},{"$error":"#N/A"},{"$error":"#N/A"},{"$error":"#N/A"},{"$error":"#N/A"},{"$error":"#N/A"},{"$error":"#N/A"},{"$error":"#N/A"}]
[null,null,null,null,null,null,null,null,null,null,null,null,null,null,null,null," ",null,null,null,null,false,null,null,{"$error":"#N/A"},{"$error":"#N/A"},{"$error":"#N/A"},{"$error":"#N/A"},{"$error":"#N/A"},{"$error":"#N/A"},{"$error":"#N/A"},{"$error":"#N/A"},{"$error":"#N/A"},{"$error":"#N/A"}]
[null,null,null,null,null,null,null,null,null,null,null,null,null,null,null,null," ",null,null,null,null,false,null,null,{"$error":"#N/A"},{"$error":"#N/A"},{"$error":"#N/A"},{"$error":"#N/A"},{"$error":"#N/A"},{"$error":"#N/A"},{"$error":"#N/A"},{"$error":"#N/A"},{"$error":"#N/A"},{"$error":"#N/A"}]
[null,null,null,null,null,null,null,null,null,null,null,null,null,null,null,null," ",null,null,null,null,false,null,null,{"$error":"#N/A"},{"$error":"#N/A"},{"$error":"#N/A"},{"$error":"#N/A"},{"$error":"#N/A"},{"$error":"#N/A"},{"$error":"#N/A"},{"$error":"#N/A"},{"$error":"#N/A"},{"$error":"#N/A"}]
[null,null,null,null,null,null,null,null,null,null,null,null,null,null,null,null," ",null,null,null,null,false,null,null,{"$error":"#N/A"},{"$error":"#N/A"},{"$error":"#N/A"},{"$error":"#N/A"},{"$error":"#N/A"},{"$error":"#N/A"},{"$error":"#N/A"},{"$error":"#N/A"},{"$error":"#N/A"},{"$error":"#N/A"}]
[null,null,null,null,null,null,null,null,null,null,null,null,null,null,null,null," ",null,null,null,null,false,null,null,{"$error":"#N/A"},{"$error":"#N/A"},{"$error":"#N/A"},{"$error":"#N/A"},{"$error":"#N/A"},{"$error":"#N/A"},{"$error":"#N/A"},{"$error":"#N/A"},{"$error":"#N/A"},{"$error":"#N/A"}]
[null,null,null,null,null,null,null,null,null,null,null,null,null,null,null,null," ",null,null,null,null,false,null,null,{"$error":"#N/A"},{"$error":"#N/A"},{"$error":"#N/A"},{"$error":"#N/A"},{"$error":"#N/A"},{"$error":"#N/A"},{"$error":"#N/A"},{"$error":"#N/A"},{"$error":"#N/A"},{"$error":"#N/A"}]
[null,null,null,null,null,null,null,null,null,null,null,null,null,null,null,null," ",null,null,null,null,false,null,null,{"$error":"#N/A"},{"$error":"#N/A"},{"$error":"#N/A"},{"$error":"#N/A"},{"$error":"#N/A"},{"$error":"#N/A"},{"$error":"#N/A"},{"$error":"#N/A"},{"$error":"#N/A"},{"$error":"#N/A"}]
[null,null,null,null,null,null,null,null,null,null,null,null,null,null,null,null," ",null,null,null,null,false,null,null,{"$error":"#N/A"},{"$error":"#N/A"},{"$error":"#N/A"},{"$error":"#N/A"},{"$error":"#N/A"},{"$error":"#N/A"},{"$error":"#N/A"},{"$error":"#N/A"},{"$error":"#N/A"},{"$error":"#N/A"}]
[null,null,null,null,null,null,null,null,null,null,null,null,null,null,null,null," ",null,null,null,null,false,null,null,{"$f":"IF($V29685=TRUE,E29685,NA())","v":{"$error":"#N/A"}},{"$f":"IF($V29685=TRUE,F29685,NA())","v":{"$error":"#N/A"}},{"$f":"IF($V29685=TRUE,G29685,NA())","v":{"$error":"#N/A"}},{"$f":"IF($V29685=TRUE,H29685,NA())","v":{"$error":"#N/A"}},{"$f":"IF($V29685=TRUE,I29685,NA())","v":{"$error":"#N/A"}},{"$f":"IF($V29685=TRUE,J29685,NA())","v":{"$error":"#N/A"}},{"$f":"IF($V29685=TRUE,K29685,NA())","v":{"$error":"#N/A"}},{"$f":"IF($V29685=TRUE,L29685,NA())","v":{"$error":"#N/A"}},{"$f":"IF($V29685=TRUE,M29685,NA())","v":{"$error":"#N/A"}},{"$f":"IF($V29685=TRUE,N29685,NA())","v":{"$error":"#N/A"}}]
[null,null,null,null,null,null,null,null,null,null,null,null,null,null,null,null," ",null,null,null,null,false,null,null,{"$error":"#N/A"},{"$error":"#N/A"},{"$error":"#N/A"},{"$error":"#N/A"},{"$error":"#N/A"},{"$error":"#N/A"},{"$error":"#N/A"},{"$error":"#N/A"},{"$error":"#N/A"},{"$error":"#N/A"}]
[null,null,null,null,null,null,null,null,null,null,null,null,null,null,null,null," ",null,null,null,null,false,null,null,{"$error":"#N/A"},{"$error":"#N/A"},{"$error":"#N/A"},{"$error":"#N/A"},{"$error":"#N/A"},{"$error":"#N/A"},{"$error":"#N/A"},{"$error":"#N/A"},{"$error":"#N/A"},{"$error":"#N/A"}]
[null,null,null,null,null,null,null,null,null,null,null,null,null,null,null,null," ",null,null,null,null,false,null,null,{"$error":"#N/A"},{"$error":"#N/A"},{"$error":"#N/A"},{"$error":"#N/A"},{"$error":"#N/A"},{"$error":"#N/A"},{"$error":"#N/A"},{"$error":"#N/A"},{"$error":"#N/A"},{"$error":"#N/A"}]
[null,null,null,null,null,null,null,null,null,null,null,null,null,null,null,null," ",null,null,null,null,false,null,null,{"$error":"#N/A"},{"$error":"#N/A"},{"$error":"#N/A"},{"$error":"#N/A"},{"$error":"#N/A"},{"$error":"#N/A"},{"$error":"#N/A"},{"$error":"#N/A"},{"$error":"#N/A"},{"$error":"#N/A"}]
[null,null,null,null,null,null,null,null,null,null,null,null,null,null,null,null," ",null,null,null,null,false,null,null,{"$error":"#N/A"},{"$error":"#N/A"},{"$error":"#N/A"},{"$error":"#N/A"},{"$error":"#N/A"},{"$error":"#N/A"},{"$error":"#N/A"},{"$error":"#N/A"},{"$error":"#N/A"},{"$error":"#N/A"}]
[null,null,null,null,null,null,null,null,null,null,null,null,null,null,null,null," ",null,null,null,null,false,null,null,{"$error":"#N/A"},{"$error":"#N/A"},{"$error":"#N/A"},{"$error":"#N/A"},{"$error":"#N/A"},{"$error":"#N/A"},{"$error":"#N/A"},{"$error":"#N/A"},{"$error":"#N/A"},{"$error":"#N/A"}]
[null,null,null,null,null,null,null,null,null,null,null,null,null,null,null,null," ",null,null,null,null,false,null,null,{"$error":"#N/A"},{"$error":"#N/A"},{"$error":"#N/A"},{"$error":"#N/A"},{"$error":"#N/A"},{"$error":"#N/A"},{"$error":"#N/A"},{"$error":"#N/A"},{"$error":"#N/A"},{"$error":"#N/A"}]
[null,null,null,null,null,null,null,null,null,null,null,null,null,null,null,null," ",null,null,null,null,false,null,null,{"$error":"#N/A"},{"$error":"#N/A"},{"$error":"#N/A"},{"$error":"#N/A"},{"$error":"#N/A"},{"$error":"#N/A"},{"$error":"#N/A"},{"$error":"#N/A"},{"$error":"#N/A"},{"$error":"#N/A"}]
[null,null,null,null,null,null,null,null,null,null,null,null,null,null,null,null," ",null,null,null,null,false,null,null,{"$error":"#N/A"},{"$error":"#N/A"},{"$error":"#N/A"},{"$error":"#N/A"},{"$error":"#N/A"},{"$error":"#N/A"},{"$error":"#N/A"},{"$error":"#N/A"},{"$error":"#N/A"},{"$error":"#N/A"}]
[null,null,null,null,null,null,null,null,null,null,null,null,null,null,null,null," ",null,null,null,null,false,null,null,{"$error":"#N/A"},{"$error":"#N/A"},{"$error":"#N/A"},{"$error":"#N/A"},{"$error":"#N/A"},{"$error":"#N/A"},{"$error":"#N/A"},{"$error":"#N/A"},{"$error":"#N/A"},{"$error":"#N/A"}]
[null,null,null,null,null,null,null,null,null,null,null,null,null,null,null,null," ",null,null,null,null,false,null,null,{"$error":"#N/A"},{"$error":"#N/A"},{"$error":"#N/A"},{"$error":"#N/A"},{"$error":"#N/A"},{"$error":"#N/A"},{"$error":"#N/A"},{"$error":"#N/A"},{"$error":"#N/A"},{"$error":"#N/A"}]
[null,null,null,null,null,null,null,null,null,null,null,null,null,null,null,null," ",null,null,null,null,false,null,null,{"$error":"#N/A"},{"$error":"#N/A"},{"$error":"#N/A"},{"$error":"#N/A"},{"$error":"#N/A"},{"$error":"#N/A"},{"$error":"#N/A"},{"$error":"#N/A"},{"$error":"#N/A"},{"$error":"#N/A"}]
[null,null,null,null,null,null,null,null,null,null,null,null,null,null,null,null," ",null,null,null,null,false,null,null,{"$error":"#N/A"},{"$error":"#N/A"},{"$error":"#N/A"},{"$error":"#N/A"},{"$error":"#N/A"},{"$error":"#N/A"},{"$error":"#N/A"},{"$error":"#N/A"},{"$error":"#N/A"},{"$error":"#N/A"}]
[null,null,null,null,null,null,null,null,null,null,null,null,null,null,null,null," ",null,null,null,null,false,null,null,{"$error":"#N/A"},{"$error":"#N/A"},{"$error":"#N/A"},{"$error":"#N/A"},{"$error":"#N/A"},{"$error":"#N/A"},{"$error":"#N/A"},{"$error":"#N/A"},{"$error":"#N/A"},{"$error":"#N/A"}]
[null,null,null,null,null,null,null,null,null,null,null,null,null,null,null,null," ",null,null,null,null,false,null,null,{"$error":"#N/A"},{"$error":"#N/A"},{"$error":"#N/A"},{"$error":"#N/A"},{"$error":"#N/A"},{"$error":"#N/A"},{"$error":"#N/A"},{"$error":"#N/A"},{"$error":"#N/A"},{"$error":"#N/A"}]
[null,null,null,null,null,null,null,null,null,null,null,null,null,null,null,null," ",null,null,null,null,false,null,null,{"$error":"#N/A"},{"$error":"#N/A"},{"$error":"#N/A"},{"$error":"#N/A"},{"$error":"#N/A"},{"$error":"#N/A"},{"$error":"#N/A"},{"$error":"#N/A"},{"$error":"#N/A"},{"$error":"#N/A"}]
[null,null,null,null,null,null,null,null,null,null,null,null,null,null,null,null," ",null,null,null,null,false,null,null,{"$error":"#N/A"},{"$error":"#N/A"},{"$error":"#N/A"},{"$error":"#N/A"},{"$error":"#N/A"},{"$error":"#N/A"},{"$error":"#N/A"},{"$error":"#N/A"},{"$error":"#N/A"},{"$error":"#N/A"}]
[null,null,null,null,null,null,null,null,null,null,null,null,null,null,null,null," ",null,null,null,null,false,null,null,{"$error":"#N/A"},{"$error":"#N/A"},{"$error":"#N/A"},{"$error":"#N/A"},{"$error":"#N/A"},{"$error":"#N/A"},{"$error":"#N/A"},{"$error":"#N/A"},{"$error":"#N/A"},{"$error":"#N/A"}]
[null,null,null,null,null,null,null,null,null,null,null,null,null,null,null,null," ",null,null,null,null,false,null,null,{"$error":"#N/A"},{"$error":"#N/A"},{"$error":"#N/A"},{"$error":"#N/A"},{"$error":"#N/A"},{"$error":"#N/A"},{"$error":"#N/A"},{"$error":"#N/A"},{"$error":"#N/A"},{"$error":"#N/A"}]
[null,null,null,null,null,null,null,null,null,null,null,null,null,null,null,null," ",null,null,null,null,false,null,null,{"$error":"#N/A"},{"$error":"#N/A"},{"$error":"#N/A"},{"$error":"#N/A"},{"$error":"#N/A"},{"$error":"#N/A"},{"$error":"#N/A"},{"$error":"#N/A"},{"$error":"#N/A"},{"$error":"#N/A"}]
[null,null,null,null,null,null,null,null,null,null,null,null,null,null,null,null," ",null,null,null,null,false,null,null,{"$error":"#N/A"},{"$error":"#N/A"},{"$error":"#N/A"},{"$error":"#N/A"},{"$error":"#N/A"},{"$error":"#N/A"},{"$error":"#N/A"},{"$error":"#N/A"},{"$error":"#N/A"},{"$error":"#N/A"}]
[null,null,null,null,null,null,null,null,null,null,null,null,null,null,null,null," ",null,null,null,null,{"$f":"IF(ISERROR(G29772),FALSE,IF($V$9=G29772,TRUE,FALSE))","v":false},null,null,{"$error":"#N/A"},{"$error":"#N/A"},{"$error":"#N/A"},{"$error":"#N/A"},{"$error":"#N/A"},{"$error":"#N/A"},{"$error":"#N/A"},{"$error":"#N/A"},{"$error":"#N/A"},{"$error":"#N/A"}]
[null,null,null,null,null,null,null,null,null,null,null,null,null,null,null,null," ",null,null,null,null,false,null,null,{"$error":"#N/A"},{"$error":"#N/A"},{"$error":"#N/A"},{"$error":"#N/A"},{"$error":"#N/A"},{"$error":"#N/A"},{"$error":"#N/A"},{"$error":"#N/A"},{"$error":"#N/A"},{"$error":"#N/A"}]
[null,null,null,null,null,null,null,null,null,null,null,null,null,null,null,null," ",null,null,null,null,false,null,null,{"$error":"#N/A"},{"$error":"#N/A"},{"$error":"#N/A"},{"$error":"#N/A"},{"$error":"#N/A"},{"$error":"#N/A"},{"$error":"#N/A"},{"$error":"#N/A"},{"$error":"#N/A"},{"$error":"#N/A"}]
[null,null,null,null,null,null,null,null,null,null,null,null,null,null,null,null," ",null,null,null,null,false,null,null,{"$error":"#N/A"},{"$error":"#N/A"},{"$error":"#N/A"},{"$error":"#N/A"},{"$error":"#N/A"},{"$error":"#N/A"},{"$error":"#N/A"},{"$error":"#N/A"},{"$error":"#N/A"},{"$error":"#N/A"}]
[null,null,null,null,null,null,null,null,null,null,null,null,null,null,null,null," ",null,null,null,null,false,null,null,{"$error":"#N/A"},{"$error":"#N/A"},{"$error":"#N/A"},{"$error":"#N/A"},{"$error":"#N/A"},{"$error":"#N/A"},{"$error":"#N/A"},{"$error":"#N/A"},{"$error":"#N/A"},{"$error":"#N/A"}]
[null,null,null,null,null,null,null,null,null,null,null,null,null,null,null,null," ",null,null,null,null,false,null,null,{"$error":"#N/A"},{"$error":"#N/A"},{"$error":"#N/A"},{"$error":"#N/A"},{"$error":"#N/A"},{"$error":"#N/A"},{"$error":"#N/A"},{"$error":"#N/A"},{"$error":"#N/A"},{"$error":"#N/A"}]
[null,null,null,null,null,null,null,null,null,null,null,null,null,null,null,null," ",null,null,null,null,false,null,null,{"$error":"#N/A"},{"$error":"#N/A"},{"$error":"#N/A"},{"$error":"#N/A"},{"$error":"#N/A"},{"$error":"#N/A"},{"$error":"#N/A"},{"$error":"#N/A"},{"$error":"#N/A"},{"$error":"#N/A"}]
[null,null,null,null,null,null,null,null,null,null,null,null,null,null,null,null," ",null,null,null,null,false,null,null,{"$error":"#N/A"},{"$error":"#N/A"},{"$error":"#N/A"},{"$error":"#N/A"},{"$error":"#N/A"},{"$error":"#N/A"},{"$error":"#N/A"},{"$error":"#N/A"},{"$error":"#N/A"},{"$error":"#N/A"}]
[null,null,null,null,null,null,null,null,null,null,null,null,null,null,null,null," ",null,null,null,null,false,null,null,{"$error":"#N/A"},{"$error":"#N/A"},{"$error":"#N/A"},{"$error":"#N/A"},{"$error":"#N/A"},{"$error":"#N/A"},{"$error":"#N/A"},{"$error":"#N/A"},{"$error":"#N/A"},{"$error":"#N/A"}]
[null,null,null,null,null,null,null,null,null,null,null,null,null,null,null,null," ",null,null,null,null,false,null,null,{"$error":"#N/A"},{"$error":"#N/A"},{"$error":"#N/A"},{"$error":"#N/A"},{"$error":"#N/A"},{"$error":"#N/A"},{"$error":"#N/A"},{"$error":"#N/A"},{"$error":"#N/A"},{"$error":"#N/A"}]
[null,null,null,null,null,null,null,null,null,null,null,null,null,null,null,null," ",null,null,null,null,false,null,null,{"$error":"#N/A"},{"$error":"#N/A"},{"$error":"#N/A"},{"$error":"#N/A"},{"$error":"#N/A"},{"$error":"#N/A"},{"$error":"#N/A"},{"$error":"#N/A"},{"$error":"#N/A"},{"$error":"#N/A"}]
[null,null,null,null,null,null,null,null,null,null,null,null,null,null,null,null," ",null,null,null,null,false,null,null,{"$error":"#N/A"},{"$error":"#N/A"},{"$error":"#N/A"},{"$error":"#N/A"},{"$error":"#N/A"},{"$error":"#N/A"},{"$error":"#N/A"},{"$error":"#N/A"},{"$error":"#N/A"},{"$error":"#N/A"}]
[null,null,null,null,null,null,null,null,null,null,null,null,null,null,null,null," ",null,null,null,null,false,null,null,{"$error":"#N/A"},{"$error":"#N/A"},{"$error":"#N/A"},{"$error":"#N/A"},{"$error":"#N/A"},{"$error":"#N/A"},{"$error":"#N/A"},{"$error":"#N/A"},{"$error":"#N/A"},{"$error":"#N/A"}]
[null,null,null,null,null,null,null,null,null,null,null,null,null,null,null,null," ",null,null,null,null,false,null,null,{"$error":"#N/A"},{"$error":"#N/A"},{"$error":"#N/A"},{"$error":"#N/A"},{"$error":"#N/A"},{"$error":"#N/A"},{"$error":"#N/A"},{"$error":"#N/A"},{"$error":"#N/A"},{"$error":"#N/A"}]
[null,null,null,null,null,null,null,null,null,null,null,null,null,null,null,null," ",null,null,null,null,false,null,null,{"$error":"#N/A"},{"$error":"#N/A"},{"$error":"#N/A"},{"$error":"#N/A"},{"$error":"#N/A"},{"$error":"#N/A"},{"$error":"#N/A"},{"$error":"#N/A"},{"$error":"#N/A"},{"$error":"#N/A"}]
[null,null,null,null,null,null,null,null,null,null,null,null,null,null,null,null," ",null,null,null,null,false,null,null,{"$error":"#N/A"},{"$error":"#N/A"},{"$error":"#N/A"},{"$error":"#N/A"},{"$error":"#N/A"},{"$error":"#N/A"},{"$error":"#N/A"},{"$error":"#N/A"},{"$error":"#N/A"},{"$error":"#N/A"}]
[null,null,null,null,null,null,null,null,null,null,null,null,null,null,null,null," ",null,null,null,null,false,null,null,{"$error":"#N/A"},{"$error":"#N/A"},{"$error":"#N/A"},{"$error":"#N/A"},{"$error":"#N/A"},{"$error":"#N/A"},{"$error":"#N/A"},{"$error":"#N/A"},{"$error":"#N/A"},{"$error":"#N/A"}]
[null,null,null,null,null,null,null,null,null,null,null,null,null,null,null,null," ",null,null,null,null,false,null,null,{"$error":"#N/A"},{"$error":"#N/A"},{"$error":"#N/A"},{"$error":"#N/A"},{"$error":"#N/A"},{"$error":"#N/A"},{"$error":"#N/A"},{"$error":"#N/A"},{"$error":"#N/A"},{"$error":"#N/A"}]
[null,null,null,null,null,null,null,null,null,null,null,null,null,null,null,null," ",null,null,null,null,false,null,null,{"$error":"#N/A"},{"$error":"#N/A"},{"$error":"#N/A"},{"$error":"#N/A"},{"$error":"#N/A"},{"$error":"#N/A"},{"$error":"#N/A"},{"$error":"#N/A"},{"$error":"#N/A"},{"$error":"#N/A"}]
[null,null,null,null,null,null,null,null,null,null,null,null,null,null,null,null," ",null,null,null,null,false,null,null,{"$error":"#N/A"},{"$error":"#N/A"},{"$error":"#N/A"},{"$error":"#N/A"},{"$error":"#N/A"},{"$error":"#N/A"},{"$error":"#N/A"},{"$error":"#N/A"},{"$error":"#N/A"},{"$error":"#N/A"}]
[null,null,null,null,null,null,null,null,null,null,null,null,null,null,null,null," ",null,null,null,null,false,null,null,{"$error":"#N/A"},{"$error":"#N/A"},{"$error":"#N/A"},{"$error":"#N/A"},{"$error":"#N/A"},{"$error":"#N/A"},{"$error":"#N/A"},{"$error":"#N/A"},{"$error":"#N/A"},{"$error":"#N/A"}]
[null,null,null,null,null,null,null,null,null,null,null,null,null,null,null,null," ",null,null,null,null,false,null,null,{"$error":"#N/A"},{"$error":"#N/A"},{"$error":"#N/A"},{"$error":"#N/A"},{"$error":"#N/A"},{"$error":"#N/A"},{"$error":"#N/A"},{"$error":"#N/A"},{"$error":"#N/A"},{"$error":"#N/A"}]
[null,null,null,null,null,null,null,null,null,null,null,null,null,null,null,null," ",null,null,null,null,false,null,null,{"$error":"#N/A"},{"$error":"#N/A"},{"$error":"#N/A"},{"$error":"#N/A"},{"$error":"#N/A"},{"$error":"#N/A"},{"$error":"#N/A"},{"$error":"#N/A"},{"$error":"#N/A"},{"$error":"#N/A"}]
[null,null,null,null,null,null,null,null,null,null,null,null,null,null,null,null," ",null,null,null,null,false,null,null,{"$error":"#N/A"},{"$error":"#N/A"},{"$error":"#N/A"},{"$error":"#N/A"},{"$error":"#N/A"},{"$error":"#N/A"},{"$error":"#N/A"},{"$error":"#N/A"},{"$error":"#N/A"},{"$error":"#N/A"}]
[null,null,null,null,null,null,null,null,null,null,null,null,null,null,null,null," ",null,null,null,null,false,null,null,{"$error":"#N/A"},{"$error":"#N/A"},{"$error":"#N/A"},{"$error":"#N/A"},{"$error":"#N/A"},{"$error":"#N/A"},{"$error":"#N/A"},{"$error":"#N/A"},{"$error":"#N/A"},{"$error":"#N/A"}]
[null,null,null,null,null,null,null,null,null,null,null,null,null,null,null,null," ",null,null,null,null,false,null,null,{"$error":"#N/A"},{"$error":"#N/A"},{"$error":"#N/A"},{"$error":"#N/A"},{"$error":"#N/A"},{"$error":"#N/A"},{"$error":"#N/A"},{"$error":"#N/A"},{"$error":"#N/A"},{"$error":"#N/A"}]
[null,null,null,null,null,null,null,null,null,null,null,null,null,null,null,null," ",null,null,null,null,false,null,null,{"$error":"#N/A"},{"$error":"#N/A"},{"$error":"#N/A"},{"$error":"#N/A"},{"$error":"#N/A"},{"$error":"#N/A"},{"$error":"#N/A"},{"$error":"#N/A"},{"$error":"#N/A"},{"$error":"#N/A"}]
[null,null,null,null,null,null,null,null,null,null,null,null,null,null,null,null," ",null,null,null,null,false,null,null,{"$error":"#N/A"},{"$error":"#N/A"},{"$error":"#N/A"},{"$error":"#N/A"},{"$error":"#N/A"},{"$error":"#N/A"},{"$error":"#N/A"},{"$error":"#N/A"},{"$error":"#N/A"},{"$error":"#N/A"}]
[null,null,null,null,null,null,null,null,null,null,null,null,null,null,null,null," ",null,null,null,null,false,null,null,{"$error":"#N/A"},{"$error":"#N/A"},{"$error":"#N/A"},{"$error":"#N/A"},{"$error":"#N/A"},{"$error":"#N/A"},{"$error":"#N/A"},{"$error":"#N/A"},{"$error":"#N/A"},{"$error":"#N/A"}]
[null,null,null,null,null,null,null,null,null,null,null,null,null,null,null,null,{"$f":"IF(OR(ISERROR(E29801),ISERROR(G29801)),\"  \",E29801&\" \"&G29801)","v":" "},null,null,null,null,false,null,null,{"$error":"#N/A"},{"$error":"#N/A"},{"$error":"#N/A"},{"$error":"#N/A"},{"$error":"#N/A"},{"$error":"#N/A"},{"$error":"#N/A"},{"$error":"#N/A"},{"$error":"#N/A"},{"$error":"#N/A"}]
[null,null,null,null,null,null,null,null,null,null,null,null,null,null,null,null," ",null,null,null,null,false,null,null,{"$error":"#N/A"},{"$error":"#N/A"},{"$error":"#N/A"},{"$error":"#N/A"},{"$error":"#N/A"},{"$error":"#N/A"},{"$error":"#N/A"},{"$error":"#N/A"},{"$error":"#N/A"},{"$error":"#N/A"}]
[null,null,null,null,null,null,null,null,null,null,null,null,null,null,null,null," ",null,null,null,null,false,null,null,{"$error":"#N/A"},{"$error":"#N/A"},{"$error":"#N/A"},{"$error":"#N/A"},{"$error":"#N/A"},{"$error":"#N/A"},{"$error":"#N/A"},{"$error":"#N/A"},{"$error":"#N/A"},{"$error":"#N/A"}]
[null,null,null,null,null,null,null,null,null,null,null,null,null,null,null,null," ",null,null,null,null,false,null,null,{"$error":"#N/A"},{"$error":"#N/A"},{"$error":"#N/A"},{"$error":"#N/A"},{"$error":"#N/A"},{"$error":"#N/A"},{"$error":"#N/A"},{"$error":"#N/A"},{"$error":"#N/A"},{"$error":"#N/A"}]
[null,null,null,null,null,null,null,null,null,null,null,null,null,null,null,null," ",null,null,null,null,false,null,null,{"$error":"#N/A"},{"$error":"#N/A"},{"$error":"#N/A"},{"$error":"#N/A"},{"$error":"#N/A"},{"$error":"#N/A"},{"$error":"#N/A"},{"$error":"#N/A"},{"$error":"#N/A"},{"$error":"#N/A"}]
[null,null,null,null,null,null,null,null,null,null,null,null,null,null,null,null," ",null,null,null,null,false,null,null,{"$error":"#N/A"},{"$error":"#N/A"},{"$error":"#N/A"},{"$error":"#N/A"},{"$error":"#N/A"},{"$error":"#N/A"},{"$error":"#N/A"},{"$error":"#N/A"},{"$error":"#N/A"},{"$error":"#N/A"}]
[null,null,null,null,null,null,null,null,null,null,null,null,null,null,null,null," ",null,null,null,null,false,null,null,{"$error":"#N/A"},{"$error":"#N/A"},{"$error":"#N/A"},{"$error":"#N/A"},{"$error":"#N/A"},{"$error":"#N/A"},{"$error":"#N/A"},{"$error":"#N/A"},{"$error":"#N/A"},{"$error":"#N/A"}]
[null,null,null,null,null,null,null,null,null,null,null,null,null,null,null,null," ",null,null,null,null,false,null,null,{"$error":"#N/A"},{"$error":"#N/A"},{"$error":"#N/A"},{"$error":"#N/A"},{"$error":"#N/A"},{"$error":"#N/A"},{"$error":"#N/A"},{"$error":"#N/A"},{"$error":"#N/A"},{"$error":"#N/A"}]
[null,null,null,null,null,null,null,null,null,null,null,null,null,null,null,null," ",null,null,null,null,false,null,null,{"$error":"#N/A"},{"$error":"#N/A"},{"$error":"#N/A"},{"$error":"#N/A"},{"$error":"#N/A"},{"$error":"#N/A"},{"$error":"#N/A"},{"$error":"#N/A"},{"$error":"#N/A"},{"$error":"#N/A"}]
[null,null,null,null,null,null,null,null,null,null,null,null,null,null,null,null," ",null,null,null,null,false,null,null,{"$error":"#N/A"},{"$error":"#N/A"},{"$error":"#N/A"},{"$error":"#N/A"},{"$error":"#N/A"},{"$error":"#N/A"},{"$error":"#N/A"},{"$error":"#N/A"},{"$error":"#N/A"},{"$error":"#N/A"}]
[null,null,null,null,null,null,null,null,null,null,null,null,null,null,null,null," ",null,null,null,null,false,null,null,{"$error":"#N/A"},{"$error":"#N/A"},{"$error":"#N/A"},{"$error":"#N/A"},{"$error":"#N/A"},{"$error":"#N/A"},{"$error":"#N/A"},{"$error":"#N/A"},{"$error":"#N/A"},{"$error":"#N/A"}]
[null,null,null,null,null,null,null,null,null,null,null,null,null,null,null,null," ",null,null,null,null,false,null,null,{"$error":"#N/A"},{"$error":"#N/A"},{"$error":"#N/A"},{"$error":"#N/A"},{"$error":"#N/A"},{"$error":"#N/A"},{"$error":"#N/A"},{"$error":"#N/A"},{"$error":"#N/A"},{"$error":"#N/A"}]
[null,null,null,null,null,null,null,null,null,null,null,null,null,null,null,null," ",null,null,null,null,false,null,null,{"$f":"IF($V29813=TRUE,E29813,NA())","v":{"$error":"#N/A"}},{"$f":"IF($V29813=TRUE,F29813,NA())","v":{"$error":"#N/A"}},{"$f":"IF($V29813=TRUE,G29813,NA())","v":{"$error":"#N/A"}},{"$f":"IF($V29813=TRUE,H29813,NA())","v":{"$error":"#N/A"}},{"$f":"IF($V29813=TRUE,I29813,NA())","v":{"$error":"#N/A"}},{"$f":"IF($V29813=TRUE,J29813,NA())","v":{"$error":"#N/A"}},{"$f":"IF($V29813=TRUE,K29813,NA())","v":{"$error":"#N/A"}},{"$f":"IF($V29813=TRUE,L29813,NA())","v":{"$error":"#N/A"}},{"$f":"IF($V29813=TRUE,M29813,NA())","v":{"$error":"#N/A"}},{"$f":"IF($V29813=TRUE,N29813,NA())","v":{"$error":"#N/A"}}]
[null,null,null,null,null,null,null,null,null,null,null,null,null,null,null,null," ",null,null,null,null,false,null,null,{"$error":"#N/A"},{"$error":"#N/A"},{"$error":"#N/A"},{"$error":"#N/A"},{"$error":"#N/A"},{"$error":"#N/A"},{"$error":"#N/A"},{"$error":"#N/A"},{"$error":"#N/A"},{"$error":"#N/A"}]
[null,null,null,null,null,null,null,null,null,null,null,null,null,null,null,null," ",null,null,null,null,false,null,null,{"$error":"#N/A"},{"$error":"#N/A"},{"$error":"#N/A"},{"$error":"#N/A"},{"$error":"#N/A"},{"$error":"#N/A"},{"$error":"#N/A"},{"$error":"#N/A"},{"$error":"#N/A"},{"$error":"#N/A"}]
[null,null,null,null,null,null,null,null,null,null,null,null,null,null,null,null," ",null,null,null,null,false,null,null,{"$error":"#N/A"},{"$error":"#N/A"},{"$error":"#N/A"},{"$error":"#N/A"},{"$error":"#N/A"},{"$error":"#N/A"},{"$error":"#N/A"},{"$error":"#N/A"},{"$error":"#N/A"},{"$error":"#N/A"}]
[null,null,null,null,null,null,null,null,null,null,null,null,null,null,null,null," ",null,null,null,null,false,null,null,{"$error":"#N/A"},{"$error":"#N/A"},{"$error":"#N/A"},{"$error":"#N/A"},{"$error":"#N/A"},{"$error":"#N/A"},{"$error":"#N/A"},{"$error":"#N/A"},{"$error":"#N/A"},{"$error":"#N/A"}]
[null,null,null,null,null,null,null,null,null,null,null,null,null,null,null,null," ",null,null,null,null,false,null,null,{"$error":"#N/A"},{"$error":"#N/A"},{"$error":"#N/A"},{"$error":"#N/A"},{"$error":"#N/A"},{"$error":"#N/A"},{"$error":"#N/A"},{"$error":"#N/A"},{"$error":"#N/A"},{"$error":"#N/A"}]
[null,null,null,null,null,null,null,null,null,null,null,null,null,null,null,null," ",null,null,null,null,false,null,null,{"$error":"#N/A"},{"$error":"#N/A"},{"$error":"#N/A"},{"$error":"#N/A"},{"$error":"#N/A"},{"$error":"#N/A"},{"$error":"#N/A"},{"$error":"#N/A"},{"$error":"#N/A"},{"$error":"#N/A"}]
[null,null,null,null,null,null,null,null,null,null,null,null,null,null,null,null," ",null,null,null,null,false,null,null,{"$error":"#N/A"},{"$error":"#N/A"},{"$error":"#N/A"},{"$error":"#N/A"},{"$error":"#N/A"},{"$error":"#N/A"},{"$error":"#N/A"},{"$error":"#N/A"},{"$error":"#N/A"},{"$error":"#N/A"}]
[null,null,null,null,null,null,null,null,null,null,null,null,null,null,null,null," ",null,null,null,null,false,null,null,{"$error":"#N/A"},{"$error":"#N/A"},{"$error":"#N/A"},{"$error":"#N/A"},{"$error":"#N/A"},{"$error":"#N/A"},{"$error":"#N/A"},{"$error":"#N/A"},{"$error":"#N/A"},{"$error":"#N/A"}]
[null,null,null,null,null,null,null,null,null,null,null,null,null,null,null,null," ",null,null,null,null,false,null,null,{"$error":"#N/A"},{"$error":"#N/A"},{"$error":"#N/A"},{"$error":"#N/A"},{"$error":"#N/A"},{"$error":"#N/A"},{"$error":"#N/A"},{"$error":"#N/A"},{"$error":"#N/A"},{"$error":"#N/A"}]
[null,null,null,null,null,null,null,null,null,null,null,null,null,null,null,null," ",null,null,null,null,false,null,null,{"$error":"#N/A"},{"$error":"#N/A"},{"$error":"#N/A"},{"$error":"#N/A"},{"$error":"#N/A"},{"$error":"#N/A"},{"$error":"#N/A"},{"$error":"#N/A"},{"$error":"#N/A"},{"$error":"#N/A"}]
[null,null,null,null,null,null,null,null,null,null,null,null,null,null,null,null," ",null,null,null,null,false,null,null,{"$error":"#N/A"},{"$error":"#N/A"},{"$error":"#N/A"},{"$error":"#N/A"},{"$error":"#N/A"},{"$error":"#N/A"},{"$error":"#N/A"},{"$error":"#N/A"},{"$error":"#N/A"},{"$error":"#N/A"}]
[null,null,null,null,null,null,null,null,null,null,null,null,null,null,null,null," ",null,null,null,null,false,null,null,{"$error":"#N/A"},{"$error":"#N/A"},{"$error":"#N/A"},{"$error":"#N/A"},{"$error":"#N/A"},{"$error":"#N/A"},{"$error":"#N/A"},{"$error":"#N/A"},{"$error":"#N/A"},{"$error":"#N/A"}]
[null,null,null,null,null,null,null,null,null,null,null,null,null,null,null,null," ",null,null,null,null,false,null,null,{"$error":"#N/A"},{"$error":"#N/A"},{"$error":"#N/A"},{"$error":"#N/A"},{"$error":"#N/A"},{"$error":"#N/A"},{"$error":"#N/A"},{"$error":"#N/A"},{"$error":"#N/A"},{"$error":"#N/A"}]
[null,null,null,null,null,null,null,null,null,null,null,null,null,null,null,null," ",null,null,null,null,false,null,null,{"$error":"#N/A"},{"$error":"#N/A"},{"$error":"#N/A"},{"$error":"#N/A"},{"$error":"#N/A"},{"$error":"#N/A"},{"$error":"#N/A"},{"$error":"#N/A"},{"$error":"#N/A"},{"$error":"#N/A"}]
[null,null,null,null,null,null,null,null,null,null,null,null,null,null,null,null," ",null,null,null,null,false,null,null,{"$error":"#N/A"},{"$error":"#N/A"},{"$error":"#N/A"},{"$error":"#N/A"},{"$error":"#N/A"},{"$error":"#N/A"},{"$error":"#N/A"},{"$error":"#N/A"},{"$error":"#N/A"},{"$error":"#N/A"}]
[null,null,null,null,null,null,null,null,null,null,null,null,null,null,null,null," ",null,null,null,null,false,null,null,{"$error":"#N/A"},{"$error":"#N/A"},{"$error":"#N/A"},{"$error":"#N/A"},{"$error":"#N/A"},{"$error":"#N/A"},{"$error":"#N/A"},{"$error":"#N/A"},{"$error":"#N/A"},{"$error":"#N/A"}]
[null,null,null,null,null,null,null,null,null,null,null,null,null,null,null,null," ",null,null,null,null,false,null,null,{"$error":"#N/A"},{"$error":"#N/A"},{"$error":"#N/A"},{"$error":"#N/A"},{"$error":"#N/A"},{"$error":"#N/A"},{"$error":"#N/A"},{"$error":"#N/A"},{"$error":"#N/A"},{"$error":"#N/A"}]
[null,null,null,null,null,null,null,null,null,null,null,null,null,null,null,null," ",null,null,null,null,false,null,null,{"$error":"#N/A"},{"$error":"#N/A"},{"$error":"#N/A"},{"$error":"#N/A"},{"$error":"#N/A"},{"$error":"#N/A"},{"$error":"#N/A"},{"$error":"#N/A"},{"$error":"#N/A"},{"$error":"#N/A"}]
[null,null,null,null,null,null,null,null,null,null,null,null,null,null,null,null," ",null,null,null,null,false,null,null,{"$error":"#N/A"},{"$error":"#N/A"},{"$error":"#N/A"},{"$error":"#N/A"},{"$error":"#N/A"},{"$error":"#N/A"},{"$error":"#N/A"},{"$error":"#N/A"},{"$error":"#N/A"},{"$error":"#N/A"}]
[null,null,null,null,null,null,null,null,null,null,null,null,null,null,null,null," ",null,null,null,null,false,null,null,{"$error":"#N/A"},{"$error":"#N/A"},{"$error":"#N/A"},{"$error":"#N/A"},{"$error":"#N/A"},{"$error":"#N/A"},{"$error":"#N/A"},{"$error":"#N/A"},{"$error":"#N/A"},{"$error":"#N/A"}]
[null,null,null,null,null,null,null,null,null,null,null,null,null,null,null,null," ",null,null,null,null,false,null,null,{"$error":"#N/A"},{"$error":"#N/A"},{"$error":"#N/A"},{"$error":"#N/A"},{"$error":"#N/A"},{"$error":"#N/A"},{"$error":"#N/A"},{"$error":"#N/A"},{"$error":"#N/A"},{"$error":"#N/A"}]
[null,null,null,null,null,null,null,null,null,null,null,null,null,null,null,null," ",null,null,null,null,false,null,null,{"$error":"#N/A"},{"$error":"#N/A"},{"$error":"#N/A"},{"$error":"#N/A"},{"$error":"#N/A"},{"$error":"#N/A"},{"$error":"#N/A"},{"$error":"#N/A"},{"$error":"#N/A"},{"$error":"#N/A"}]
[null,null,null,null,null,null,null,null,null,null,null,null,null,null,null,null," ",null,null,null,null,{"$f":"IF(ISERROR(G29836),FALSE,IF($V$9=G29836,TRUE,FALSE))","v":false},null,null,{"$error":"#N/A"},{"$error":"#N/A"},{"$error":"#N/A"},{"$error":"#N/A"},{"$error":"#N/A"},{"$error":"#N/A"},{"$error":"#N/A"},{"$error":"#N/A"},{"$error":"#N/A"},{"$error":"#N/A"}]
[null,null,null,null,null,null,null,null,null,null,null,null,null,null,null,null," ",null,null,null,null,false,null,null,{"$error":"#N/A"},{"$error":"#N/A"},{"$error":"#N/A"},{"$error":"#N/A"},{"$error":"#N/A"},{"$error":"#N/A"},{"$error":"#N/A"},{"$error":"#N/A"},{"$error":"#N/A"},{"$error":"#N/A"}]
[null,null,null,null,null,null,null,null,null,null,null,null,null,null,null,null," ",null,null,null,null,false,null,null,{"$error":"#N/A"},{"$error":"#N/A"},{"$error":"#N/A"},{"$error":"#N/A"},{"$error":"#N/A"},{"$error":"#N/A"},{"$error":"#N/A"},{"$error":"#N/A"},{"$error":"#N/A"},{"$error":"#N/A"}]
[null,null,null,null,null,null,null,null,null,null,null,null,null,null,null,null," ",null,null,null,null,false,null,null,{"$error":"#N/A"},{"$error":"#N/A"},{"$error":"#N/A"},{"$error":"#N/A"},{"$error":"#N/A"},{"$error":"#N/A"},{"$error":"#N/A"},{"$error":"#N/A"},{"$error":"#N/A"},{"$error":"#N/A"}]
[null,null,null,null,null,null,null,null,null,null,null,null,null,null,null,null," ",null,null,null,null,false,null,null,{"$error":"#N/A"},{"$error":"#N/A"},{"$error":"#N/A"},{"$error":"#N/A"},{"$error":"#N/A"},{"$error":"#N/A"},{"$error":"#N/A"},{"$error":"#N/A"},{"$error":"#N/A"},{"$error":"#N/A"}]
[null,null,null,null,null,null,null,null,null,null,null,null,null,null,null,null," ",null,null,null,null,false,null,null,{"$error":"#N/A"},{"$error":"#N/A"},{"$error":"#N/A"},{"$error":"#N/A"},{"$error":"#N/A"},{"$error":"#N/A"},{"$error":"#N/A"},{"$error":"#N/A"},{"$error":"#N/A"},{"$error":"#N/A"}]
[null,null,null,null,null,null,null,null,null,null,null,null,null,null,null,null," ",null,null,null,null,false,null,null,{"$error":"#N/A"},{"$error":"#N/A"},{"$error":"#N/A"},{"$error":"#N/A"},{"$error":"#N/A"},{"$error":"#N/A"},{"$error":"#N/A"},{"$error":"#N/A"},{"$error":"#N/A"},{"$error":"#N/A"}]
[null,null,null,null,null,null,null,null,null,null,null,null,null,null,null,null," ",null,null,null,null,false,null,null,{"$error":"#N/A"},{"$error":"#N/A"},{"$error":"#N/A"},{"$error":"#N/A"},{"$error":"#N/A"},{"$error":"#N/A"},{"$error":"#N/A"},{"$error":"#N/A"},{"$error":"#N/A"},{"$error":"#N/A"}]
[null,null,null,null,null,null,null,null,null,null,null,null,null,null,null,null," ",null,null,null,null,false,null,null,{"$error":"#N/A"},{"$error":"#N/A"},{"$error":"#N/A"},{"$error":"#N/A"},{"$error":"#N/A"},{"$error":"#N/A"},{"$error":"#N/A"},{"$error":"#N/A"},{"$error":"#N/A"},{"$error":"#N/A"}]
[null,null,null,null,null,null,null,null,null,null,null,null,null,null,null,null," ",null,null,null,null,false,null,null,{"$error":"#N/A"},{"$error":"#N/A"},{"$error":"#N/A"},{"$error":"#N/A"},{"$error":"#N/A"},{"$error":"#N/A"},{"$error":"#N/A"},{"$error":"#N/A"},{"$error":"#N/A"},{"$error":"#N/A"}]
[null,null,null,null,null,null,null,null,null,null,null,null,null,null,null,null," ",null,null,null,null,false,null,null,{"$error":"#N/A"},{"$error":"#N/A"},{"$error":"#N/A"},{"$error":"#N/A"},{"$error":"#N/A"},{"$error":"#N/A"},{"$error":"#N/A"},{"$error":"#N/A"},{"$error":"#N/A"},{"$error":"#N/A"}]
[null,null,null,null,null,null,null,null,null,null,null,null,null,null,null,null," ",null,null,null,null,false,null,null,{"$error":"#N/A"},{"$error":"#N/A"},{"$error":"#N/A"},{"$error":"#N/A"},{"$error":"#N/A"},{"$error":"#N/A"},{"$error":"#N/A"},{"$error":"#N/A"},{"$error":"#N/A"},{"$error":"#N/A"}]
[null,null,null,null,null,null,null,null,null,null,null,null,null,null,null,null," ",null,null,null,null,false,null,null,{"$error":"#N/A"},{"$error":"#N/A"},{"$error":"#N/A"},{"$error":"#N/A"},{"$error":"#N/A"},{"$error":"#N/A"},{"$error":"#N/A"},{"$error":"#N/A"},{"$error":"#N/A"},{"$error":"#N/A"}]
[null,null,null,null,null,null,null,null,null,null,null,null,null,null,null,null," ",null,null,null,null,false,null,null,{"$error":"#N/A"},{"$error":"#N/A"},{"$error":"#N/A"},{"$error":"#N/A"},{"$error":"#N/A"},{"$error":"#N/A"},{"$error":"#N/A"},{"$error":"#N/A"},{"$error":"#N/A"},{"$error":"#N/A"}]
[null,null,null,null,null,null,null,null,null,null,null,null,null,null,null,null," ",null,null,null,null,false,null,null,{"$error":"#N/A"},{"$error":"#N/A"},{"$error":"#N/A"},{"$error":"#N/A"},{"$error":"#N/A"},{"$error":"#N/A"},{"$error":"#N/A"},{"$error":"#N/A"},{"$error":"#N/A"},{"$error":"#N/A"}]
[null,null,null,null,null,null,null,null,null,null,null,null,null,null,null,null," ",null,null,null,null,false,null,null,{"$error":"#N/A"},{"$error":"#N/A"},{"$error":"#N/A"},{"$error":"#N/A"},{"$error":"#N/A"},{"$error":"#N/A"},{"$error":"#N/A"},{"$error":"#N/A"},{"$error":"#N/A"},{"$error":"#N/A"}]
[null,null,null,null,null,null,null,null,null,null,null,null,null,null,null,null," ",null,null,null,null,false,null,null,{"$error":"#N/A"},{"$error":"#N/A"},{"$error":"#N/A"},{"$error":"#N/A"},{"$error":"#N/A"},{"$error":"#N/A"},{"$error":"#N/A"},{"$error":"#N/A"},{"$error":"#N/A"},{"$error":"#N/A"}]
[null,null,null,null,null,null,null,null,null,null,null,null,null,null,null,null," ",null,null,null,null,false,null,null,{"$error":"#N/A"},{"$error":"#N/A"},{"$error":"#N/A"},{"$error":"#N/A"},{"$error":"#N/A"},{"$error":"#N/A"},{"$error":"#N/A"},{"$error":"#N/A"},{"$error":"#N/A"},{"$error":"#N/A"}]
[null,null,null,null,null,null,null,null,null,null,null,null,null,null,null,null," ",null,null,null,null,false,null,null,{"$error":"#N/A"},{"$error":"#N/A"},{"$error":"#N/A"},{"$error":"#N/A"},{"$error":"#N/A"},{"$error":"#N/A"},{"$error":"#N/A"},{"$error":"#N/A"},{"$error":"#N/A"},{"$error":"#N/A"}]
[null,null,null,null,null,null,null,null,null,null,null,null,null,null,null,null," ",null,null,null,null,false,null,null,{"$error":"#N/A"},{"$error":"#N/A"},{"$error":"#N/A"},{"$error":"#N/A"},{"$error":"#N/A"},{"$error":"#N/A"},{"$error":"#N/A"},{"$error":"#N/A"},{"$error":"#N/A"},{"$error":"#N/A"}]
[null,null,null,null,null,null,null,null,null,null,null,null,null,null,null,null," ",null,null,null,null,false,null,null,{"$error":"#N/A"},{"$error":"#N/A"},{"$error":"#N/A"},{"$error":"#N/A"},{"$error":"#N/A"},{"$error":"#N/A"},{"$error":"#N/A"},{"$error":"#N/A"},{"$error":"#N/A"},{"$error":"#N/A"}]
[null,null,null,null,null,null,null,null,null,null,null,null,null,null,null,null," ",null,null,null,null,false,null,null,{"$error":"#N/A"},{"$error":"#N/A"},{"$error":"#N/A"},{"$error":"#N/A"},{"$error":"#N/A"},{"$error":"#N/A"},{"$error":"#N/A"},{"$error":"#N/A"},{"$error":"#N/A"},{"$error":"#N/A"}]
[null,null,null,null,null,null,null,null,null,null,null,null,null,null,null,null," ",null,null,null,null,false,null,null,{"$error":"#N/A"},{"$error":"#N/A"},{"$error":"#N/A"},{"$error":"#N/A"},{"$error":"#N/A"},{"$error":"#N/A"},{"$error":"#N/A"},{"$error":"#N/A"},{"$error":"#N/A"},{"$error":"#N/A"}]
[null,null,null,null,null,null,null,null,null,null,null,null,null,null,null,null," ",null,null,null,null,false,null,null,{"$error":"#N/A"},{"$error":"#N/A"},{"$error":"#N/A"},{"$error":"#N/A"},{"$error":"#N/A"},{"$error":"#N/A"},{"$error":"#N/A"},{"$error":"#N/A"},{"$error":"#N/A"},{"$error":"#N/A"}]
[null,null,null,null,null,null,null,null,null,null,null,null,null,null,null,null," ",null,null,null,null,false,null,null,{"$error":"#N/A"},{"$error":"#N/A"},{"$error":"#N/A"},{"$error":"#N/A"},{"$error":"#N/A"},{"$error":"#N/A"},{"$error":"#N/A"},{"$error":"#N/A"},{"$error":"#N/A"},{"$error":"#N/A"}]
[null,null,null,null,null,null,null,null,null,null,null,null,null,null,null,null," ",null,null,null,null,false,null,null,{"$error":"#N/A"},{"$error":"#N/A"},{"$error":"#N/A"},{"$error":"#N/A"},{"$error":"#N/A"},{"$error":"#N/A"},{"$error":"#N/A"},{"$error":"#N/A"},{"$error":"#N/A"},{"$error":"#N/A"}]
[null,null,null,null,null,null,null,null,null,null,null,null,null,null,null,null," ",null,null,null,null,false,null,null,{"$error":"#N/A"},{"$error":"#N/A"},{"$error":"#N/A"},{"$error":"#N/A"},{"$error":"#N/A"},{"$error":"#N/A"},{"$error":"#N/A"},{"$error":"#N/A"},{"$error":"#N/A"},{"$error":"#N/A"}]
[null,null,null,null,null,null,null,null,null,null,null,null,null,null,null,null," ",null,null,null,null,false,null,null,{"$error":"#N/A"},{"$error":"#N/A"},{"$error":"#N/A"},{"$error":"#N/A"},{"$error":"#N/A"},{"$error":"#N/A"},{"$error":"#N/A"},{"$error":"#N/A"},{"$error":"#N/A"},{"$error":"#N/A"}]
[null,null,null,null,null,null,null,null,null,null,null,null,null,null,null,null," ",null,null,null,null,false,null,null,{"$error":"#N/A"},{"$error":"#N/A"},{"$error":"#N/A"},{"$error":"#N/A"},{"$error":"#N/A"},{"$error":"#N/A"},{"$error":"#N/A"},{"$error":"#N/A"},{"$error":"#N/A"},{"$error":"#N/A"}]
[null,null,null,null,null,null,null,null,null,null,null,null,null,null,null,null,{"$f":"IF(OR(ISERROR(E29865),ISERROR(G29865)),\"  \",E29865&\" \"&G29865)","v":" "},null,null,null,null,false,null,null,{"$error":"#N/A"},{"$error":"#N/A"},{"$error":"#N/A"},{"$error":"#N/A"},{"$error":"#N/A"},{"$error":"#N/A"},{"$error":"#N/A"},{"$error":"#N/A"},{"$error":"#N/A"},{"$error":"#N/A"}]
[null,null,null,null,null,null,null,null,null,null,null,null,null,null,null,null," ",null,null,null,null,false,null,null,{"$error":"#N/A"},{"$error":"#N/A"},{"$error":"#N/A"},{"$error":"#N/A"},{"$error":"#N/A"},{"$error":"#N/A"},{"$error":"#N/A"},{"$error":"#N/A"},{"$error":"#N/A"},{"$error":"#N/A"}]
[null,null,null,null,null,null,null,null,null,null,null,null,null,null,null,null," ",null,null,null,null,false,null,null,{"$error":"#N/A"},{"$error":"#N/A"},{"$error":"#N/A"},{"$error":"#N/A"},{"$error":"#N/A"},{"$error":"#N/A"},{"$error":"#N/A"},{"$error":"#N/A"},{"$error":"#N/A"},{"$error":"#N/A"}]
[null,null,null,null,null,null,null,null,null,null,null,null,null,null,null,null," ",null,null,null,null,false,null,null,{"$error":"#N/A"},{"$error":"#N/A"},{"$error":"#N/A"},{"$error":"#N/A"},{"$error":"#N/A"},{"$error":"#N/A"},{"$error":"#N/A"},{"$error":"#N/A"},{"$error":"#N/A"},{"$error":"#N/A"}]
[null,null,null,null,null,null,null,null,null,null,null,null,null,null,null,null," ",null,null,null,null,false,null,null,{"$error":"#N/A"},{"$error":"#N/A"},{"$error":"#N/A"},{"$error":"#N/A"},{"$error":"#N/A"},{"$error":"#N/A"},{"$error":"#N/A"},{"$error":"#N/A"},{"$error":"#N/A"},{"$error":"#N/A"}]
[null,null,null,null,null,null,null,null,null,null,null,null,null,null,null,null," ",null,null,null,null,false,null,null,{"$error":"#N/A"},{"$error":"#N/A"},{"$error":"#N/A"},{"$error":"#N/A"},{"$error":"#N/A"},{"$error":"#N/A"},{"$error":"#N/A"},{"$error":"#N/A"},{"$error":"#N/A"},{"$error":"#N/A"}]
[null,null,null,null,null,null,null,null,null,null,null,null,null,null,null,null," ",null,null,null,null,false,null,null,{"$error":"#N/A"},{"$error":"#N/A"},{"$error":"#N/A"},{"$error":"#N/A"},{"$error":"#N/A"},{"$error":"#N/A"},{"$error":"#N/A"},{"$error":"#N/A"},{"$error":"#N/A"},{"$error":"#N/A"}]
[null,null,null,null,null,null,null,null,null,null,null,null,null,null,null,null," ",null,null,null,null,false,null,null,{"$error":"#N/A"},{"$error":"#N/A"},{"$error":"#N/A"},{"$error":"#N/A"},{"$error":"#N/A"},{"$error":"#N/A"},{"$error":"#N/A"},{"$error":"#N/A"},{"$error":"#N/A"},{"$error":"#N/A"}]
[null,null,null,null,null,null,null,null,null,null,null,null,null,null,null,null," ",null,null,null,null,false,null,null,{"$error":"#N/A"},{"$error":"#N/A"},{"$error":"#N/A"},{"$error":"#N/A"},{"$error":"#N/A"},{"$error":"#N/A"},{"$error":"#N/A"},{"$error":"#N/A"},{"$error":"#N/A"},{"$error":"#N/A"}]
[null,null,null,null,null,null,null,null,null,null,null,null,null,null,null,null," ",null,null,null,null,false,null,null,{"$error":"#N/A"},{"$error":"#N/A"},{"$error":"#N/A"},{"$error":"#N/A"},{"$error":"#N/A"},{"$error":"#N/A"},{"$error":"#N/A"},{"$error":"#N/A"},{"$error":"#N/A"},{"$error":"#N/A"}]
[null,null,null,null,null,null,null,null,null,null,null,null,null,null,null,null," ",null,null,null,null,false,null,null,{"$error":"#N/A"},{"$error":"#N/A"},{"$error":"#N/A"},{"$error":"#N/A"},{"$error":"#N/A"},{"$error":"#N/A"},{"$error":"#N/A"},{"$error":"#N/A"},{"$error":"#N/A"},{"$error":"#N/A"}]
[null,null,null,null,null,null,null,null,null,null,null,null,null,null,null,null," ",null,null,null,null,false,null,null,{"$error":"#N/A"},{"$error":"#N/A"},{"$error":"#N/A"},{"$error":"#N/A"},{"$error":"#N/A"},{"$error":"#N/A"},{"$error":"#N/A"},{"$error":"#N/A"},{"$error":"#N/A"},{"$error":"#N/A"}]
[null,null,null,null,null,null,null,null,null,null,null,null,null,null,null,null," ",null,null,null,null,false,null,null,{"$f":"IF($V29877=TRUE,E29877,NA())","v":{"$error":"#N/A"}},{"$f":"IF($V29877=TRUE,F29877,NA())","v":{"$error":"#N/A"}},{"$f":"IF($V29877=TRUE,G29877,NA())","v":{"$error":"#N/A"}},{"$f":"IF($V29877=TRUE,H29877,NA())","v":{"$error":"#N/A"}},{"$f":"IF($V29877=TRUE,I29877,NA())","v":{"$error":"#N/A"}},{"$f":"IF($V29877=TRUE,J29877,NA())","v":{"$error":"#N/A"}},{"$f":"IF($V29877=TRUE,K29877,NA())","v":{"$error":"#N/A"}},{"$f":"IF($V29877=TRUE,L29877,NA())","v":{"$error":"#N/A"}},{"$f":"IF($V29877=TRUE,M29877,NA())","v":{"$error":"#N/A"}},{"$f":"IF($V29877=TRUE,N29877,NA())","v":{"$error":"#N/A"}}]
[null,null,null,null,null,null,null,null,null,null,null,null,null,null,null,null," ",null,null,null,null,false,null,null,{"$error":"#N/A"},{"$error":"#N/A"},{"$error":"#N/A"},{"$error":"#N/A"},{"$error":"#N/A"},{"$error":"#N/A"},{"$error":"#N/A"},{"$error":"#N/A"},{"$error":"#N/A"},{"$error":"#N/A"}]
[null,null,null,null,null,null,null,null,null,null,null,null,null,null,null,null," ",null,null,null,null,false,null,null,{"$error":"#N/A"},{"$error":"#N/A"},{"$error":"#N/A"},{"$error":"#N/A"},{"$error":"#N/A"},{"$error":"#N/A"},{"$error":"#N/A"},{"$error":"#N/A"},{"$error":"#N/A"},{"$error":"#N/A"}]
[null,null,null,null,null,null,null,null,null,null,null,null,null,null,null,null," ",null,null,null,null,false,null,null,{"$error":"#N/A"},{"$error":"#N/A"},{"$error":"#N/A"},{"$error":"#N/A"},{"$error":"#N/A"},{"$error":"#N/A"},{"$error":"#N/A"},{"$error":"#N/A"},{"$error":"#N/A"},{"$error":"#N/A"}]
[null,null,null,null,null,null,null,null,null,null,null,null,null,null,null,null," ",null,null,null,null,false,null,null,{"$error":"#N/A"},{"$error":"#N/A"},{"$error":"#N/A"},{"$error":"#N/A"},{"$error":"#N/A"},{"$error":"#N/A"},{"$error":"#N/A"},{"$error":"#N/A"},{"$error":"#N/A"},{"$error":"#N/A"}]
[null,null,null,null,null,null,null,null,null,null,null,null,null,null,null,null," ",null,null,null,null,false,null,null,{"$error":"#N/A"},{"$error":"#N/A"},{"$error":"#N/A"},{"$error":"#N/A"},{"$error":"#N/A"},{"$error":"#N/A"},{"$error":"#N/A"},{"$error":"#N/A"},{"$error":"#N/A"},{"$error":"#N/A"}]
[null,null,null,null,null,null,null,null,null,null,null,null,null,null,null,null," ",null,null,null,null,false,null,null,{"$error":"#N/A"},{"$error":"#N/A"},{"$error":"#N/A"},{"$error":"#N/A"},{"$error":"#N/A"},{"$error":"#N/A"},{"$error":"#N/A"},{"$error":"#N/A"},{"$error":"#N/A"},{"$error":"#N/A"}]
[null,null,null,null,null,null,null,null,null,null,null,null,null,null,null,null," ",null,null,null,null,false,null,null,{"$error":"#N/A"},{"$error":"#N/A"},{"$error":"#N/A"},{"$error":"#N/A"},{"$error":"#N/A"},{"$error":"#N/A"},{"$error":"#N/A"},{"$error":"#N/A"},{"$error":"#N/A"},{"$error":"#N/A"}]
[null,null,null,null,null,null,null,null,null,null,null,null,null,null,null,null," ",null,null,null,null,false,null,null,{"$error":"#N/A"},{"$error":"#N/A"},{"$error":"#N/A"},{"$error":"#N/A"},{"$error":"#N/A"},{"$error":"#N/A"},{"$error":"#N/A"},{"$error":"#N/A"},{"$error":"#N/A"},{"$error":"#N/A"}]
[null,null,null,null,null,null,null,null,null,null,null,null,null,null,null,null," ",null,null,null,null,false,null,null,{"$error":"#N/A"},{"$error":"#N/A"},{"$error":"#N/A"},{"$error":"#N/A"},{"$error":"#N/A"},{"$error":"#N/A"},{"$error":"#N/A"},{"$error":"#N/A"},{"$error":"#N/A"},{"$error":"#N/A"}]
[null,null,null,null,null,null,null,null,null,null,null,null,null,null,null,null," ",null,null,null,null,false,null,null,{"$error":"#N/A"},{"$error":"#N/A"},{"$error":"#N/A"},{"$error":"#N/A"},{"$error":"#N/A"},{"$error":"#N/A"},{"$error":"#N/A"},{"$error":"#N/A"},{"$error":"#N/A"},{"$error":"#N/A"}]
[null,null,null,null,null,null,null,null,null,null,null,null,null,null,null,null," ",null,null,null,null,false,null,null,{"$error":"#N/A"},{"$error":"#N/A"},{"$error":"#N/A"},{"$error":"#N/A"},{"$error":"#N/A"},{"$error":"#N/A"},{"$error":"#N/A"},{"$error":"#N/A"},{"$error":"#N/A"},{"$error":"#N/A"}]
[null,null,null,null,null,null,null,null,null,null,null,null,null,null,null,null," ",null,null,null,null,false,null,null,{"$error":"#N/A"},{"$error":"#N/A"},{"$error":"#N/A"},{"$error":"#N/A"},{"$error":"#N/A"},{"$error":"#N/A"},{"$error":"#N/A"},{"$error":"#N/A"},{"$error":"#N/A"},{"$error":"#N/A"}]
[null,null,null,null,null,null,null,null,null,null,null,null,null,null,null,null," ",null,null,null,null,false,null,null,{"$error":"#N/A"},{"$error":"#N/A"},{"$error":"#N/A"},{"$error":"#N/A"},{"$error":"#N/A"},{"$error":"#N/A"},{"$error":"#N/A"},{"$error":"#N/A"},{"$error":"#N/A"},{"$error":"#N/A"}]
[null,null,null,null,null,null,null,null,null,null,null,null,null,null,null,null," ",null,null,null,null,false,null,null,{"$error":"#N/A"},{"$error":"#N/A"},{"$error":"#N/A"},{"$error":"#N/A"},{"$error":"#N/A"},{"$error":"#N/A"},{"$error":"#N/A"},{"$error":"#N/A"},{"$error":"#N/A"},{"$error":"#N/A"}]
[null,null,null,null,null,null,null,null,null,null,null,null,null,null,null,null," ",null,null,null,null,false,null,null,{"$error":"#N/A"},{"$error":"#N/A"},{"$error":"#N/A"},{"$error":"#N/A"},{"$error":"#N/A"},{"$error":"#N/A"},{"$error":"#N/A"},{"$error":"#N/A"},{"$error":"#N/A"},{"$error":"#N/A"}]
[null,null,null,null,null,null,null,null,null,null,null,null,null,null,null,null," ",null,null,null,null,false,null,null,{"$error":"#N/A"},{"$error":"#N/A"},{"$error":"#N/A"},{"$error":"#N/A"},{"$error":"#N/A"},{"$error":"#N/A"},{"$error":"#N/A"},{"$error":"#N/A"},{"$error":"#N/A"},{"$error":"#N/A"}]
[null,null,null,null,null,null,null,null,null,null,null,null,null,null,null,null," ",null,null,null,null,false,null,null,{"$error":"#N/A"},{"$error":"#N/A"},{"$error":"#N/A"},{"$error":"#N/A"},{"$error":"#N/A"},{"$error":"#N/A"},{"$error":"#N/A"},{"$error":"#N/A"},{"$error":"#N/A"},{"$error":"#N/A"}]
[null,null,null,null,null,null,null,null,null,null,null,null,null,null,null,null," ",null,null,null,null,false,null,null,{"$error":"#N/A"},{"$error":"#N/A"},{"$error":"#N/A"},{"$error":"#N/A"},{"$error":"#N/A"},{"$error":"#N/A"},{"$error":"#N/A"},{"$error":"#N/A"},{"$error":"#N/A"},{"$error":"#N/A"}]
[null,null,null,null,null,null,null,null,null,null,null,null,null,null,null,null," ",null,null,null,null,false,null,null,{"$error":"#N/A"},{"$error":"#N/A"},{"$error":"#N/A"},{"$error":"#N/A"},{"$error":"#N/A"},{"$error":"#N/A"},{"$error":"#N/A"},{"$error":"#N/A"},{"$error":"#N/A"},{"$error":"#N/A"}]
[null,null,null,null,null,null,null,null,null,null,null,null,null,null,null,null," ",null,null,null,null,false,null,null,{"$error":"#N/A"},{"$error":"#N/A"},{"$error":"#N/A"},{"$error":"#N/A"},{"$error":"#N/A"},{"$error":"#N/A"},{"$error":"#N/A"},{"$error":"#N/A"},{"$error":"#N/A"},{"$error":"#N/A"}]
[null,null,null,null,null,null,null,null,null,null,null,null,null,null,null,null," ",null,null,null,null,false,null,null,{"$error":"#N/A"},{"$error":"#N/A"},{"$error":"#N/A"},{"$error":"#N/A"},{"$error":"#N/A"},{"$error":"#N/A"},{"$error":"#N/A"},{"$error":"#N/A"},{"$error":"#N/A"},{"$error":"#N/A"}]
[null,null,null,null,null,null,null,null,null,null,null,null,null,null,null,null," ",null,null,null,null,false,null,null,{"$error":"#N/A"},{"$error":"#N/A"},{"$error":"#N/A"},{"$error":"#N/A"},{"$error":"#N/A"},{"$error":"#N/A"},{"$error":"#N/A"},{"$error":"#N/A"},{"$error":"#N/A"},{"$error":"#N/A"}]
[null,null,null,null,null,null,null,null,null,null,null,null,null,null,null,null," ",null,null,null,null,{"$f":"IF(ISERROR(G29900),FALSE,IF($V$9=G29900,TRUE,FALSE))","v":false},null,null,{"$error":"#N/A"},{"$error":"#N/A"},{"$error":"#N/A"},{"$error":"#N/A"},{"$error":"#N/A"},{"$error":"#N/A"},{"$error":"#N/A"},{"$error":"#N/A"},{"$error":"#N/A"},{"$error":"#N/A"}]
[null,null,null,null,null,null,null,null,null,null,null,null,null,null,null,null," ",null,null,null,null,false,null,null,{"$error":"#N/A"},{"$error":"#N/A"},{"$error":"#N/A"},{"$error":"#N/A"},{"$error":"#N/A"},{"$error":"#N/A"},{"$error":"#N/A"},{"$error":"#N/A"},{"$error":"#N/A"},{"$error":"#N/A"}]
[null,null,null,null,null,null,null,null,null,null,null,null,null,null,null,null," ",null,null,null,null,false,null,null,{"$error":"#N/A"},{"$error":"#N/A"},{"$error":"#N/A"},{"$error":"#N/A"},{"$error":"#N/A"},{"$error":"#N/A"},{"$error":"#N/A"},{"$error":"#N/A"},{"$error":"#N/A"},{"$error":"#N/A"}]
[null,null,null,null,null,null,null,null,null,null,null,null,null,null,null,null," ",null,null,null,null,false,null,null,{"$error":"#N/A"},{"$error":"#N/A"},{"$error":"#N/A"},{"$error":"#N/A"},{"$error":"#N/A"},{"$error":"#N/A"},{"$error":"#N/A"},{"$error":"#N/A"},{"$error":"#N/A"},{"$error":"#N/A"}]
[null,null,null,null,null,null,null,null,null,null,null,null,null,null,null,null," ",null,null,null,null,false,null,null,{"$error":"#N/A"},{"$error":"#N/A"},{"$error":"#N/A"},{"$error":"#N/A"},{"$error":"#N/A"},{"$error":"#N/A"},{"$error":"#N/A"},{"$error":"#N/A"},{"$error":"#N/A"},{"$error":"#N/A"}]
[null,null,null,null,null,null,null,null,null,null,null,null,null,null,null,null," ",null,null,null,null,false,null,null,{"$error":"#N/A"},{"$error":"#N/A"},{"$error":"#N/A"},{"$error":"#N/A"},{"$error":"#N/A"},{"$error":"#N/A"},{"$error":"#N/A"},{"$error":"#N/A"},{"$error":"#N/A"},{"$error":"#N/A"}]
[null,null,null,null,null,null,null,null,null,null,null,null,null,null,null,null," ",null,null,null,null,false,null,null,{"$error":"#N/A"},{"$error":"#N/A"},{"$error":"#N/A"},{"$error":"#N/A"},{"$error":"#N/A"},{"$error":"#N/A"},{"$error":"#N/A"},{"$error":"#N/A"},{"$error":"#N/A"},{"$error":"#N/A"}]
[null,null,null,null,null,null,null,null,null,null,null,null,null,null,null,null," ",null,null,null,null,false,null,null,{"$error":"#N/A"},{"$error":"#N/A"},{"$error":"#N/A"},{"$error":"#N/A"},{"$error":"#N/A"},{"$error":"#N/A"},{"$error":"#N/A"},{"$error":"#N/A"},{"$error":"#N/A"},{"$error":"#N/A"}]
[null,null,null,null,null,null,null,null,null,null,null,null,null,null,null,null," ",null,null,null,null,false,null,null,{"$error":"#N/A"},{"$error":"#N/A"},{"$error":"#N/A"},{"$error":"#N/A"},{"$error":"#N/A"},{"$error":"#N/A"},{"$error":"#N/A"},{"$error":"#N/A"},{"$error":"#N/A"},{"$error":"#N/A"}]
[null,null,null,null,null,null,null,null,null,null,null,null,null,null,null,null," ",null,null,null,null,false,null,null,{"$error":"#N/A"},{"$error":"#N/A"},{"$error":"#N/A"},{"$error":"#N/A"},{"$error":"#N/A"},{"$error":"#N/A"},{"$error":"#N/A"},{"$error":"#N/A"},{"$error":"#N/A"},{"$error":"#N/A"}]
[null,null,null,null,null,null,null,null,null,null,null,null,null,null,null,null," ",null,null,null,null,false,null,null,{"$error":"#N/A"},{"$error":"#N/A"},{"$error":"#N/A"},{"$error":"#N/A"},{"$error":"#N/A"},{"$error":"#N/A"},{"$error":"#N/A"},{"$error":"#N/A"},{"$error":"#N/A"},{"$error":"#N/A"}]
[null,null,null,null,null,null,null,null,null,null,null,null,null,null,null,null," ",null,null,null,null,false,null,null,{"$error":"#N/A"},{"$error":"#N/A"},{"$error":"#N/A"},{"$error":"#N/A"},{"$error":"#N/A"},{"$error":"#N/A"},{"$error":"#N/A"},{"$error":"#N/A"},{"$error":"#N/A"},{"$error":"#N/A"}]
[null,null,null,null,null,null,null,null,null,null,null,null,null,null,null,null," ",null,null,null,null,false,null,null,{"$error":"#N/A"},{"$error":"#N/A"},{"$error":"#N/A"},{"$error":"#N/A"},{"$error":"#N/A"},{"$error":"#N/A"},{"$error":"#N/A"},{"$error":"#N/A"},{"$error":"#N/A"},{"$error":"#N/A"}]
[null,null,null,null,null,null,null,null,null,null,null,null,null,null,null,null," ",null,null,null,null,false,null,null,{"$error":"#N/A"},{"$error":"#N/A"},{"$error":"#N/A"},{"$error":"#N/A"},{"$error":"#N/A"},{"$error":"#N/A"},{"$error":"#N/A"},{"$error":"#N/A"},{"$error":"#N/A"},{"$error":"#N/A"}]
[null,null,null,null,null,null,null,null,null,null,null,null,null,null,null,null," ",null,null,null,null,false,null,null,{"$error":"#N/A"},{"$error":"#N/A"},{"$error":"#N/A"},{"$error":"#N/A"},{"$error":"#N/A"},{"$error":"#N/A"},{"$error":"#N/A"},{"$error":"#N/A"},{"$error":"#N/A"},{"$error":"#N/A"}]
[null,null,null,null,null,null,null,null,null,null,null,null,null,null,null,null," ",null,null,null,null,false,null,null,{"$error":"#N/A"},{"$error":"#N/A"},{"$error":"#N/A"},{"$error":"#N/A"},{"$error":"#N/A"},{"$error":"#N/A"},{"$error":"#N/A"},{"$error":"#N/A"},{"$error":"#N/A"},{"$error":"#N/A"}]
[null,null,null,null,null,null,null,null,null,null,null,null,null,null,null,null," ",null,null,null,null,false,null,null,{"$error":"#N/A"},{"$error":"#N/A"},{"$error":"#N/A"},{"$error":"#N/A"},{"$error":"#N/A"},{"$error":"#N/A"},{"$error":"#N/A"},{"$error":"#N/A"},{"$error":"#N/A"},{"$error":"#N/A"}]
[null,null,null,null,null,null,null,null,null,null,null,null,null,null,null,null," ",null,null,null,null,false,null,null,{"$error":"#N/A"},{"$error":"#N/A"},{"$error":"#N/A"},{"$error":"#N/A"},{"$error":"#N/A"},{"$error":"#N/A"},{"$error":"#N/A"},{"$error":"#N/A"},{"$error":"#N/A"},{"$error":"#N/A"}]
[null,null,null,null,null,null,null,null,null,null,null,null,null,null,null,null," ",null,null,null,null,false,null,null,{"$error":"#N/A"},{"$error":"#N/A"},{"$error":"#N/A"},{"$error":"#N/A"},{"$error":"#N/A"},{"$error":"#N/A"},{"$error":"#N/A"},{"$error":"#N/A"},{"$error":"#N/A"},{"$error":"#N/A"}]
[null,null,null,null,null,null,null,null,null,null,null,null,null,null,null,null," ",null,null,null,null,false,null,null,{"$error":"#N/A"},{"$error":"#N/A"},{"$error":"#N/A"},{"$error":"#N/A"},{"$error":"#N/A"},{"$error":"#N/A"},{"$error":"#N/A"},{"$error":"#N/A"},{"$error":"#N/A"},{"$error":"#N/A"}]
[null,null,null,null,null,null,null,null,null,null,null,null,null,null,null,null," ",null,null,null,null,false,null,null,{"$error":"#N/A"},{"$error":"#N/A"},{"$error":"#N/A"},{"$error":"#N/A"},{"$error":"#N/A"},{"$error":"#N/A"},{"$error":"#N/A"},{"$error":"#N/A"},{"$error":"#N/A"},{"$error":"#N/A"}]
[null,null,null,null,null,null,null,null,null,null,null,null,null,null,null,null," ",null,null,null,null,false,null,null,{"$error":"#N/A"},{"$error":"#N/A"},{"$error":"#N/A"},{"$error":"#N/A"},{"$error":"#N/A"},{"$error":"#N/A"},{"$error":"#N/A"},{"$error":"#N/A"},{"$error":"#N/A"},{"$error":"#N/A"}]
[null,null,null,null,null,null,null,null,null,null,null,null,null,null,null,null," ",null,null,null,null,false,null,null,{"$error":"#N/A"},{"$error":"#N/A"},{"$error":"#N/A"},{"$error":"#N/A"},{"$error":"#N/A"},{"$error":"#N/A"},{"$error":"#N/A"},{"$error":"#N/A"},{"$error":"#N/A"},{"$error":"#N/A"}]
[null,null,null,null,null,null,null,null,null,null,null,null,null,null,null,null," ",null,null,null,null,false,null,null,{"$error":"#N/A"},{"$error":"#N/A"},{"$error":"#N/A"},{"$error":"#N/A"},{"$error":"#N/A"},{"$error":"#N/A"},{"$error":"#N/A"},{"$error":"#N/A"},{"$error":"#N/A"},{"$error":"#N/A"}]
[null,null,null,null,null,null,null,null,null,null,null,null,null,null,null,null," ",null,null,null,null,false,null,null,{"$error":"#N/A"},{"$error":"#N/A"},{"$error":"#N/A"},{"$error":"#N/A"},{"$error":"#N/A"},{"$error":"#N/A"},{"$error":"#N/A"},{"$error":"#N/A"},{"$error":"#N/A"},{"$error":"#N/A"}]
[null,null,null,null,null,null,null,null,null,null,null,null,null,null,null,null," ",null,null,null,null,false,null,null,{"$error":"#N/A"},{"$error":"#N/A"},{"$error":"#N/A"},{"$error":"#N/A"},{"$error":"#N/A"},{"$error":"#N/A"},{"$error":"#N/A"},{"$error":"#N/A"},{"$error":"#N/A"},{"$error":"#N/A"}]
[null,null,null,null,null,null,null,null,null,null,null,null,null,null,null,null," ",null,null,null,null,false,null,null,{"$error":"#N/A"},{"$error":"#N/A"},{"$error":"#N/A"},{"$error":"#N/A"},{"$error":"#N/A"},{"$error":"#N/A"},{"$error":"#N/A"},{"$error":"#N/A"},{"$error":"#N/A"},{"$error":"#N/A"}]
[null,null,null,null,null,null,null,null,null,null,null,null,null,null,null,null," ",null,null,null,null,false,null,null,{"$error":"#N/A"},{"$error":"#N/A"},{"$error":"#N/A"},{"$error":"#N/A"},{"$error":"#N/A"},{"$error":"#N/A"},{"$error":"#N/A"},{"$error":"#N/A"},{"$error":"#N/A"},{"$error":"#N/A"}]
[null,null,null,null,null,null,null,null,null,null,null,null,null,null,null,null," ",null,null,null,null,false,null,null,{"$error":"#N/A"},{"$error":"#N/A"},{"$error":"#N/A"},{"$error":"#N/A"},{"$error":"#N/A"},{"$error":"#N/A"},{"$error":"#N/A"},{"$error":"#N/A"},{"$error":"#N/A"},{"$error":"#N/A"}]
[null,null,null,null,null,null,null,null,null,null,null,null,null,null,null,null,{"$f":"IF(OR(ISERROR(E29929),ISERROR(G29929)),\"  \",E29929&\" \"&G29929)","v":" "},null,null,null,null,false,null,null,{"$error":"#N/A"},{"$error":"#N/A"},{"$error":"#N/A"},{"$error":"#N/A"},{"$error":"#N/A"},{"$error":"#N/A"},{"$error":"#N/A"},{"$error":"#N/A"},{"$error":"#N/A"},{"$error":"#N/A"}]
[null,null,null,null,null,null,null,null,null,null,null,null,null,null,null,null," ",null,null,null,null,false,null,null,{"$error":"#N/A"},{"$error":"#N/A"},{"$error":"#N/A"},{"$error":"#N/A"},{"$error":"#N/A"},{"$error":"#N/A"},{"$error":"#N/A"},{"$error":"#N/A"},{"$error":"#N/A"},{"$error":"#N/A"}]
[null,null,null,null,null,null,null,null,null,null,null,null,null,null,null,null," ",null,null,null,null,false,null,null,{"$error":"#N/A"},{"$error":"#N/A"},{"$error":"#N/A"},{"$error":"#N/A"},{"$error":"#N/A"},{"$error":"#N/A"},{"$error":"#N/A"},{"$error":"#N/A"},{"$error":"#N/A"},{"$error":"#N/A"}]
[null,null,null,null,null,null,null,null,null,null,null,null,null,null,null,null," ",null,null,null,null,false,null,null,{"$error":"#N/A"},{"$error":"#N/A"},{"$error":"#N/A"},{"$error":"#N/A"},{"$error":"#N/A"},{"$error":"#N/A"},{"$error":"#N/A"},{"$error":"#N/A"},{"$error":"#N/A"},{"$error":"#N/A"}]
[null,null,null,null,null,null,null,null,null,null,null,null,null,null,null,null," ",null,null,null,null,false,null,null,{"$error":"#N/A"},{"$error":"#N/A"},{"$error":"#N/A"},{"$error":"#N/A"},{"$error":"#N/A"},{"$error":"#N/A"},{"$error":"#N/A"},{"$error":"#N/A"},{"$error":"#N/A"},{"$error":"#N/A"}]
[null,null,null,null,null,null,null,null,null,null,null,null,null,null,null,null," ",null,null,null,null,false,null,null,{"$error":"#N/A"},{"$error":"#N/A"},{"$error":"#N/A"},{"$error":"#N/A"},{"$error":"#N/A"},{"$error":"#N/A"},{"$error":"#N/A"},{"$error":"#N/A"},{"$error":"#N/A"},{"$error":"#N/A"}]
[null,null,null,null,null,null,null,null,null,null,null,null,null,null,null,null," ",null,null,null,null,false,null,null,{"$error":"#N/A"},{"$error":"#N/A"},{"$error":"#N/A"},{"$error":"#N/A"},{"$error":"#N/A"},{"$error":"#N/A"},{"$error":"#N/A"},{"$error":"#N/A"},{"$error":"#N/A"},{"$error":"#N/A"}]
[null,null,null,null,null,null,null,null,null,null,null,null,null,null,null,null," ",null,null,null,null,false,null,null,{"$error":"#N/A"},{"$error":"#N/A"},{"$error":"#N/A"},{"$error":"#N/A"},{"$error":"#N/A"},{"$error":"#N/A"},{"$error":"#N/A"},{"$error":"#N/A"},{"$error":"#N/A"},{"$error":"#N/A"}]
[null,null,null,null,null,null,null,null,null,null,null,null,null,null,null,null," ",null,null,null,null,false,null,null,{"$error":"#N/A"},{"$error":"#N/A"},{"$error":"#N/A"},{"$error":"#N/A"},{"$error":"#N/A"},{"$error":"#N/A"},{"$error":"#N/A"},{"$error":"#N/A"},{"$error":"#N/A"},{"$error":"#N/A"}]
[null,null,null,null,null,null,null,null,null,null,null,null,null,null,null,null," ",null,null,null,null,false,null,null,{"$error":"#N/A"},{"$error":"#N/A"},{"$error":"#N/A"},{"$error":"#N/A"},{"$error":"#N/A"},{"$error":"#N/A"},{"$error":"#N/A"},{"$error":"#N/A"},{"$error":"#N/A"},{"$error":"#N/A"}]
[null,null,null,null,null,null,null,null,null,null,null,null,null,null,null,null," ",null,null,null,null,false,null,null,{"$error":"#N/A"},{"$error":"#N/A"},{"$error":"#N/A"},{"$error":"#N/A"},{"$error":"#N/A"},{"$error":"#N/A"},{"$error":"#N/A"},{"$error":"#N/A"},{"$error":"#N/A"},{"$error":"#N/A"}]
[null,null,null,null,null,null,null,null,null,null,null,null,null,null,null,null," ",null,null,null,null,false,null,null,{"$error":"#N/A"},{"$error":"#N/A"},{"$error":"#N/A"},{"$error":"#N/A"},{"$error":"#N/A"},{"$error":"#N/A"},{"$error":"#N/A"},{"$error":"#N/A"},{"$error":"#N/A"},{"$error":"#N/A"}]
[null,null,null,null,null,null,null,null,null,null,null,null,null,null,null,null," ",null,null,null,null,false,null,null,{"$f":"IF($V29941=TRUE,E29941,NA())","v":{"$error":"#N/A"}},{"$f":"IF($V29941=TRUE,F29941,NA())","v":{"$error":"#N/A"}},{"$f":"IF($V29941=TRUE,G29941,NA())","v":{"$error":"#N/A"}},{"$f":"IF($V29941=TRUE,H29941,NA())","v":{"$error":"#N/A"}},{"$f":"IF($V29941=TRUE,I29941,NA())","v":{"$error":"#N/A"}},{"$f":"IF($V29941=TRUE,J29941,NA())","v":{"$error":"#N/A"}},{"$f":"IF($V29941=TRUE,K29941,NA())","v":{"$error":"#N/A"}},{"$f":"IF($V29941=TRUE,L29941,NA())","v":{"$error":"#N/A"}},{"$f":"IF($V29941=TRUE,M29941,NA())","v":{"$error":"#N/A"}},{"$f":"IF($V29941=TRUE,N29941,NA())","v":{"$error":"#N/A"}}]
[null,null,null,null,null,null,null,null,null,null,null,null,null,null,null,null," ",null,null,null,null,false,null,null,{"$error":"#N/A"},{"$error":"#N/A"},{"$error":"#N/A"},{"$error":"#N/A"},{"$error":"#N/A"},{"$error":"#N/A"},{"$error":"#N/A"},{"$error":"#N/A"},{"$error":"#N/A"},{"$error":"#N/A"}]
[null,null,null,null,null,null,null,null,null,null,null,null,null,null,null,null," ",null,null,null,null,false,null,null,{"$error":"#N/A"},{"$error":"#N/A"},{"$error":"#N/A"},{"$error":"#N/A"},{"$error":"#N/A"},{"$error":"#N/A"},{"$error":"#N/A"},{"$error":"#N/A"},{"$error":"#N/A"},{"$error":"#N/A"}]
[null,null,null,null,null,null,null,null,null,null,null,null,null,null,null,null," ",null,null,null,null,false,null,null,{"$error":"#N/A"},{"$error":"#N/A"},{"$error":"#N/A"},{"$error":"#N/A"},{"$error":"#N/A"},{"$error":"#N/A"},{"$error":"#N/A"},{"$error":"#N/A"},{"$error":"#N/A"},{"$error":"#N/A"}]
[null,null,null,null,null,null,null,null,null,null,null,null,null,null,null,null," ",null,null,null,null,false,null,null,{"$error":"#N/A"},{"$error":"#N/A"},{"$error":"#N/A"},{"$error":"#N/A"},{"$error":"#N/A"},{"$error":"#N/A"},{"$error":"#N/A"},{"$error":"#N/A"},{"$error":"#N/A"},{"$error":"#N/A"}]
[null,null,null,null,null,null,null,null,null,null,null,null,null,null,null,null," ",null,null,null,null,false,null,null,{"$error":"#N/A"},{"$error":"#N/A"},{"$error":"#N/A"},{"$error":"#N/A"},{"$error":"#N/A"},{"$error":"#N/A"},{"$error":"#N/A"},{"$error":"#N/A"},{"$error":"#N/A"},{"$error":"#N/A"}]
[null,null,null,null,null,null,null,null,null,null,null,null,null,null,null,null," ",null,null,null,null,false,null,null,{"$error":"#N/A"},{"$error":"#N/A"},{"$error":"#N/A"},{"$error":"#N/A"},{"$error":"#N/A"},{"$error":"#N/A"},{"$error":"#N/A"},{"$error":"#N/A"},{"$error":"#N/A"},{"$error":"#N/A"}]
[null,null,null,null,null,null,null,null,null,null,null,null,null,null,null,null," ",null,null,null,null,false,null,null,{"$error":"#N/A"},{"$error":"#N/A"},{"$error":"#N/A"},{"$error":"#N/A"},{"$error":"#N/A"},{"$error":"#N/A"},{"$error":"#N/A"},{"$error":"#N/A"},{"$error":"#N/A"},{"$error":"#N/A"}]
[null,null,null,null,null,null,null,null,null,null,null,null,null,null,null,null," ",null,null,null,null,false,null,null,{"$error":"#N/A"},{"$error":"#N/A"},{"$error":"#N/A"},{"$error":"#N/A"},{"$error":"#N/A"},{"$error":"#N/A"},{"$error":"#N/A"},{"$error":"#N/A"},{"$error":"#N/A"},{"$error":"#N/A"}]
[null,null,null,null,null,null,null,null,null,null,null,null,null,null,null,null," ",null,null,null,null,false,null,null,{"$error":"#N/A"},{"$error":"#N/A"},{"$error":"#N/A"},{"$error":"#N/A"},{"$error":"#N/A"},{"$error":"#N/A"},{"$error":"#N/A"},{"$error":"#N/A"},{"$error":"#N/A"},{"$error":"#N/A"}]
[null,null,null,null,null,null,null,null,null,null,null,null,null,null,null,null," ",null,null,null,null,false,null,null,{"$error":"#N/A"},{"$error":"#N/A"},{"$error":"#N/A"},{"$error":"#N/A"},{"$error":"#N/A"},{"$error":"#N/A"},{"$error":"#N/A"},{"$error":"#N/A"},{"$error":"#N/A"},{"$error":"#N/A"}]
[null,null,null,null,null,null,null,null,null,null,null,null,null,null,null,null," ",null,null,null,null,false,null,null,{"$error":"#N/A"},{"$error":"#N/A"},{"$error":"#N/A"},{"$error":"#N/A"},{"$error":"#N/A"},{"$error":"#N/A"},{"$error":"#N/A"},{"$error":"#N/A"},{"$error":"#N/A"},{"$error":"#N/A"}]
[null,null,null,null,null,null,null,null,null,null,null,null,null,null,null,null," ",null,null,null,null,false,null,null,{"$error":"#N/A"},{"$error":"#N/A"},{"$error":"#N/A"},{"$error":"#N/A"},{"$error":"#N/A"},{"$error":"#N/A"},{"$error":"#N/A"},{"$error":"#N/A"},{"$error":"#N/A"},{"$error":"#N/A"}]
[null,null,null,null,null,null,null,null,null,null,null,null,null,null,null,null," ",null,null,null,null,false,null,null,{"$error":"#N/A"},{"$error":"#N/A"},{"$error":"#N/A"},{"$error":"#N/A"},{"$error":"#N/A"},{"$error":"#N/A"},{"$error":"#N/A"},{"$error":"#N/A"},{"$error":"#N/A"},{"$error":"#N/A"}]
[null,null,null,null,null,null,null,null,null,null,null,null,null,null,null,null," ",null,null,null,null,false,null,null,{"$error":"#N/A"},{"$error":"#N/A"},{"$error":"#N/A"},{"$error":"#N/A"},{"$error":"#N/A"},{"$error":"#N/A"},{"$error":"#N/A"},{"$error":"#N/A"},{"$error":"#N/A"},{"$error":"#N/A"}]
[null,null,null,null,null,null,null,null,null,null,null,null,null,null,null,null," ",null,null,null,null,false,null,null,{"$error":"#N/A"},{"$error":"#N/A"},{"$error":"#N/A"},{"$error":"#N/A"},{"$error":"#N/A"},{"$error":"#N/A"},{"$error":"#N/A"},{"$error":"#N/A"},{"$error":"#N/A"},{"$error":"#N/A"}]
[null,null,null,null,null,null,null,null,null,null,null,null,null,null,null,null," ",null,null,null,null,false,null,null,{"$error":"#N/A"},{"$error":"#N/A"},{"$error":"#N/A"},{"$error":"#N/A"},{"$error":"#N/A"},{"$error":"#N/A"},{"$error":"#N/A"},{"$error":"#N/A"},{"$error":"#N/A"},{"$error":"#N/A"}]
[null,null,null,null,null,null,null,null,null,null,null,null,null,null,null,null," ",null,null,null,null,false,null,null,{"$error":"#N/A"},{"$error":"#N/A"},{"$error":"#N/A"},{"$error":"#N/A"},{"$error":"#N/A"},{"$error":"#N/A"},{"$error":"#N/A"},{"$error":"#N/A"},{"$error":"#N/A"},{"$error":"#N/A"}]
[null,null,null,null,null,null,null,null,null,null,null,null,null,null,null,null," ",null,null,null,null,false,null,null,{"$error":"#N/A"},{"$error":"#N/A"},{"$error":"#N/A"},{"$error":"#N/A"},{"$error":"#N/A"},{"$error":"#N/A"},{"$error":"#N/A"},{"$error":"#N/A"},{"$error":"#N/A"},{"$error":"#N/A"}]
[null,null,null,null,null,null,null,null,null,null,null,null,null,null,null,null," ",null,null,null,null,false,null,null,{"$error":"#N/A"},{"$error":"#N/A"},{"$error":"#N/A"},{"$error":"#N/A"},{"$error":"#N/A"},{"$error":"#N/A"},{"$error":"#N/A"},{"$error":"#N/A"},{"$error":"#N/A"},{"$error":"#N/A"}]
[null,null,null,null,null,null,null,null,null,null,null,null,null,null,null,null," ",null,null,null,null,false,null,null,{"$error":"#N/A"},{"$error":"#N/A"},{"$error":"#N/A"},{"$error":"#N/A"},{"$error":"#N/A"},{"$error":"#N/A"},{"$error":"#N/A"},{"$error":"#N/A"},{"$error":"#N/A"},{"$error":"#N/A"}]
[null,null,null,null,null,null,null,null,null,null,null,null,null,null,null,null," ",null,null,null,null,false,null,null,{"$error":"#N/A"},{"$error":"#N/A"},{"$error":"#N/A"},{"$error":"#N/A"},{"$error":"#N/A"},{"$error":"#N/A"},{"$error":"#N/A"},{"$error":"#N/A"},{"$error":"#N/A"},{"$error":"#N/A"}]
[null,null,null,null,null,null,null,null,null,null,null,null,null,null,null,null," ",null,null,null,null,false,null,null,{"$error":"#N/A"},{"$error":"#N/A"},{"$error":"#N/A"},{"$error":"#N/A"},{"$error":"#N/A"},{"$error":"#N/A"},{"$error":"#N/A"},{"$error":"#N/A"},{"$error":"#N/A"},{"$error":"#N/A"}]
[null,null,null,null,null,null,null,null,null,null,null,null,null,null,null,null," ",null,null,null,null,{"$f":"IF(ISERROR(G29964),FALSE,IF($V$9=G29964,TRUE,FALSE))","v":false},null,null,{"$error":"#N/A"},{"$error":"#N/A"},{"$error":"#N/A"},{"$error":"#N/A"},{"$error":"#N/A"},{"$error":"#N/A"},{"$error":"#N/A"},{"$error":"#N/A"},{"$error":"#N/A"},{"$error":"#N/A"}]
[null,null,null,null,null,null,null,null,null,null,null,null,null,null,null,null," ",null,null,null,null,false,null,null,{"$error":"#N/A"},{"$error":"#N/A"},{"$error":"#N/A"},{"$error":"#N/A"},{"$error":"#N/A"},{"$error":"#N/A"},{"$error":"#N/A"},{"$error":"#N/A"},{"$error":"#N/A"},{"$error":"#N/A"}]
[null,null,null,null,null,null,null,null,null,null,null,null,null,null,null,null," ",null,null,null,null,false,null,null,{"$error":"#N/A"},{"$error":"#N/A"},{"$error":"#N/A"},{"$error":"#N/A"},{"$error":"#N/A"},{"$error":"#N/A"},{"$error":"#N/A"},{"$error":"#N/A"},{"$error":"#N/A"},{"$error":"#N/A"}]
[null,null,null,null,null,null,null,null,null,null,null,null,null,null,null,null," ",null,null,null,null,false,null,null,{"$error":"#N/A"},{"$error":"#N/A"},{"$error":"#N/A"},{"$error":"#N/A"},{"$error":"#N/A"},{"$error":"#N/A"},{"$error":"#N/A"},{"$error":"#N/A"},{"$error":"#N/A"},{"$error":"#N/A"}]
[null,null,null,null,null,null,null,null,null,null,null,null,null,null,null,null," ",null,null,null,null,false,null,null,{"$error":"#N/A"},{"$error":"#N/A"},{"$error":"#N/A"},{"$error":"#N/A"},{"$error":"#N/A"},{"$error":"#N/A"},{"$error":"#N/A"},{"$error":"#N/A"},{"$error":"#N/A"},{"$error":"#N/A"}]
[null,null,null,null,null,null,null,null,null,null,null,null,null,null,null,null," ",null,null,null,null,false,null,null,{"$error":"#N/A"},{"$error":"#N/A"},{"$error":"#N/A"},{"$error":"#N/A"},{"$error":"#N/A"},{"$error":"#N/A"},{"$error":"#N/A"},{"$error":"#N/A"},{"$error":"#N/A"},{"$error":"#N/A"}]
[null,null,null,null,null,null,null,null,null,null,null,null,null,null,null,null," ",null,null,null,null,false,null,null,{"$error":"#N/A"},{"$error":"#N/A"},{"$error":"#N/A"},{"$error":"#N/A"},{"$error":"#N/A"},{"$error":"#N/A"},{"$error":"#N/A"},{"$error":"#N/A"},{"$error":"#N/A"},{"$error":"#N/A"}]
[null,null,null,null,null,null,null,null,null,null,null,null,null,null,null,null," ",null,null,null,null,false,null,null,{"$error":"#N/A"},{"$error":"#N/A"},{"$error":"#N/A"},{"$error":"#N/A"},{"$error":"#N/A"},{"$error":"#N/A"},{"$error":"#N/A"},{"$error":"#N/A"},{"$error":"#N/A"},{"$error":"#N/A"}]
[null,null,null,null,null,null,null,null,null,null,null,null,null,null,null,null," ",null,null,null,null,false,null,null,{"$error":"#N/A"},{"$error":"#N/A"},{"$error":"#N/A"},{"$error":"#N/A"},{"$error":"#N/A"},{"$error":"#N/A"},{"$error":"#N/A"},{"$error":"#N/A"},{"$error":"#N/A"},{"$error":"#N/A"}]
[null,null,null,null,null,null,null,null,null,null,null,null,null,null,null,null," ",null,null,null,null,false,null,null,{"$error":"#N/A"},{"$error":"#N/A"},{"$error":"#N/A"},{"$error":"#N/A"},{"$error":"#N/A"},{"$error":"#N/A"},{"$error":"#N/A"},{"$error":"#N/A"},{"$error":"#N/A"},{"$error":"#N/A"}]
[null,null,null,null,null,null,null,null,null,null,null,null,null,null,null,null," ",null,null,null,null,false,null,null,{"$error":"#N/A"},{"$error":"#N/A"},{"$error":"#N/A"},{"$error":"#N/A"},{"$error":"#N/A"},{"$error":"#N/A"},{"$error":"#N/A"},{"$error":"#N/A"},{"$error":"#N/A"},{"$error":"#N/A"}]
[null,null,null,null,null,null,null,null,null,null,null,null,null,null,null,null," ",null,null,null,null,false,null,null,{"$error":"#N/A"},{"$error":"#N/A"},{"$error":"#N/A"},{"$error":"#N/A"},{"$error":"#N/A"},{"$error":"#N/A"},{"$error":"#N/A"},{"$error":"#N/A"},{"$error":"#N/A"},{"$error":"#N/A"}]
[null,null,null,null,null,null,null,null,null,null,null,null,null,null,null,null," ",null,null,null,null,false,null,null,{"$error":"#N/A"},{"$error":"#N/A"},{"$error":"#N/A"},{"$error":"#N/A"},{"$error":"#N/A"},{"$error":"#N/A"},{"$error":"#N/A"},{"$error":"#N/A"},{"$error":"#N/A"},{"$error":"#N/A"}]
[null,null,null,null,null,null,null,null,null,null,null,null,null,null,null,null," ",null,null,null,null,false,null,null,{"$error":"#N/A"},{"$error":"#N/A"},{"$error":"#N/A"},{"$error":"#N/A"},{"$error":"#N/A"},{"$error":"#N/A"},{"$error":"#N/A"},{"$error":"#N/A"},{"$error":"#N/A"},{"$error":"#N/A"}]
[null,null,null,null,null,null,null,null,null,null,null,null,null,null,null,null," ",null,null,null,null,false,null,null,{"$error":"#N/A"},{"$error":"#N/A"},{"$error":"#N/A"},{"$error":"#N/A"},{"$error":"#N/A"},{"$error":"#N/A"},{"$error":"#N/A"},{"$error":"#N/A"},{"$error":"#N/A"},{"$error":"#N/A"}]
[null,null,null,null,null,null,null,null,null,null,null,null,null,null,null,null," ",null,null,null,null,false,null,null,{"$error":"#N/A"},{"$error":"#N/A"},{"$error":"#N/A"},{"$error":"#N/A"},{"$error":"#N/A"},{"$error":"#N/A"},{"$error":"#N/A"},{"$error":"#N/A"},{"$error":"#N/A"},{"$error":"#N/A"}]
[null,null,null,null,null,null,null,null,null,null,null,null,null,null,null,null," ",null,null,null,null,false,null,null,{"$error":"#N/A"},{"$error":"#N/A"},{"$error":"#N/A"},{"$error":"#N/A"},{"$error":"#N/A"},{"$error":"#N/A"},{"$error":"#N/A"},{"$error":"#N/A"},{"$error":"#N/A"},{"$error":"#N/A"}]
[null,null,null,null,null,null,null,null,null,null,null,null,null,null,null,null," ",null,null,null,null,false,null,null,{"$error":"#N/A"},{"$error":"#N/A"},{"$error":"#N/A"},{"$error":"#N/A"},{"$error":"#N/A"},{"$error":"#N/A"},{"$error":"#N/A"},{"$error":"#N/A"},{"$error":"#N/A"},{"$error":"#N/A"}]
[null,null,null,null,null,null,null,null,null,null,null,null,null,null,null,null," ",null,null,null,null,false,null,null,{"$error":"#N/A"},{"$error":"#N/A"},{"$error":"#N/A"},{"$error":"#N/A"},{"$error":"#N/A"},{"$error":"#N/A"},{"$error":"#N/A"},{"$error":"#N/A"},{"$error":"#N/A"},{"$error":"#N/A"}]
[null,null,null,null,null,null,null,null,null,null,null,null,null,null,null,null," ",null,null,null,null,false,null,null,{"$error":"#N/A"},{"$error":"#N/A"},{"$error":"#N/A"},{"$error":"#N/A"},{"$error":"#N/A"},{"$error":"#N/A"},{"$error":"#N/A"},{"$error":"#N/A"},{"$error":"#N/A"},{"$error":"#N/A"}]
[null,null,null,null,null,null,null,null,null,null,null,null,null,null,null,null," ",null,null,null,null,false,null,null,{"$error":"#N/A"},{"$error":"#N/A"},{"$error":"#N/A"},{"$error":"#N/A"},{"$error":"#N/A"},{"$error":"#N/A"},{"$error":"#N/A"},{"$error":"#N/A"},{"$error":"#N/A"},{"$error":"#N/A"}]
[null,null,null,null,null,null,null,null,null,null,null,null,null,null,null,null," ",null,null,null,null,false,null,null,{"$error":"#N/A"},{"$error":"#N/A"},{"$error":"#N/A"},{"$error":"#N/A"},{"$error":"#N/A"},{"$error":"#N/A"},{"$error":"#N/A"},{"$error":"#N/A"},{"$error":"#N/A"},{"$error":"#N/A"}]
[null,null,null,null,null,null,null,null,null,null,null,null,null,null,null,null," ",null,null,null,null,false,null,null,{"$error":"#N/A"},{"$error":"#N/A"},{"$error":"#N/A"},{"$error":"#N/A"},{"$error":"#N/A"},{"$error":"#N/A"},{"$error":"#N/A"},{"$error":"#N/A"},{"$error":"#N/A"},{"$error":"#N/A"}]
[null,null,null,null,null,null,null,null,null,null,null,null,null,null,null,null," ",null,null,null,null,false,null,null,{"$error":"#N/A"},{"$error":"#N/A"},{"$error":"#N/A"},{"$error":"#N/A"},{"$error":"#N/A"},{"$error":"#N/A"},{"$error":"#N/A"},{"$error":"#N/A"},{"$error":"#N/A"},{"$error":"#N/A"}]
[null,null,null,null,null,null,null,null,null,null,null,null,null,null,null,null," ",null,null,null,null,false,null,null,{"$error":"#N/A"},{"$error":"#N/A"},{"$error":"#N/A"},{"$error":"#N/A"},{"$error":"#N/A"},{"$error":"#N/A"},{"$error":"#N/A"},{"$error":"#N/A"},{"$error":"#N/A"},{"$error":"#N/A"}]
[null,null,null,null,null,null,null,null,null,null,null,null,null,null,null,null," ",null,null,null,null,false,null,null,{"$error":"#N/A"},{"$error":"#N/A"},{"$error":"#N/A"},{"$error":"#N/A"},{"$error":"#N/A"},{"$error":"#N/A"},{"$error":"#N/A"},{"$error":"#N/A"},{"$error":"#N/A"},{"$error":"#N/A"}]
[null,null,null,null,null,null,null,null,null,null,null,null,null,null,null,null," ",null,null,null,null,false,null,null,{"$error":"#N/A"},{"$error":"#N/A"},{"$error":"#N/A"},{"$error":"#N/A"},{"$error":"#N/A"},{"$error":"#N/A"},{"$error":"#N/A"},{"$error":"#N/A"},{"$error":"#N/A"},{"$error":"#N/A"}]
[null,null,null,null,null,null,null,null,null,null,null,null,null,null,null,null," ",null,null,null,null,false,null,null,{"$error":"#N/A"},{"$error":"#N/A"},{"$error":"#N/A"},{"$error":"#N/A"},{"$error":"#N/A"},{"$error":"#N/A"},{"$error":"#N/A"},{"$error":"#N/A"},{"$error":"#N/A"},{"$error":"#N/A"}]
[null,null,null,null,null,null,null,null,null,null,null,null,null,null,null,null," ",null,null,null,null,false,null,null,{"$error":"#N/A"},{"$error":"#N/A"},{"$error":"#N/A"},{"$error":"#N/A"},{"$error":"#N/A"},{"$error":"#N/A"},{"$error":"#N/A"},{"$error":"#N/A"},{"$error":"#N/A"},{"$error":"#N/A"}]
[null,null,null,null,null,null,null,null,null,null,null,null,null,null,null,null,{"$f":"IF(OR(ISERROR(E29993),ISERROR(G29993)),\"  \",E29993&\" \"&G29993)","v":" "},null,null,null,null,false,null,null,{"$error":"#N/A"},{"$error":"#N/A"},{"$error":"#N/A"},{"$error":"#N/A"},{"$error":"#N/A"},{"$error":"#N/A"},{"$error":"#N/A"},{"$error":"#N/A"},{"$error":"#N/A"},{"$error":"#N/A"}]
[null,null,null,null,null,null,null,null,null,null,null,null,null,null,null,null," ",null,null,null,null,false,null,null,{"$error":"#N/A"},{"$error":"#N/A"},{"$error":"#N/A"},{"$error":"#N/A"},{"$error":"#N/A"},{"$error":"#N/A"},{"$error":"#N/A"},{"$error":"#N/A"},{"$error":"#N/A"},{"$error":"#N/A"}]
[null,null,null,null,null,null,null,null,null,null,null,null,null,null,null,null," ",null,null,null,null,false,null,null,{"$error":"#N/A"},{"$error":"#N/A"},{"$error":"#N/A"},{"$error":"#N/A"},{"$error":"#N/A"},{"$error":"#N/A"},{"$error":"#N/A"},{"$error":"#N/A"},{"$error":"#N/A"},{"$error":"#N/A"}]
[null,null,null,null,null,null,null,null,null,null,null,null,null,null,null,null," ",null,null,null,null,false,null,null,{"$error":"#N/A"},{"$error":"#N/A"},{"$error":"#N/A"},{"$error":"#N/A"},{"$error":"#N/A"},{"$error":"#N/A"},{"$error":"#N/A"},{"$error":"#N/A"},{"$error":"#N/A"},{"$error":"#N/A"}]
[null,null,null,null,null,null,null,null,null,null,null,null,null,null,null,null," ",null,null,null,null,false,null,null,{"$error":"#N/A"},{"$error":"#N/A"},{"$error":"#N/A"},{"$error":"#N/A"},{"$error":"#N/A"},{"$error":"#N/A"},{"$error":"#N/A"},{"$error":"#N/A"},{"$error":"#N/A"},{"$error":"#N/A"}]
[null,null,null,null,null,null,null,null,null,null,null,null,null,null,null,null," ",null,null,null,null,false,null,null,{"$f":"IF($V29998=TRUE,E29998,NA())","v":{"$error":"#N/A"}},{"$error":"#N/A"},{"$error":"#N/A"},{"$error":"#N/A"},{"$error":"#N/A"},{"$error":"#N/A"},{"$error":"#N/A"},{"$error":"#N/A"},{"$error":"#N/A"},{"$error":"#N/A"}]
[null,null,null,null,null,null,null,null,null,null,null,null,null,null,null,null," ",null,null,null,null,false,null,null,{"$error":"#N/A"},{"$error":"#N/A"},{"$error":"#N/A"},{"$error":"#N/A"},{"$error":"#N/A"},{"$error":"#N/A"},{"$error":"#N/A"},{"$error":"#N/A"},{"$error":"#N/A"},{"$error":"#N/A"}]
[null,null,null,null,null,null,null,null,null,null,null,null,null,null,null,null," ",null,null,null,null,false,null,null,{"$error":"#N/A"},{"$error":"#N/A"},{"$error":"#N/A"},{"$error":"#N/A"},{"$error":"#N/A"},{"$error":"#N/A"},{"$error":"#N/A"},{"$error":"#N/A"},{"$error":"#N/A"},{"$error":"#N/A"}]
[null,null,null,null,null,null,null,null,null,null,null,null,null,null,null,null," ",null,null,null,null,false,null,null,{"$error":"#N/A"},{"$error":"#N/A"},{"$error":"#N/A"},{"$error":"#N/A"},{"$error":"#N/A"},{"$error":"#N/A"},{"$error":"#N/A"},{"$error":"#N/A"},{"$error":"#N/A"},{"$error":"#N/A"}]
[null,null,null,null,null,null,null,null,null,null,null,null,null,null,null,null," ",null,null,null,null,false,null,null,{"$error":"#N/A"},{"$error":"#N/A"},{"$error":"#N/A"},{"$error":"#N/A"},{"$error":"#N/A"},{"$error":"#N/A"},{"$error":"#N/A"},{"$error":"#N/A"},{"$error":"#N/A"},{"$error":"#N/A"}]

{"sheet":"DataInput","index":5,"n_rows":20182,"n_cols":12,"rows_kept":4500,"cut":true,"hidden":true,"merged":[],"bounds":{"rows_first":2000,"rows_last":500,"rows_between":2000,"halvings":0}}
[]
[null,"Last date updated",null,"2016-07-18"]
[]
[null,"Region","cpID","Name","DB/DNSP","Season","reconciled","Year","Percentile","MW","divFactor"]
[]
[]
[]
[]
[]
[]
[null,"QLD","GreaterTownsville","Greater Townsville Loop","Ergon","Summer","Non-Coincident",2017,"POE10",298.44638207647603,0.901680762729545]
[null,"QLD","GreaterTownsville","Greater Townsville Loop","Ergon","Summer","Non-Coincident",2018,"POE10",295.29058604073401,0.907497782921871]
[null,"QLD","GreaterTownsville","Greater Townsville Loop","Ergon","Summer","Non-Coincident",2019,"POE10",293.45855206882499,0.90840545086618296]
[null,"QLD","GreaterTownsville","Greater Townsville Loop","Ergon","Summer","Non-Coincident",2020,"POE10",294.54142032102902,0.90859173398284598]
[null,"QLD","GreaterTownsville","Greater Townsville Loop","Ergon","Summer","Non-Coincident",2021,"POE10",294.35035440915902,0.90352413417496902]
[null,"QLD","GreaterTownsville","Greater Townsville Loop","Ergon","Summer","Non-Coincident",2022,"POE10",294.793853497378,0.90362483780665204]
[null,"QLD","GreaterTownsville","Greater Townsville Loop","Ergon","Summer","Non-Coincident",2023,"POE10",293.28401097846802,0.90362345928457699]
[null,"QLD","GreaterTownsville","Greater Townsville Loop","Ergon","Summer","Non-Coincident",2024,"POE10",298.24097210708402,0.90362917589403302]
[null,"QLD","GreaterTownsville","Greater Townsville Loop","Ergon","Summer","Non-Coincident",2025,"POE10",302.62854499025701,0.90352632452287296]
[null,"QLD","GreaterTownsville","Greater Townsville Loop","Ergon","Summer","Non-Coincident",2026,"POE10",303.799739284341,0.90352513343318697]
[null,"QLD","GreaterTownsville","Greater Townsville Loop","Ergon","Summer","Non-Coincident",2017,"POE50",270.44396994961301,0.91681800581009498]
[null,"QLD","GreaterTownsville","Greater Townsville Loop","Ergon","Summer","Non-Coincident",2018,"POE50",266.75398131459099,0.920094206488836]
[null,"QLD","GreaterTownsville","Greater Townsville Loop","Ergon","Summer","Non-Coincident",2019,"POE50",262.90263390049398,0.91692646114393295]
[null,"QLD","GreaterTownsville","Greater Townsville Loop","Ergon","Summer","Non-Coincident",2020,"POE50",264.31875745924998,0.92274691849430601]
[null,"QLD","GreaterTownsville","Greater Townsville Loop","Ergon","Summer","Non-Coincident",2021,"POE50",261.77218256214599,0.91896686145246698]
[null,"QLD","GreaterTownsville","Greater Townsville Loop","Ergon","Summer","Non-Coincident",2022,"POE50",262.72982860639098,0.91910608242749103]
[null,"QLD","GreaterTownsville","Greater Townsville Loop","Ergon","Summer","Non-Coincident",2023,"POE50",265.083537547417,0.91912866487533895]
[null,"QLD","GreaterTownsville","Greater Townsville Loop","Ergon","Summer","Non-Coincident",2024,"POE50",268.20295184350903,0.91916042785613195]
[null,"QLD","GreaterTownsville","Greater Townsville Loop","Ergon","Summer","Non-Coincident",2025,"POE50",270.24900629703802,0.91908438525346003]
[null,"QLD","GreaterTownsville","Greater Townsville Loop","Ergon","Summer","Non-Coincident",2026,"POE50",271.70062822971198,0.91911762175832701]
[null,"QLD","GreaterTownsville","Greater Townsville Loop","Ergon","Winter","Non-Coincident",2016,"POE10",195.39190976866701,0.94738703891328901]
[null,"QLD","GreaterTownsville","Greater Townsville Loop","Ergon","Winter","Non-Coincident",2017,"POE10",195.70676520641001,0.97534685192187298]
[null,"QLD","GreaterTownsville","Greater Townsville Loop","Ergon","Winter","Non-Coincident",2018,"POE10",201.262620715384,0.989672080260804]
[null,"QLD","GreaterTownsville","Greater Townsville Loop","Ergon","Winter","Non-Coincident",2019,"POE10",209.46303982067499,0.97640328136025201]
[null,"QLD","GreaterTownsville","Greater Townsville Loop","Ergon","Winter","Non-Coincident",2020,"POE10",217.35113477331299,0.95032582136902699]
[null,"QLD","GreaterTownsville","Greater Townsville Loop","Ergon","Winter","Non-Coincident",2021,"POE10",216.962478379771,0.95076494846763204]
[null,"QLD","GreaterTownsville","Greater Townsville Loop","Ergon","Winter","Non-Coincident",2022,"POE10",222.122028314375,0.95117336980974998]
[null,"QLD","GreaterTownsville","Greater Townsville Loop","Ergon","Winter","Non-Coincident",2023,"POE10",226.69791375319599,0.95146691936588002]
[null,"QLD","GreaterTownsville","Greater Townsville Loop","Ergon","Winter","Non-Coincident",2024,"POE10",238.07113021182801,0.95183445476927198]
[null,"QLD","GreaterTownsville","Greater Townsville Loop","Ergon","Winter","Non-Coincident",2025,"POE10",243.74636535618501,0.95216694567541305]
[null,"QLD","GreaterTownsville","Greater Townsville Loop","Ergon","Winter","Non-Coincident",2016,"POE50",191.31332289000301,0.96844541973540899]
[null,"QLD","GreaterTownsville","Greater Townsville Loop","Ergon","Winter","Non-Coincident",2017,"POE50",191.50022285898399,0.99636650249652703]
[null,"QLD","GreaterTownsville","Greater Townsville Loop","Ergon","Winter","Non-Coincident",2018,"POE50",196.334529929192,1]
[null,"QLD","GreaterTownsville","Greater Townsville Loop","Ergon","Winter","Non-Coincident",2019,"POE50",201.44500801430701,0.99303236671250095]
[null,"QLD","GreaterTownsville","Greater Townsville Loop","Ergon","Winter","Non-Coincident",2020,"POE50",207.755377686614,0.97140067258914797]
[null,"QLD","GreaterTownsville","Greater Townsville Loop","Ergon","Winter","Non-Coincident",2021,"POE50",209.282518649547,0.97182285306389504]
[null,"QLD","GreaterTownsville","Greater Townsville Loop","Ergon","Winter","Non-Coincident",2022,"POE50",214.133981183652,0.97220810739998298]
[null,"QLD","GreaterTownsville","Greater Townsville Loop","Ergon","Winter","Non-Coincident",2023,"POE50",218.35808246634099,0.97247530694353201]
[null,"QLD","GreaterTownsville","Greater Townsville Loop","Ergon","Winter","Non-Coincident",2024,"POE50",226.287020249032,0.972821907441898]
[null,"QLD","GreaterTownsville","Greater Townsville Loop","Ergon","Winter","Non-Coincident",2025,"POE50",230.67324348151601,0.973132688627806]
[null,"QLD","QABM","Abermain 33","Energex","Summer","Non-Coincident",2017,"POE10",99.690236589893402,0.98599199056558595]
[null,"QLD","QABM","Abermain 33","Energex","Summer","Non-Coincident",2018,"POE10",99.874631690393201,0.99235292844478495]
[null,"QLD","QABM","Abermain 33","Energex","Summer","Non-Coincident",2019,"POE10",101.071946887469,0.99334546744548002]
[null,"QLD","QABM","Abermain 33","Energex","Summer","Non-Coincident",2020,"POE10",105.73509357922801,0.99354916887574096]
[null,"QLD","QABM","Abermain 33","Energex","Summer","Non-Coincident",2021,"POE10",106.302344587882,0.98800772557508498]
[null,"QLD","QABM","Abermain 33","Energex","Summer","Non-Coincident",2022,"POE10",107.71504114608599,0.98811784545161296]
[null,"QLD","QABM","Abermain 33","Energex","Summer","Non-Coincident",2023,"POE10",108.154844597958,0.98811633803149201]
[null,"QLD","QABM","Abermain 33","Energex","Summer","Non-Coincident",2024,"POE10",110.728555074398,0.98812258916977702]
[null,"QLD","QABM","Abermain 33","Energex","Summer","Non-Coincident",2025,"POE10",113.074797571939,0.98801012073041905]
[null,"QLD","QABM","Abermain 33","Energex","Summer","Non-Coincident",2026,"POE10",113.99180762507299,0.98800881826846398]
[null,"QLD","QABM","Abermain 33","Energex","Summer","Non-Coincident",2017,"POE50",91.828871704897594,1]
[null,"QLD","QABM","Abermain 33","Energex","Summer","Non-Coincident",2018,"POE50",92.050058706118804,1]
[null,"QLD","QABM","Abermain 33","Energex","Summer","Non-Coincident",2019,"POE50",92.107920500244106,1]
[null,"QLD","QABM","Abermain 33","Energex","Summer","Non-Coincident",2020,"POE50",97.378613337461502,1]
[null,"QLD","QABM","Abermain 33","Energex","Summer","Non-Coincident",2021,"POE50",96.5462908071746,1]
[null,"QLD","QABM","Abermain 33","Energex","Summer","Non-Coincident",2022,"POE50",98.019187050761801,1]
[null,"QLD","QABM","Abermain 33","Energex","Summer","Non-Coincident",2023,"POE50",99.784629474279797,1]
[null,"QLD","QABM","Abermain 33","Energex","Summer","Non-Coincident",2024,"POE50",101.794498838032,1]
[null,"QLD","QABM","Abermain 33","Energex","Summer","Non-Coincident",2025,"POE50",103.133541011055,1]
[null,"QLD","QABM","Abermain 33","Energex","Summer","Non-Coincident",2026,"POE50",104.00184630371901,1]
[null,"QLD","QABM","Abermain 33","Energex","Winter","Non-Coincident",2016,"POE10",74.583215094915502,1]
[null,"QLD","QABM","Abermain 33","Energex","Winter","Non-Coincident",2017,"POE10",77.195151331621702,1]
[null,"QLD","QABM","Abermain 33","Energex","Winter","Non-Coincident",2018,"POE10",79.807187943024601,1]
[null,"QLD","QABM","Abermain 33","Energex","Winter","Non-Coincident",2019,"POE10",80.312584915642603,1]
[null,"QLD","QABM","Abermain 33","Energex","Winter","Non-Coincident",2020,"POE10",83.503322915512598,1]
[null,"QLD","QABM","Abermain 33","Energex","Winter","Non-Coincident",2021,"POE10",82.801605697137404,1]
[null,"QLD","QABM","Abermain 33","Energex","Winter","Non-Coincident",2022,"POE10",84.232533810243496,1]
[null,"QLD","QABM","Abermain 33","Energex","Winter","Non-Coincident",2023,"POE10",85.442659606107497,1]
[null,"QLD","QABM","Abermain 33","Energex","Winter","Non-Coincident",2024,"POE10",89.223935693111301,1]
[null,"QLD","QABM","Abermain 33","Energex","Winter","Non-Coincident",2025,"POE10",90.872392675009294,1]
[null,"QLD","QABM","Abermain 33","Energex","Winter","Non-Coincident",2016,"POE50",72.845536121411797,1]
[null,"QLD","QABM","Abermain 33","Energex","Winter","Non-Coincident",2017,"POE50",75.346320020213597,1]
[null,"QLD","QABM","Abermain 33","Energex","Winter","Non-Coincident",2018,"POE50",76.816203542144706,1]
[null,"QLD","QABM","Abermain 33","Energex","Winter","Non-Coincident",2019,"POE50",76.673585775314095,1]
[null,"QLD","QABM","Abermain 33","Energex","Winter","Non-Coincident",2020,"POE50",79.7852613617261,1]
[null,"QLD","QABM","Abermain 33","Energex","Winter","Non-Coincident",2021,"POE50",79.8565103420745,1]
[null,"QLD","QABM","Abermain 33","Energex","Winter","Non-Coincident",2022,"POE50",81.210176796675597,1]
[null,"QLD","QABM","Abermain 33","Energex","Winter","Non-Coincident",2023,"POE50",82.331854218528505,1]
[null,"QLD","QABM","Abermain 33","Energex","Winter","Non-Coincident",2024,"POE50",84.871828977316497,1]
[null,"QLD","QABM","Abermain 33","Energex","Winter","Non-Coincident",2025,"POE50",86.099135324243207,1]
[null,"QLD","QABRQMRXloop","Abermain - Middle Ridge Loop","Energex","Summer","Non-Coincident",2017,"POE10",100.47702017842001,0.93627789661870797]
[null,"QLD","QABRQMRXloop","Abermain - Middle Ridge Loop","Energex","Summer","Non-Coincident",2018,"POE10",102.840744933984,0.94231811357284601]
[null,"QLD","QABRQMRXloop","Abermain - Middle Ridge Loop","Energex","Summer","Non-Coincident",2019,"POE10",105.48448671125,0.94326060837683401]
[null,"QLD","QABRQMRXloop","Abermain - Middle Ridge Loop","Energex","Summer","Non-Coincident",2020,"POE10",109.000290432067,0.94345403910293302]
[null,"QLD","QABRQMRXloop","Abermain - Middle Ridge Loop","Energex","Summer","Non-Coincident",2021,"POE10",111.850293520845,0.93819199749669902]
[null,"QLD","QABRQMRXloop","Abermain - Middle Ridge Loop","Energex","Summer","Non-Coincident",2022,"POE10",114.710175983243,0.93829656508686099]
[null,"QLD","QABRQMRXloop","Abermain - Middle Ridge Loop","Energex","Summer","Non-Coincident",2023,"POE10",116.545126950887,0.93829513367144002]
[null,"QLD","QABRQMRXloop","Abermain - Middle Ridge Loop","Energex","Summer","Non-Coincident",2024,"POE10",120.702811753069,0.93830106962493698]
[null,"QLD","QABRQMRXloop","Abermain - Middle Ridge Loop","Energex","Summer","Non-Coincident",2025,"POE10",124.409322554401,0.93819427188738402]
[null,"QLD","QABRQMRXloop","Abermain - Middle Ridge Loop","Energex","Summer","Non-Coincident",2026,"POE10",126.53505244360301,0.938193035096059]
[null,"QLD","QABRQMRXloop","Abermain - Middle Ridge Loop","Energex","Summer","Non-Coincident",2017,"POE50",92.889239086416396,0.95199594972340096]
[null,"QLD","QABRQMRXloop","Abermain - Middle Ridge Loop","Energex","Summer","Non-Coincident",2018,"POE50",94.876518474330993,0.95539785692513202]
[null,"QLD","QABRQMRXloop","Abermain - Middle Ridge Loop","Energex","Summer","Non-Coincident",2019,"POE50",96.582723979776603,0.95210856644546005]
[null,"QLD","QABRQMRXloop","Abermain - Middle Ridge Loop","Energex","Summer","Non-Coincident",2020,"POE50",100.019309336988,0.95815235244004004]
[null,"QLD","QABRQMRXloop","Abermain - Middle Ridge Loop","Energex","Summer","Non-Coincident",2021,"POE50",101.732915953294,0.95422725610603598]
[null,"QLD","QABRQMRXloop","Abermain - Middle Ridge Loop","Energex","Summer","Non-Coincident",2022,"POE50",104.550905282331,0.95437181893475298]
[null,"QLD","QABRQMRXloop","Abermain - Middle Ridge Loop","Energex","Summer","Non-Coincident",2023,"POE50",107.68947927211801,0.95439526786218498]
[null,"QLD","QABRQMRXloop","Abermain - Middle Ridge Loop","Energex","Summer","Non-Coincident",2024,"POE50",110.900269430357,0.95442824957597605]
[null,"QLD","QABRQMRXloop","Abermain - Middle Ridge Loop","Energex","Summer","Non-Coincident",2025,"POE50",113.409711347035,0.95434928924874396]
[null,"QLD","QABRQMRXloop","Abermain - Middle Ridge Loop","Energex","Summer","Non-Coincident",2026,"POE50",115.392744226761,0.95438380102514497]
[null,"QLD","QABRQMRXloop","Abermain - Middle Ridge Loop","Energex","Winter","Non-Coincident",2016,"POE10",84.345273616267207,1]
[null,"QLD","QABRQMRXloop","Abermain - Middle Ridge Loop","Energex","Winter","Non-Coincident",2017,"POE10",90.548017821661006,1]
[null,"QLD","QABRQMRXloop","Abermain - Middle Ridge Loop","Energex","Winter","Non-Coincident",2018,"POE10",97.467728213630195,1]
[null,"QLD","QABRQMRXloop","Abermain - Middle Ridge Loop","Energex","Winter","Non-Coincident",2019,"POE10",102.92568660601501,1]
[null,"QLD","QABRQMRXloop","Abermain - Middle Ridge Loop","Energex","Winter","Non-Coincident",2020,"POE10",106.550192711221,1]
[null,"QLD","QABRQMRXloop","Abermain - Middle Ridge Loop","Energex","Winter","Non-Coincident",2021,"POE10",108.69146905012499,1]
[null,"QLD","QABRQMRXloop","Abermain - Middle Ridge Loop","Energex","Winter","Non-Coincident",2022,"POE10",113.31165009825401,1]
[null,"QLD","QABRQMRXloop","Abermain - Middle Ridge Loop","Energex","Winter","Non-Coincident",2023,"POE10",117.336962977087,1]
[null,"QLD","QABRQMRXloop","Abermain - Middle Ridge Loop","Energex","Winter","Non-Coincident",2024,"POE10",124.61145378862599,1]
[null,"QLD","QABRQMRXloop","Abermain - Middle Ridge Loop","Energex","Winter","Non-Coincident",2025,"POE10",128.59387438297401,1]
[null,"QLD","QABRQMRXloop","Abermain - Middle Ridge Loop","Energex","Winter","Non-Coincident",2016,"POE50",83.4670191913536,1]
[null,"QLD","QABRQMRXloop","Abermain - Middle Ridge Loop","Energex","Winter","Non-Coincident",2017,"POE50",89.567231421217301,1]
[null,"QLD","QABRQMRXloop","Abermain - Middle Ridge Loop","Energex","Winter","Non-Coincident",2018,"POE50",95.123575888332198,1]
[null,"QLD","QABRQMRXloop","Abermain - Middle Ridge Loop","Energex","Winter","Non-Coincident",2019,"POE50",99.721227300816693,1]
[null,"QLD","QABRQMRXloop","Abermain - Middle Ridge Loop","Energex","Winter","Non-Coincident",2020,"POE50",103.158655197871,1]
[null,"QLD","QABRQMRXloop","Abermain - Middle Ridge Loop","Energex","Winter","Non-Coincident",2021,"POE50",106.22064018805099,1]
[null,"QLD","QABRQMRXloop","Abermain - Middle Ridge Loop","Energex","Winter","Non-Coincident",2022,"POE50",110.687585847554,1]
[null,"QLD","QABRQMRXloop","Abermain - Middle Ridge Loop","Energex","Winter","Non-Coincident",2023,"POE50",114.529665159975,1]
[null,"QLD","QABRQMRXloop","Abermain - Middle Ridge Loop","Energex","Winter","Non-Coincident",2024,"POE50",120.025475390365,1]
[null,"QLD","QABRQMRXloop","Abermain - Middle Ridge Loop","Energex","Winter","Non-Coincident",2025,"POE50",123.314454957717,1]
[null,"QLD","QAGW","Ashgrove West 33","Energex","Summer","Non-Coincident",2017,"POE10",79.133351092195198,0.97634141106888905]
[null,"QLD","QAGW","Ashgrove West 33","Energex","Summer","Non-Coincident",2018,"POE10",79.260088817995793,0.982640090088721]
[null,"QLD","QAGW","Ashgrove West 33","Energex","Summer","Non-Coincident",2019,"POE10",79.591867381582503,0.98362291442984295]
[null,"QLD","QAGW","Ashgrove West 33","Energex","Summer","Non-Coincident",2020,"POE10",80.553567608167299,0.983824622094572]
[null,"QLD","QAGW","Ashgrove West 33","Energex","Summer","Non-Coincident",2021,"POE10",80.993479484299996,0.97833741669808805]
[null,"QLD","QAGW","Ashgrove West 33","Energex","Summer","Non-Coincident",2022,"POE10",81.422121976146599,0.97844645875589997]
[null,"QLD","QAGW","Ashgrove West 33","Energex","Summer","Non-Coincident",2023,"POE10",81.119867956438497,0.97844496608993303]
[null,"QLD","QAGW","Ashgrove West 33","Energex","Summer","Non-Coincident",2024,"POE10",82.414189938277801,0.97845115604404198]
[null,"QLD","QAGW","Ashgrove West 33","Energex","Summer","Non-Coincident",2025,"POE10",83.356978051309994,0.97833978841039604]
[null,"QLD","QAGW","Ashgrove West 33","Energex","Summer","Non-Coincident",2026,"POE10",83.224590783904901,0.978338498696528]
[null,"QLD","QAGW","Ashgrove West 33","Energex","Summer","Non-Coincident",2017,"POE50",71.4325046677872,0.99273204274236204]
[null,"QLD","QAGW","Ashgrove West 33","Energex","Summer","Non-Coincident",2018,"POE50",71.333110516709297,0.99627951821909699]
[null,"QLD","QAGW","Ashgrove West 33","Energex","Summer","Non-Coincident",2019,"POE50",71.024264510653197,0.99284947835600101]
[null,"QLD","QAGW","Ashgrove West 33","Energex","Summer","Non-Coincident",2020,"POE50",71.9667850315262,0.99915187913621395]
[null,"QLD","QAGW","Ashgrove West 33","Energex","Summer","Non-Coincident",2021,"POE50",71.649032823308602,0.99505882716183502]
[null,"QLD","QAGW","Ashgrove West 33","Energex","Summer","Non-Coincident",2022,"POE50",72.099254286597201,0.99520957586228798]
[null,"QLD","QAGW","Ashgrove West 33","Energex","Summer","Non-Coincident",2023,"POE50",72.740818541474198,0.99523402817391404]
[null,"QLD","QAGW","Ashgrove West 33","Energex","Summer","Non-Coincident",2024,"POE50",73.397589290147906,0.99526842118169301]
[null,"QLD","QAGW","Ashgrove West 33","Energex","Summer","Non-Coincident",2025,"POE50",73.566642123323305,0.99518608212660498]
[null,"QLD","QAGW","Ashgrove West 33","Energex","Summer","Non-Coincident",2026,"POE50",73.387654668952706,0.99522207066867296]
[null,"QLD","QAGW","Ashgrove West 33","Energex","Winter","Non-Coincident",2016,"POE10",60.598883154433601,1]
[null,"QLD","QAGW","Ashgrove West 33","Energex","Winter","Non-Coincident",2017,"POE10",60.762726653807199,1]
[null,"QLD","QAGW","Ashgrove West 33","Energex","Winter","Non-Coincident",2018,"POE10",61.575428814605701,1]
[null,"QLD","QAGW","Ashgrove West 33","Energex","Winter","Non-Coincident",2019,"POE10",61.324916877469001,1]
[null,"QLD","QAGW","Ashgrove West 33","Energex","Winter","Non-Coincident",2020,"POE10",60.005592725119399,1]
[null,"QLD","QAGW","Ashgrove West 33","Energex","Winter","Non-Coincident",2021,"POE10",58.001115156622099,1]
[null,"QLD","QAGW","Ashgrove West 33","Energex","Winter","Non-Coincident",2022,"POE10",57.448527591912899,1]
[null,"QLD","QAGW","Ashgrove West 33","Energex","Winter","Non-Coincident",2023,"POE10",56.678108594211601,1]
[null,"QLD","QAGW","Ashgrove West 33","Energex","Winter","Non-Coincident",2024,"POE10",57.512212351440702,1]
[null,"QLD","QAGW","Ashgrove West 33","Energex","Winter","Non-Coincident",2025,"POE10",56.873242870692202,1]
[null,"QLD","QAGW","Ashgrove West 33","Energex","Winter","Non-Coincident",2016,"POE50",58.295611231677803,1]
[null,"QLD","QAGW","Ashgrove West 33","Energex","Winter","Non-Coincident",2017,"POE50",58.386937271763898,1]
[null,"QLD","QAGW","Ashgrove West 33","Energex","Winter","Non-Coincident",2018,"POE50",58.349425781122903,1]
[null,"QLD","QAGW","Ashgrove West 33","Energex","Winter","Non-Coincident",2019,"POE50",57.663984933559803,1]
[null,"QLD","QAGW","Ashgrove West 33","Energex","Winter","Non-Coincident",2020,"POE50",56.358447093297698,1]
[null,"QLD","QAGW","Ashgrove West 33","Energex","Winter","Non-Coincident",2021,"POE50",54.965353795000603,1]
[null,"QLD","QAGW","Ashgrove West 33","Energex","Winter","Non-Coincident",2022,"POE50",54.3974463946059,1]
[null,"QLD","QAGW","Ashgrove West 33","Energex","Winter","Non-Coincident",2023,"POE50",53.607274413324397,1]
[null,"QLD","QAGW","Ashgrove West 33","Energex","Winter","Non-Coincident",2024,"POE50",53.661889395928597,1]
[null,"QLD","QAGW","Ashgrove West 33","Energex","Winter","Non-Coincident",2025,"POE50",52.817004608854901,1]
[null,"QLD","QALC","Alligator Creek 33","Ergon","Summer","Non-Coincident",2017,"POE10",35.5794128780297,0.53171787092652401]
[null,"QLD","QALC","Alligator Creek 33","Ergon","Summer","Non-Coincident",2018,"POE10",35.646312139738299,0.53514814660683996]
[null,"QLD","QALC","Alligator Creek 33","Ergon","Summer","Non-Coincident",2019,"POE10",35.805489065475399,0.53568339509700102]
[null,"QLD","QALC","Alligator Creek 33","Ergon","Summer","Non-Coincident",2020,"POE10",36.248212391510798,0.53579324557432695]
[null,"QLD","QALC","Alligator Creek 33","Ergon","Summer","Non-Coincident",2021,"POE10",36.456317946836101,0.53280490037286599]
[null,"QLD","QALC","Alligator Creek 33","Ergon","Summer","Non-Coincident",2022,"POE10",36.659465523972102,0.53286428493871996]
[null,"QLD","QALC","Alligator Creek 33","Ergon","Summer","Non-Coincident",2023,"POE10",36.533556047543598,0.53286347202925899]
[null,"QLD","QALC","Alligator Creek 33","Ergon","Summer","Non-Coincident",2024,"POE10",37.126818882491001,0.53286684309309196]
[null,"QLD","QALC","Alligator Creek 33","Ergon","Summer","Non-Coincident",2025,"POE10",37.562005667584799,0.53280619201307]
[null,"QLD","QALC","Alligator Creek 33","Ergon","Summer","Non-Coincident",2026,"POE10",37.512808612066003,0.53280548963180796]
[null,"QLD","QALC","Alligator Creek 33","Ergon","Summer","Non-Coincident",2017,"POE50",32.319184345464897,0.540644248193487]
[null,"QLD","QALC","Alligator Creek 33","Ergon","Summer","Non-Coincident",2018,"POE50",32.347713014788503,0.54257621183475901]
[null,"QLD","QALC","Alligator Creek 33","Ergon","Summer","Non-Coincident",2019,"POE50",32.281174145954601,0.540708203909948]
[null,"QLD","QALC","Alligator Creek 33","Ergon","Summer","Non-Coincident",2020,"POE50",32.7843894688219,0.54414050646988099]
[null,"QLD","QALC","Alligator Creek 33","Ergon","Summer","Non-Coincident",2021,"POE50",32.714480235759503,0.54191142056126795]
[null,"QLD","QALC","Alligator Creek 33","Ergon","Summer","Non-Coincident",2022,"POE50",32.9957073133709,0.541993518664597]
[null,"QLD","QALC","Alligator Creek 33","Ergon","Summer","Non-Coincident",2023,"POE50",33.365998408576097,0.54200683545207495]
[null,"QLD","QALC","Alligator Creek 33","Ergon","Summer","Non-Coincident",2024,"POE50",33.744990693953,0.54202556596648699]
[null,"QLD","QALC","Alligator Creek 33","Ergon","Summer","Non-Coincident",2025,"POE50",33.900986905517101,0.54198072391987395]
[null,"QLD","QALC","Alligator Creek 33","Ergon","Summer","Non-Coincident",2026,"POE50",33.896950828111798,0.54200032336608095]
[null,"QLD","QALC","Alligator Creek 33","Ergon","Winter","Non-Coincident",2016,"POE10",21.6431443465572,0.610162658910122]
[null,"QLD","QALC","Alligator Creek 33","Ergon","Winter","Non-Coincident",2017,"POE10",21.850011000477199,0.628170118530338]
[null,"QLD","QALC","Alligator Creek 33","Ergon","Winter","Non-Coincident",2018,"POE10",22.607293274230301,0.63739625215235096]
[null,"QLD","QALC","Alligator Creek 33","Ergon","Winter","Non-Coincident",2019,"POE10",23.6252798816877,0.62885050972062895]
[null,"QLD","QALC","Alligator Creek 33","Ergon","Winter","Non-Coincident",2020,"POE10",24.5656567511388,0.61205537565998203]
[null,"QLD","QALC","Alligator Creek 33","Ergon","Winter","Non-Coincident",2021,"POE10",24.521842294201001,0.61233819455772798]
[null,"QLD","QALC","Alligator Creek 33","Ergon","Winter","Non-Coincident",2022,"POE10",25.0540450632096,0.61260123747664796]
[null,"QLD","QALC","Alligator Creek 33","Ergon","Winter","Non-Coincident",2023,"POE10",25.467830433042,0.61279029745987901]
[null,"QLD","QALC","Alligator Creek 33","Ergon","Winter","Non-Coincident",2024,"POE10",26.5879563330917,0.61302700787469999]
[null,"QLD","QALC","Alligator Creek 33","Ergon","Winter","Non-Coincident",2025,"POE10",27.012733914909301,0.613241147953697]
[null,"QLD","QALC","Alligator Creek 33","Ergon","Winter","Non-Coincident",2016,"POE50",20.0896061215023,0.62372526543417195]
[null,"QLD","QALC","Alligator Creek 33","Ergon","Winter","Non-Coincident",2017,"POE50",20.276987776928401,0.641707780918779]
[null,"QLD","QALC","Alligator Creek 33","Ergon","Winter","Non-Coincident",2018,"POE50",20.826752541090698,0.64702511172246002]
[null,"QLD","QALC","Alligator Creek 33","Ergon","Winter","Non-Coincident",2019,"POE50",21.562515078509801,0.63956043767722204]
[null,"QLD","QALC","Alligator Creek 33","Ergon","Winter","Non-Coincident",2020,"POE50",22.289450394540999,0.62562858990973003]
[null,"QLD","QALC","Alligator Creek 33","Ergon","Winter","Non-Coincident",2021,"POE50",22.457710876730498,0.62590049436950201]
[null,"QLD","QALC","Alligator Creek 33","Ergon","Winter","Non-Coincident",2022,"POE50",22.934847030091099,0.62614861662620303]
[null,"QLD","QALC","Alligator Creek 33","Ergon","Winter","Non-Coincident",2023,"POE50",23.295654222286998,0.62632070593844302]
[null,"QLD","QALC","Alligator Creek 33","Ergon","Winter","Non-Coincident",2024,"POE50",24.000180408175702,0.62654393327107005]
[null,"QLD","QALC","Alligator Creek 33","Ergon","Winter","Non-Coincident",2025,"POE50",24.277233798889199,0.62674409124974695]
[null,"QLD","QALG","Algester","Energex","Summer","Non-Coincident",2017,"POE10",73.868149774212995,1]
[null,"QLD","QALG","Algester","Energex","Summer","Non-Coincident",2018,"POE10",74.349911291952097,1]
[null,"QLD","QALG","Algester","Energex","Summer","Non-Coincident",2019,"POE10",74.718636822876803,1]
[null,"QLD","QALG","Algester","Energex","Summer","Non-Coincident",2020,"POE10",75.614022415503996,1]
[null,"QLD","QALG","Algester","Energex","Summer","Non-Coincident",2021,"POE10",75.571719109496499,1]
[null,"QLD","QALG","Algester","Energex","Summer","Non-Coincident",2022,"POE10",75.946053230258798,1]
[null,"QLD","QALG","Algester","Energex","Summer","Non-Coincident",2023,"POE10",75.627108182180393,1]
[null,"QLD","QALG","Algester","Energex","Summer","Non-Coincident",2024,"POE10",76.794684672658903,1]
[null,"QLD","QALG","Algester","Energex","Summer","Non-Coincident",2025,"POE10",77.622616685036903,1]
[null,"QLD","QALG","Algester","Energex","Summer","Non-Coincident",2026,"POE10",77.455990663565501,1]
[null,"QLD","QALG","Algester","Energex","Summer","Non-Coincident",2017,"POE50",69.069229678049894,1]
[null,"QLD","QALG","Algester","Energex","Summer","Non-Coincident",2018,"POE50",69.246373498701104,1]
[null,"QLD","QALG","Algester","Energex","Summer","Non-Coincident",2019,"POE50",68.735854690083798,1]
[null,"QLD","QALG","Algester","Energex","Summer","Non-Coincident",2020,"POE50",70.111826698004705,1]
[null,"QLD","QALG","Algester","Energex","Summer","Non-Coincident",2021,"POE50",69.529644757997701,1]
[null,"QLD","QALG","Algester","Energex","Summer","Non-Coincident",2022,"POE50",69.987910838450901,1]
[null,"QLD","QALG","Algester","Energex","Summer","Non-Coincident",2023,"POE50",70.620335495889904,1]
[null,"QLD","QALG","Algester","Energex","Summer","Non-Coincident",2024,"POE50",71.266330534974301,1]
[null,"QLD","QALG","Algester","Energex","Summer","Non-Coincident",2025,"POE50",71.428826536684994,1]
[null,"QLD","QALG","Algester","Energex","Summer","Non-Coincident",2026,"POE50",71.2603128115082,1]
[null,"QLD","QALG","Algester","Energex","Winter","Non-Coincident",2016,"POE10",59.197256234737303,1]
[null,"QLD","QALG","Algester","Energex","Winter","Non-Coincident",2017,"POE10",60.744310157986099,1]
[null,"QLD","QALG","Algester","Energex","Winter","Non-Coincident",2018,"POE10",63.026935953663298,1]
[null,"QLD","QALG","Algester","Energex","Winter","Non-Coincident",2019,"POE10",64.286127040053799,1]
[null,"QLD","QALG","Algester","Energex","Winter","Non-Coincident",2020,"POE10",64.424662064805602,1]
[null,"QLD","QALG","Algester","Energex","Winter","Non-Coincident",2021,"POE10",63.769770884161296,1]
[null,"QLD","QALG","Algester","Energex","Winter","Non-Coincident",2022,"POE10",64.661011778543397,1]
[null,"QLD","QALG","Algester","Energex","Winter","Non-Coincident",2023,"POE10",65.278179918170196,1]
[null,"QLD","QALG","Algester","Energex","Winter","Non-Coincident",2024,"POE10",67.740714151343099,1]
[null,"QLD","QALG","Algester","Energex","Winter","Non-Coincident",2025,"POE10",68.459322239857897,1]
[null,"QLD","QALG","Algester","Energex","Winter","Non-Coincident",2016,"POE50",58.154498964451598,1]
[null,"QLD","QALG","Algester","Energex","Winter","Non-Coincident",2017,"POE50",59.560187491328499,1]
[null,"QLD","QALG","Algester","Energex","Winter","Non-Coincident",2018,"POE50",60.8996171330283,1]
[null,"QLD","QALG","Algester","Energex","Winter","Non-Coincident",2019,"POE50",61.598392813054502,1]
[null,"QLD","QALG","Algester","Energex","Winter","Non-Coincident",2020,"POE50",61.627684860872499,1]
[null,"QLD","QALG","Algester","Energex","Winter","Non-Coincident",2021,"POE50",61.524589575320299,1]
[null,"QLD","QALG","Algester","Energex","Winter","Non-Coincident",2022,"POE50",62.316733189841102,1]
[null,"QLD","QALG","Algester","Energex","Winter","Non-Coincident",2023,"POE50",62.831739555157398,1]
[null,"QLD","QALG","Algester","Energex","Winter","Non-Coincident",2024,"POE50",64.3217483652179,1]
[null,"QLD","QALG","Algester","Energex","Winter","Non-Coincident",2025,"POE50",64.708167461280695,1]
[null,"QLD","QALH","Alligator Creek 132","Ergon","Summer","Non-Coincident",2017,"POE10",42.735142022648503,0.57470953656258605]
[null,"QLD","QALH","Alligator Creek 132","Ergon","Summer","Non-Coincident",2018,"POE10",42.815496059409199,0.57841716471335902]
[null,"QLD","QALH","Alligator Creek 132","Ergon","Summer","Non-Coincident",2019,"POE10",43.006686637832303,0.578995690334832]
[null,"QLD","QALH","Alligator Creek 132","Ergon","Summer","Non-Coincident",2020,"POE10",43.538450449667103,0.57911442269341395]
[null,"QLD","QALH","Alligator Creek 132","Ergon","Summer","Non-Coincident",2021,"POE10",43.7884101803972,0.57588445699219004]
[null,"QLD","QALH","Alligator Creek 132","Ergon","Summer","Non-Coincident",2022,"POE10",44.032414784695298,0.575948643054361]
[null,"QLD","QALH","Alligator Creek 132","Ergon","Summer","Non-Coincident",2023,"POE10",43.881182402766598,0.57594776441769102]
[null,"QLD","QALH","Alligator Creek 132","Ergon","Summer","Non-Coincident",2024,"POE10",44.593762219503603,0.57595140804646405]
[null,"QLD","QALH","Alligator Creek 132","Ergon","Summer","Non-Coincident",2025,"POE10",45.116473741785398,0.57588585306703199]
[null,"QLD","QALH","Alligator Creek 132","Ergon","Summer","Non-Coincident",2026,"POE10",45.057382177742298,0.57588509389524001]
[null,"QLD","QALH","Alligator Creek 132","Ergon","Summer","Non-Coincident",2017,"POE50",39.6148899292103,0.58435764963679904]
[null,"QLD","QALH","Alligator Creek 132","Ergon","Summer","Non-Coincident",2018,"POE50",39.649858636433898,0.58644582080734298]
[null,"QLD","QALH","Alligator Creek 132","Ergon","Summer","Non-Coincident",2019,"POE50",39.5682993391233,0.58442677644666796]
[null,"QLD","QALH","Alligator Creek 132","Ergon","Summer","Non-Coincident",2020,"POE50",40.185110067172403,0.58813659535895102]
[null,"QLD","QALH","Alligator Creek 132","Ergon","Summer","Non-Coincident",2021,"POE50",40.099419582437498,0.58572727831405902]
[null,"QLD","QALH","Alligator Creek 132","Ergon","Summer","Non-Coincident",2022,"POE50",40.444130624820303,0.58581601440042497]
[null,"QLD","QALH","Alligator Creek 132","Ergon","Summer","Non-Coincident",2023,"POE50",40.898010921473897,0.58583040790716601]
[null,"QLD","QALH","Alligator Creek 132","Ergon","Summer","Non-Coincident",2024,"POE50",41.362556607675003,0.58585065286383597]
[null,"QLD","QALH","Alligator Creek 132","Ergon","Summer","Non-Coincident",2025,"POE50",41.553767273279298,0.58580218514582905]
[null,"QLD","QALH","Alligator Creek 132","Ergon","Summer","Non-Coincident",2026,"POE50",41.548820095143597,0.58582336929114798]
[null,"QLD","QALH","Alligator Creek 132","Ergon","Winter","Non-Coincident",2016,"POE10",45.716406874262297,0.79484035882977799]
[null,"QLD","QALH","Alligator Creek 132","Ergon","Winter","Non-Coincident",2017,"POE10",44.193445538318699,0.81829812940477697]
[null,"QLD","QALH","Alligator Creek 132","Ergon","Winter","Non-Coincident",2018,"POE10",45.724835531605699,0.83031673338134804]
[null,"QLD","QALH","Alligator Creek 132","Ergon","Winter","Non-Coincident",2019,"POE10",47.783504925517001,0.81918445433787201]
[null,"QLD","QALH","Alligator Creek 132","Ergon","Winter","Non-Coincident",2020,"POE10",49.6851303771369,0.79730594343849404]
[null,"QLD","QALH","Alligator Creek 132","Ergon","Winter","Non-Coincident",2021,"POE10",49.596162573979598,0.79767436302446104]
[null,"QLD","QALH","Alligator Creek 132","Ergon","Winter","Non-Coincident",2022,"POE10",50.672188816721302,0.79801702104361105]
[null,"QLD","QALH","Alligator Creek 132","Ergon","Winter","Non-Coincident",2023,"POE10",51.508688589982597,0.79826330374006504]
[null,"QLD","QALH","Alligator Creek 132","Ergon","Winter","Non-Coincident",2024,"POE10",53.773732979525398,0.79857165920611595]
[null,"QLD","QALH","Alligator Creek 132","Ergon","Winter","Non-Coincident",2025,"POE10",54.632417029169403,0.79885061298138305]
[null,"QLD","QALH","Alligator Creek 132","Ergon","Winter","Non-Coincident",2016,"POE50",41.054318282253199,0.81250795431242995]
[null,"QLD","QALH","Alligator Creek 132","Ergon","Winter","Non-Coincident",2017,"POE50",39.477770102834299,0.835933230919782]
[null,"QLD","QALH","Alligator Creek 132","Ergon","Winter","Non-Coincident",2018,"POE50",40.547847091554601,0.84285995621556398]
[null,"QLD","QALH","Alligator Creek 132","Ergon","Winter","Non-Coincident",2019,"POE50",41.980036542830199,0.83313595211596503]
[null,"QLD","QALH","Alligator Creek 132","Ergon","Winter","Non-Coincident",2020,"POE50",43.394972229397297,0.81498735728314597]
[null,"QLD","QALH","Alligator Creek 132","Ergon","Winter","Non-Coincident",2021,"POE50",43.722209422317903,0.81534155896234894]
[null,"QLD","QALH","Alligator Creek 132","Ergon","Winter","Non-Coincident",2022,"POE50",44.650766019090398,0.81566478028812195]
[null,"QLD","QALH","Alligator Creek 132","Ergon","Winter","Non-Coincident",2023,"POE50",45.352822613110902,0.81588895580704901]
[null,"QLD","QALH","Alligator Creek 132","Ergon","Winter","Non-Coincident",2024,"POE50",46.724020668454003,0.81617974727154696]
[null,"QLD","QALH","Alligator Creek 132","Ergon","Winter","Non-Coincident",2025,"POE50",47.262984957221299,0.816440486989506]
[null,"QLD","QASF","Alan Sherriff","Ergon","Summer","Non-Coincident",2017,"POE10",20.893728126316201,0.86174532061907705]
[null,"QLD","QASF","Alan Sherriff","Ergon","Summer","Non-Coincident",2018,"POE10",20.469734746042199,0.86730470497979995]
[null,"QLD","QASF","Alan Sherriff","Ergon","Summer","Non-Coincident",2019,"POE10",20.149542629391402,0.86817217230972199]
[null,"QLD","QASF","Alan Sherriff","Ergon","Summer","Non-Coincident",2020,"POE10",20.0854398480692,0.86835020494691495]
[null,"QLD","QASF","Alan Sherriff","Ergon","Summer","Non-Coincident",2021,"POE10",20.0757571152715,0.86350704914087495]
[null,"QLD","QASF","Alan Sherriff","Ergon","Summer","Non-Coincident",2022,"POE10",20.122684884593699,0.86360329260858404]
[null,"QLD","QASF","Alan Sherriff","Ergon","Summer","Non-Coincident",2023,"POE10",20.0498110982873,0.86360197514125403]
[null,"QLD","QASF","Alan Sherriff","Ergon","Summer","Non-Coincident",2024,"POE10",20.4331263938526,0.86360743856206901]
[null,"QLD","QASF","Alan Sherriff","Ergon","Summer","Non-Coincident",2025,"POE10",20.792330708579801,0.86350914247826605]
[null,"QLD","QASF","Alan Sherriff","Ergon","Summer","Non-Coincident",2026,"POE10",20.944455418532499,0.86350800414194495]
[null,"QLD","QASF","Alan Sherriff","Ergon","Summer","Non-Coincident",2017,"POE50",19.761566476514901,0.87621213518463303]
[null,"QLD","QASF","Alan Sherriff","Ergon","Summer","Non-Coincident",2018,"POE50",19.374830616375,0.87934323293120897]
[null,"QLD","QASF","Alan Sherriff","Ergon","Summer","Non-Coincident",2019,"POE50",18.978201027572499,0.87631578703159896]
[null,"QLD","QASF","Alan Sherriff","Ergon","Summer","Non-Coincident",2020,"POE50",19.086159966733401,0.88187845631863504]
[null,"QLD","QASF","Alan Sherriff","Ergon","Summer","Non-Coincident",2021,"POE50",18.956644505507398,0.87826581800791304]
[null,"QLD","QASF","Alan Sherriff","Ergon","Summer","Non-Coincident",2022,"POE50",19.083210202168999,0.878398872885779]
[null,"QLD","QASF","Alan Sherriff","Ergon","Summer","Non-Coincident",2023,"POE50",19.314816405536199,0.87842045515698397]
[null,"QLD","QASF","Alan Sherriff","Ergon","Summer","Non-Coincident",2024,"POE50",19.606438627120401,0.878450811355318]
[null,"QLD","QASF","Alan Sherriff","Ergon","Summer","Non-Coincident",2025,"POE50",19.823670185875201,0.87837813667961295]
[null,"QLD","QASF","Alan Sherriff","Ergon","Summer","Non-Coincident",2026,"POE50",20.0007303039508,0.87840990113963802]
[null,"QLD","QASF","Alan Sherriff","Ergon","Winter","Non-Coincident",2016,"POE10",17.393658320857501,0.875527717685609]
[null,"QLD","QASF","Alan Sherriff","Ergon","Winter","Non-Coincident",2017,"POE10",17.837695968383201,0.90136677845469104]
[null,"QLD","QASF","Alan Sherriff","Ergon","Winter","Non-Coincident",2018,"POE10",18.743334086554398,0.91460543800749206]
[null,"QLD","QASF","Alan Sherriff","Ergon","Winter","Non-Coincident",2019,"POE10",19.887687567766299,0.90234307770419397]
[null,"QLD","QASF","Alan Sherriff","Ergon","Winter","Non-Coincident",2020,"POE10",20.991606864465101,0.87824359344763903]
[null,"QLD","QASF","Alan Sherriff","Ergon","Winter","Non-Coincident",2021,"POE10",21.265922883998702,0.87864941274917496]
[null,"QLD","QASF","Alan Sherriff","Ergon","Winter","Non-Coincident",2022,"POE10",22.045983769998799,0.87902685532631697]
[null,"QLD","QASF","Alan Sherriff","Ergon","Winter","Non-Coincident",2023,"POE10",22.7338715161988,0.87929813914417598]
[null,"QLD","QASF","Alan Sherriff","Ergon","Winter","Non-Coincident",2024,"POE10",24.071775711830501,0.879637796981663]
[null,"QLD","QASF","Alan Sherriff","Ergon","Winter","Non-Coincident",2025,"POE10",24.799777617341601,0.87994506844754505]
[null,"QLD","QASF","Alan Sherriff","Ergon","Winter","Non-Coincident",2016,"POE50",16.915664886653101,0.89498882000393198]
[null,"QLD","QASF","Alan Sherriff","Ergon","Winter","Non-Coincident",2017,"POE50",17.346789671761499,0.92079208821540504]
[null,"QLD","QASF","Alan Sherriff","Ergon","Winter","Non-Coincident",2018,"POE50",18.0978673367044,0.92842197253353498]
[null,"QLD","QASF","Alan Sherriff","Ergon","Winter","Non-Coincident",2019,"POE50",19.027901652521901,0.91771084668101499]
[null,"QLD","QASF","Alan Sherriff","Ergon","Winter","Non-Coincident",2020,"POE50",19.969864511463499,0.89771991688402697]
[null,"QLD","QASF","Alan Sherriff","Ergon","Winter","Non-Coincident",2021,"POE50",20.423359731549699,0.89811007496338002]
[null,"QLD","QASF","Alan Sherriff","Ergon","Winter","Non-Coincident",2022,"POE50",21.166451233280899,0.89846610775225]
[null,"QLD","QASF","Alan Sherriff","Ergon","Winter","Non-Coincident",2023,"POE50",21.813479379790898,0.89871304020637999]
[null,"QLD","QASF","Alan Sherriff","Ergon","Winter","Non-Coincident",2024,"POE50",22.796718972969401,0.89903335105170401]
[null,"QLD","QASF","Alan Sherriff","Ergon","Winter","Non-Coincident",2025,"POE50",23.387153254334802,0.89932055947996103]
[null,"QLD","QBBS","Belmont Wecker Road 33","Energex","Summer","Non-Coincident",2017,"POE10",141.87847979721101,1]
[null,"QLD","QBBS","Belmont Wecker Road 33","Energex","Summer","Non-Coincident",2018,"POE10",144.61694166896601,1]
[null,"QLD","QBBS","Belmont Wecker Road 33","Energex","Summer","Non-Coincident",2019,"POE10",148.392310258847,1]
[null,"QLD","QBBS","Belmont Wecker Road 33","Energex","Summer","Non-Coincident",2020,"POE10",153.25160983751601,1]
[null,"QLD","QBBS","Belmont Wecker Road 33","Energex","Summer","Non-Coincident",2021,"POE10",154.78461700032699,1]
[null,"QLD","QBBS","Belmont Wecker Road 33","Energex","Summer","Non-Coincident",2022,"POE10",157.17224438455699,1]
[null,"QLD","QBBS","Belmont Wecker Road 33","Energex","Summer","Non-Coincident",2023,"POE10",158.11989861927799,1]
[null,"QLD","QBBS","Belmont Wecker Road 33","Energex","Summer","Non-Coincident",2024,"POE10",162.189934637231,1]
[null,"QLD","QBBS","Belmont Wecker Road 33","Energex","Summer","Non-Coincident",2025,"POE10",165.58267575604199,1]
[null,"QLD","QBBS","Belmont Wecker Road 33","Energex","Summer","Non-Coincident",2026,"POE10",166.86598890859599,1]
[null,"QLD","QBBS","Belmont Wecker Road 33","Energex","Summer","Non-Coincident",2017,"POE50",133.40514008148,1]
[null,"QLD","QBBS","Belmont Wecker Road 33","Energex","Summer","Non-Coincident",2018,"POE50",135.71076329827599,1]
[null,"QLD","QBBS","Belmont Wecker Road 33","Energex","Summer","Non-Coincident",2019,"POE50",138.09039132029901,1]
[null,"QLD","QBBS","Belmont Wecker Road 33","Energex","Summer","Non-Coincident",2020,"POE50",144.298700249219,1]
[null,"QLD","QBBS","Belmont Wecker Road 33","Energex","Summer","Non-Coincident",2021,"POE50",145.058598549518,1]
[null,"QLD","QBBS","Belmont Wecker Road 33","Energex","Summer","Non-Coincident",2022,"POE50",147.985942455832,1]
[null,"QLD","QBBS","Belmont Wecker Road 33","Energex","Summer","Non-Coincident",2023,"POE50",151.31201418952301,1]
[null,"QLD","QBBS","Belmont Wecker Road 33","Energex","Summer","Non-Coincident",2024,"POE50",154.705836537198,1]
[null,"QLD","QBBS","Belmont Wecker Road 33","Energex","Summer","Non-Coincident",2025,"POE50",157.07700566848399,1]
[null,"QLD","QBBS","Belmont Wecker Road 33","Energex","Summer","Non-Coincident",2026,"POE50",158.92015593855001,1]
[null,"QLD","QBBS","Belmont Wecker Road 33","Energex","Winter","Non-Coincident",2016,"POE10",106.981598859442,1]
[null,"QLD","QBBS","Belmont Wecker Road 33","Energex","Winter","Non-Coincident",2017,"POE10",111.706934262996,1]
[null,"QLD","QBBS","Belmont Wecker Road 33","Energex","Winter","Non-Coincident",2018,"POE10",116.245275899015,1]
[null,"QLD","QBBS","Belmont Wecker Road 33","Energex","Winter","Non-Coincident",2019,"POE10",120.435026626397,1]
[null,"QLD","QBBS","Belmont Wecker Road 33","Energex","Winter","Non-Coincident",2020,"POE10",122.47529971438,1]
[null,"QLD","QBBS","Belmont Wecker Road 33","Energex","Winter","Non-Coincident",2021,"POE10",121.23925273858499,1]
[null,"QLD","QBBS","Belmont Wecker Road 33","Energex","Winter","Non-Coincident",2022,"POE10",122.82586575866399,1]
[null,"QLD","QBBS","Belmont Wecker Road 33","Energex","Winter","Non-Coincident",2023,"POE10",123.77659840834001,1]
[null,"QLD","QBBS","Belmont Wecker Road 33","Energex","Winter","Non-Coincident",2024,"POE10",128.1045493901,1]
[null,"QLD","QBBS","Belmont Wecker Road 33","Energex","Winter","Non-Coincident",2025,"POE10",129.011705328169,1]
[null,"QLD","QBBS","Belmont Wecker Road 33","Energex","Winter","Non-Coincident",2016,"POE50",103.555640440489,1]
[null,"QLD","QBBS","Belmont Wecker Road 33","Energex","Winter","Non-Coincident",2017,"POE50",108.51149982865,1]
[null,"QLD","QBBS","Belmont Wecker Road 33","Energex","Winter","Non-Coincident",2018,"POE50",111.804867160811,1]
[null,"QLD","QBBS","Belmont Wecker Road 33","Energex","Winter","Non-Coincident",2019,"POE50",115.480436036532,1]
[null,"QLD","QBBS","Belmont Wecker Road 33","Energex","Winter","Non-Coincident",2020,"POE50",117.84633203175299,1]
[null,"QLD","QBBS","Belmont Wecker Road 33","Energex","Winter","Non-Coincident",2021,"POE50",118.190673674298,1]
[null,"QLD","QBBS","Belmont Wecker Road 33","Energex","Winter","Non-Coincident",2022,"POE50",120.13980663834,1]
[null,"QLD","QBBS","Belmont Wecker Road 33","Energex","Winter","Non-Coincident",2023,"POE50",121.443807816176,1]
[null,"QLD","QBBS","Belmont Wecker Road 33","Energex","Winter","Non-Coincident",2024,"POE50",124.52268215850501,1]
[null,"QLD","QBBS","Belmont Wecker Road 33","Energex","Winter","Non-Coincident",2025,"POE50",125.354288750263,1]
[null,"QLD","QBDA","Bundamba","Energex","Summer","Non-Coincident",2017,"POE10",35.897595303168202,0.98801470228448796]
[null,"QLD","QBDA","Bundamba","Energex","Summer","Non-Coincident",2018,"POE10",36.469512779718102,0.99438868929969804]
[null,"QLD","QBDA","Bundamba","Energex","Summer","Non-Coincident",2019,"POE10",37.139038075317004,0.99538326444296499]
[null,"QLD","QBDA","Bundamba","Energex","Summer","Non-Coincident",2020,"POE10",38.1111875519696,0.99558738375620504]
[null,"QLD","QBDA","Bundamba","Energex","Summer","Non-Coincident",2021,"POE10",38.845870766981001,0.99003457247040205]
[null,"QLD","QBDA","Bundamba","Energex","Summer","Non-Coincident",2022,"POE10",39.581090545867397,0.99014491825217799]
[null,"QLD","QBDA","Bundamba","Energex","Summer","Non-Coincident",2023,"POE10",39.962121602709203,0.99014340773966203]
[null,"QLD","QBDA","Bundamba","Energex","Summer","Non-Coincident",2024,"POE10",41.136430525848702,0.99014967170183499]
[null,"QLD","QBDA","Bundamba","Energex","Summer","Non-Coincident",2025,"POE10",42.150144819409,0.99003697253927403]
[null,"QLD","QBDA","Bundamba","Energex","Summer","Non-Coincident",2026,"POE10",42.625770579235002,0.99003566740538496]
[null,"QLD","QBDA","Bundamba","Energex","Summer","Non-Coincident",2017,"POE50",33.851996617111901,1]
[null,"QLD","QBDA","Bundamba","Energex","Summer","Non-Coincident",2018,"POE50",34.345478700699402,1]
[null,"QLD","QBDA","Bundamba","Energex","Summer","Non-Coincident",2019,"POE50",34.497471255421203,1]
[null,"QLD","QBDA","Bundamba","Energex","Summer","Non-Coincident",2020,"POE50",35.6057817270095,1]
[null,"QLD","QBDA","Bundamba","Energex","Summer","Non-Coincident",2021,"POE50",35.730291665864598,1]
[null,"QLD","QBDA","Bundamba","Energex","Summer","Non-Coincident",2022,"POE50",36.391915042283401,1]
[null,"QLD","QBDA","Bundamba","Energex","Summer","Non-Coincident",2023,"POE50",37.154160923657003,1]
[null,"QLD","QBDA","Bundamba","Energex","Summer","Non-Coincident",2024,"POE50",37.934438332837097,1]
[null,"QLD","QBDA","Bundamba","Energex","Summer","Non-Coincident",2025,"POE50",38.465227352577898,1]
[null,"QLD","QBDA","Bundamba","Energex","Summer","Non-Coincident",2026,"POE50",38.820587682152002,1]
[null,"QLD","QBDA","Bundamba","Energex","Winter","Non-Coincident",2016,"POE10",34.091428510609198,1]
[null,"QLD","QBDA","Bundamba","Energex","Winter","Non-Coincident",2017,"POE10",35.652175112073998,1]
[null,"QLD","QBDA","Bundamba","Energex","Winter","Non-Coincident",2018,"POE10",37.659681277709304,1]
[null,"QLD","QBDA","Bundamba","Energex","Winter","Non-Coincident",2019,"POE10",39.065033754113401,1]
[null,"QLD","QBDA","Bundamba","Energex","Winter","Non-Coincident",2020,"POE10",39.775180933616198,1]
[null,"QLD","QBDA","Bundamba","Energex","Winter","Non-Coincident",2021,"POE10",39.962342162733997,1]
[null,"QLD","QBDA","Bundamba","Energex","Winter","Non-Coincident",2022,"POE10",41.092257658913802,1]
[null,"QLD","QBDA","Bundamba","Energex","Winter","Non-Coincident",2023,"POE10",42.033006112699297,1]
[null,"QLD","QBDA","Bundamba","Energex","Winter","Non-Coincident",2024,"POE10",44.158901836809399,1]
[null,"QLD","QBDA","Bundamba","Energex","Winter","Non-Coincident",2025,"POE10",45.144570087690397,1]
[null,"QLD","QBDA","Bundamba","Energex","Winter","Non-Coincident",2016,"POE50",32.957523506569899,1]
[null,"QLD","QBDA","Bundamba","Energex","Winter","Non-Coincident",2017,"POE50",34.3091067029182,1]
[null,"QLD","QBDA","Bundamba","Energex","Winter","Non-Coincident",2018,"POE50",35.619477110726898,1]
[null,"QLD","QBDA","Bundamba","Energex","Winter","Non-Coincident",2019,"POE50",36.542594105652597,1]
[null,"QLD","QBDA","Bundamba","Energex","Winter","Non-Coincident",2020,"POE50",37.0429177206221,1]
[null,"QLD","QBDA","Bundamba","Energex","Winter","Non-Coincident",2021,"POE50",37.430726838493598,1]
[null,"QLD","QBDA","Bundamba","Energex","Winter","Non-Coincident",2022,"POE50",38.335079733234203,1]
[null,"QLD","QBDA","Bundamba","Energex","Winter","Non-Coincident",2023,"POE50",39.044313256825902,1]
[null,"QLD","QBDA","Bundamba","Energex","Winter","Non-Coincident",2024,"POE50",40.337832407112401,1]
[null,"QLD","QBDA","Bundamba","Energex","Winter","Non-Coincident",2025,"POE50",40.916059574614501,1]
[null,"QLD","QBIL","Biloela","Ergon","Summer","Non-Coincident",2017,"POE10",40.411423102134997,0.865351852727828]
[null,"QLD","QBIL","Biloela","Ergon","Summer","Non-Coincident",2018,"POE10",41.019737913900201,0.87093450393749305]
[null,"QLD","QBIL","Biloela","Ergon","Summer","Non-Coincident",2019,"POE10",41.684269094388299,0.87180560174698196]
[null,"QLD","QBIL","Biloela","Ergon","Summer","Non-Coincident",2020,"POE10",52.687313349571198,0.87198437947719398]
[null,"QLD","QBIL","Biloela","Ergon","Summer","Non-Coincident",2021,"POE10",53.3528348818311,0.86712095434504999]
[null,"QLD","QBIL","Biloela","Ergon","Summer","Non-Coincident",2022,"POE10",53.946726431326503,0.86721760060596098]
[null,"QLD","QBIL","Biloela","Ergon","Summer","Non-Coincident",2023,"POE10",53.9878004263471,0.867216277624834]
[null,"QLD","QBIL","Biloela","Ergon","Summer","Non-Coincident",2024,"POE10",55.024230684838301,0.86722176391087702]
[null,"QLD","QBIL","Biloela","Ergon","Summer","Non-Coincident",2025,"POE10",55.760461660518203,0.86712305644336996]
[null,"QLD","QBIL","Biloela","Ergon","Summer","Non-Coincident",2026,"POE10",55.709620886799101,0.86712191334294197]
[null,"QLD","QBIL","Biloela","Ergon","Summer","Non-Coincident",2017,"POE50",37.154197412692596,0.879879213060205]
[null,"QLD","QBIL","Biloela","Ergon","Summer","Non-Coincident",2018,"POE50",37.670860991063698,0.88302341491572001]
[null,"QLD","QBIL","Biloela","Ergon","Summer","Non-Coincident",2019,"POE50",38.030174161960403,0.87998329870554004]
[null,"QLD","QBIL","Biloela","Ergon","Summer","Non-Coincident",2020,"POE50",49.030845393085599,0.88556924858942299]
[null,"QLD","QBIL","Biloela","Ergon","Summer","Non-Coincident",2021,"POE50",49.257652453793803,0.88194149085100804]
[null,"QLD","QBIL","Biloela","Ergon","Summer","Non-Coincident",2022,"POE50",49.954537336198399,0.88207510258329203]
[null,"QLD","QBIL","Biloela","Ergon","Summer","Non-Coincident",2023,"POE50",50.729069913385899,0.88209677517950602]
[null,"QLD","QBIL","Biloela","Ergon","Summer","Non-Coincident",2024,"POE50",51.458160201979098,0.88212725842303696]
[null,"QLD","QBIL","Biloela","Ergon","Summer","Non-Coincident",2025,"POE50",51.786396233084503,0.88205427959302496]
[null,"QLD","QBIL","Biloela","Ergon","Summer","Non-Coincident",2026,"POE50",51.808403232926103,0.88208617699203096]
[null,"QLD","QBIL","Biloela","Ergon","Winter","Non-Coincident",2016,"POE10",33.1800675421295,0.93657721903508695]
[null,"QLD","QBIL","Biloela","Ergon","Winter","Non-Coincident",2017,"POE10",33.486469347798398,0.96421800662951895]
[null,"QLD","QBIL","Biloela","Ergon","Winter","Non-Coincident",2018,"POE10",34.615172557642303,0.97837978209048404]
[null,"QLD","QBIL","Biloela","Ergon","Winter","Non-Coincident",2019,"POE10",36.112397639255803,0.96526238205884596]
[null,"QLD","QBIL","Biloela","Ergon","Winter","Non-Coincident",2020,"POE10",48.661468424162301,0.93948246956807002]
[null,"QLD","QBIL","Biloela","Ergon","Winter","Non-Coincident",2021,"POE10",48.440949551969801,0.93991658616447904]
[null,"QLD","QBIL","Biloela","Ergon","Winter","Non-Coincident",2022,"POE10",49.316962062544597,0.94032034736141701]
[null,"QLD","QBIL","Biloela","Ergon","Winter","Non-Coincident",2023,"POE10",49.9132403841759,0.94061054747566497]
[null,"QLD","QBIL","Biloela","Ergon","Winter","Non-Coincident",2024,"POE10",51.838861256353198,0.94097388924821002]
[null,"QLD","QBIL","Biloela","Ergon","Winter","Non-Coincident",2025,"POE10",52.3510048939157,0.94130258638616604]
[null,"QLD","QBIL","Biloela","Ergon","Winter","Non-Coincident",2016,"POE50",31.032730296215,0.95739532075873501]
[null,"QLD","QBIL","Biloela","Ergon","Winter","Non-Coincident",2017,"POE50",31.327282525917902,0.98499782002329395]
[null,"QLD","QBIL","Biloela","Ergon","Winter","Non-Coincident",2018,"POE50",32.159894281737401,0.99315972705591604]
[null,"QLD","QBIL","Biloela","Ergon","Winter","Non-Coincident",2019,"POE50",33.249991553754803,0.98170172719931903]
[null,"QLD","QBIL","Biloela","Ergon","Winter","Non-Coincident",2020,"POE50",45.246842788651001,0.96031685376015297]
[null,"QLD","QBIL","Biloela","Ergon","Winter","Non-Coincident",2021,"POE50",45.470283658892797,0.96073421709607398]
[null,"QLD","QBIL","Biloela","Ergon","Winter","Non-Coincident",2022,"POE50",46.277298514221599,0.96111507562579301]
[null,"QLD","QBIL","Biloela","Ergon","Winter","Non-Coincident",2023,"POE50",46.8042287130285,0.96137922638482298]
[null,"QLD","QBIL","Biloela","Ergon","Winter","Non-Coincident",2024,"POE50",47.971866420071201,0.96172187212256499]
[null,"QLD","QBIL","Biloela","Ergon","Winter","Non-Coincident",2025,"POE50",48.234296172343598,0.96202910725126101]
[null,"QLD","QBK2","Bulli Creek","Essential Energy","Summer","Non-Coincident",2017,"POE10",9.9999999999999998E-20,0]
[null,"QLD","QBK2","Bulli Creek","Essential Energy","Summer","Non-Coincident",2018,"POE10",9.9999999999999998E-20,0]
[null,"QLD","QBK2","Bulli Creek","Essential Energy","Summer","Non-Coincident",2019,"POE10",9.9999999999999998E-20,0]
[null,"QLD","QBK2","Bulli Creek","Essential Energy","Summer","Non-Coincident",2020,"POE10",9.9999999999999998E-20,0]
[null,"QLD","QBK2","Bulli Creek","Essential Energy","Summer","Non-Coincident",2021,"POE10",9.9999999999999998E-20,0]
[null,"QLD","QBK2","Bulli Creek","Essential Energy","Summer","Non-Coincident",2022,"POE10",9.9999999999999998E-20,0]
[null,"QLD","QBK2","Bulli Creek","Essential Energy","Summer","Non-Coincident",2023,"POE10",9.9999999999999998E-20,0]
[null,"QLD","QBK2","Bulli Creek","Essential Energy","Summer","Non-Coincident",2024,"POE10",9.9999999999999998E-20,0]
[null,"QLD","QBK2","Bulli Creek","Essential Energy","Summer","Non-Coincident",2025,"POE10",9.9999999999999998E-20,0]
[null,"QLD","QBK2","Bulli Creek","Essential Energy","Summer","Non-Coincident",2026,"POE10",9.9999999999999998E-20,0]
[null,"QLD","QBK2","Bulli Creek","Essential Energy","Summer","Non-Coincident",2017,"POE50",9.9999999999999998E-20,0]
[null,"QLD","QBK2","Bulli Creek","Essential Energy","Summer","Non-Coincident",2018,"POE50",9.9999999999999998E-20,0]
[null,"QLD","QBK2","Bulli Creek","Essential Energy","Summer","Non-Coincident",2019,"POE50",9.9999999999999998E-20,0]
[null,"QLD","QBK2","Bulli Creek","Essential Energy","Summer","Non-Coincident",2020,"POE50",9.9999999999999998E-20,0]
[null,"QLD","QBK2","Bulli Creek","Essential Energy","Summer","Non-Coincident",2021,"POE50",9.9999999999999998E-20,0]
[null,"QLD","QBK2","Bulli Creek","Essential Energy","Summer","Non-Coincident",2022,"POE50",9.9999999999999998E-20,0]
[null,"QLD","QBK2","Bulli Creek","Essential Energy","Summer","Non-Coincident",2023,"POE50",9.9999999999999998E-20,0]
[null,"QLD","QBK2","Bulli Creek","Essential Energy","Summer","Non-Coincident",2024,"POE50",9.9999999999999998E-20,0]
[null,"QLD","QBK2","Bulli Creek","Essential Energy","Summer","Non-Coincident",2025,"POE50",9.9999999999999998E-20,0]
[null,"QLD","QBK2","Bulli Creek","Essential Energy","Summer","Non-Coincident",2026,"POE50",9.9999999999999998E-20,0]
[null,"QLD","QBK2","Bulli Creek","Essential Energy","Winter","Non-Coincident",2016,"POE10",9.9999999999999998E-20,0]
[null,"QLD","QBK2","Bulli Creek","Essential Energy","Winter","Non-Coincident",2017,"POE10",9.9999999999999998E-20,0]
[null,"QLD","QBK2","Bulli Creek","Essential Energy","Winter","Non-Coincident",2018,"POE10",9.9999999999999998E-20,0]
[null,"QLD","QBK2","Bulli Creek","Essential Energy","Winter","Non-Coincident",2019,"POE10",9.9999999999999998E-20,0]
[null,"QLD","QBK2","Bulli Creek","Essential Energy","Winter","Non-Coincident",2020,"POE10",9.9999999999999998E-20,0]
[null,"QLD","QBK2","Bulli Creek","Essential Energy","Winter","Non-Coincident",2021,"POE10",9.9999999999999998E-20,0]
[null,"QLD","QBK2","Bulli Creek","Essential Energy","Winter","Non-Coincident",2022,"POE10",9.9999999999999998E-20,0]
[null,"QLD","QBK2","Bulli Creek","Essential Energy","Winter","Non-Coincident",2023,"POE10",9.9999999999999998E-20,0]
[null,"QLD","QBK2","Bulli Creek","Essential Energy","Winter","Non-Coincident",2024,"POE10",9.9999999999999998E-20,0]
[null,"QLD","QBK2","Bulli Creek","Essential Energy","Winter","Non-Coincident",2025,"POE10",9.9999999999999998E-20,0]
[null,"QLD","QBK2","Bulli Creek","Essential Energy","Winter","Non-Coincident",2016,"POE50",9.9999999999999998E-20,0]
[null,"QLD","QBK2","Bulli Creek","Essential Energy","Winter","Non-Coincident",2017,"POE50",9.9999999999999998E-20,0]
[null,"QLD","QBK2","Bulli Creek","Essential Energy","Winter","Non-Coincident",2018,"POE50",9.9999999999999998E-20,0]
[null,"QLD","QBK2","Bulli Creek","Essential Energy","Winter","Non-Coincident",2019,"POE50",9.9999999999999998E-20,0]
[null,"QLD","QBK2","Bulli Creek","Essential Energy","Winter","Non-Coincident",2020,"POE50",9.9999999999999998E-20,0]
[null,"QLD","QBK2","Bulli Creek","Essential Energy","Winter","Non-Coincident",2021,"POE50",9.9999999999999998E-20,0]
[null,"QLD","QBK2","Bulli Creek","Essential Energy","Winter","Non-Coincident",2022,"POE50",9.9999999999999998E-20,0]
[null,"QLD","QBK2","Bulli Creek","Essential Energy","Winter","Non-Coincident",2023,"POE50",9.9999999999999998E-20,0]
[null,"QLD","QBK2","Bulli Creek","Essential Energy","Winter","Non-Coincident",2024,"POE50",9.9999999999999998E-20,0]
[null,"QLD","QBK2","Bulli Creek","Essential Energy","Winter","Non-Coincident",2025,"POE50",9.9999999999999998E-20,0]
[null,"QLD","QBKS","Blackstone","Energex","Summer","Non-Coincident",2017,"POE10",100.494495919423,1]
[null,"QLD","QBKS","Blackstone","Energex","Summer","Non-Coincident",2018,"POE10",102.272614877515,1]
[null,"QLD","QBKS","Blackstone","Energex","Summer","Non-Coincident",2019,"POE10",106.34973972522,1]
[null,"QLD","QBKS","Blackstone","Energex","Summer","Non-Coincident",2020,"POE10",108.61194697102199,1]
[null,"QLD","QBKS","Blackstone","Energex","Summer","Non-Coincident",2021,"POE10",109.504846969882,1]
[null,"QLD","QBKS","Blackstone","Energex","Summer","Non-Coincident",2022,"POE10",110.99570134507501,1]
[null,"QLD","QBKS","Blackstone","Energex","Summer","Non-Coincident",2023,"POE10",111.463149868126,1]
[null,"QLD","QBKS","Blackstone","Energex","Summer","Non-Coincident",2024,"POE10",114.12478722192699,1]
[null,"QLD","QBKS","Blackstone","Energex","Summer","Non-Coincident",2025,"POE10",116.300704541315,1]
[null,"QLD","QBKS","Blackstone","Energex","Summer","Non-Coincident",2026,"POE10",116.989640769969,1]
[null,"QLD","QBKS","Blackstone","Energex","Summer","Non-Coincident",2017,"POE50",93.202225257896899,1]
[null,"QLD","QBKS","Blackstone","Energex","Summer","Non-Coincident",2018,"POE50",94.367560383051497,1]
[null,"QLD","QBKS","Blackstone","Energex","Summer","Non-Coincident",2019,"POE50",97.172444507669297,1]
[null,"QLD","QBKS","Blackstone","Energex","Summer","Non-Coincident",2020,"POE50",100.043849357737,1]
[null,"QLD","QBKS","Blackstone","Energex","Summer","Non-Coincident",2021,"POE50",100.100306563286,1]
[null,"QLD","QBKS","Blackstone","Energex","Summer","Non-Coincident",2022,"POE50",101.645462345208,1]
[null,"QLD","QBKS","Blackstone","Energex","Summer","Non-Coincident",2023,"POE50",103.448646382448,1]
[null,"QLD","QBKS","Blackstone","Energex","Summer","Non-Coincident",2024,"POE50",105.28281856870601,1]
[null,"QLD","QBKS","Blackstone","Energex","Summer","Non-Coincident",2025,"POE50",106.409732629982,1]
[null,"QLD","QBKS","Blackstone","Energex","Summer","Non-Coincident",2026,"POE50",107.040916380507,1]
[null,"QLD","QBKS","Blackstone","Energex","Winter","Non-Coincident",2016,"POE10",72.470918734245402,1]
[null,"QLD","QBKS","Blackstone","Energex","Winter","Non-Coincident",2017,"POE10",75.205387232053596,1]
[null,"QLD","QBKS","Blackstone","Energex","Winter","Non-Coincident",2018,"POE10",81.442765988924606,1]
[null,"QLD","QBKS","Blackstone","Energex","Winter","Non-Coincident",2019,"POE10",83.4500902595383,1]
[null,"QLD","QBKS","Blackstone","Energex","Winter","Non-Coincident",2020,"POE10",83.929131038011406,1]
[null,"QLD","QBKS","Blackstone","Energex","Winter","Non-Coincident",2021,"POE10",83.293722746909793,1]
[null,"QLD","QBKS","Blackstone","Energex","Winter","Non-Coincident",2022,"POE10",84.601981324781505,1]
[null,"QLD","QBKS","Blackstone","Energex","Winter","Non-Coincident",2023,"POE10",85.480722920449494,1]
[null,"QLD","QBKS","Blackstone","Energex","Winter","Non-Coincident",2024,"POE10",88.705553443464893,1]
[null,"QLD","QBKS","Blackstone","Energex","Winter","Non-Coincident",2025,"POE10",89.575672144998407,1]
[null,"QLD","QBKS","Blackstone","Energex","Winter","Non-Coincident",2016,"POE50",71.457372098534293,1]
[null,"QLD","QBKS","Blackstone","Energex","Winter","Non-Coincident",2017,"POE50",74.112948683624495,1]
[null,"QLD","QBKS","Blackstone","Energex","Winter","Non-Coincident",2018,"POE50",79.290461443724894,1]
[null,"QLD","QBKS","Blackstone","Energex","Winter","Non-Coincident",2019,"POE50",80.657064374391993,1]
[null,"QLD","QBKS","Blackstone","Energex","Winter","Non-Coincident",2020,"POE50",81.067100374819702,1]
[null,"QLD","QBKS","Blackstone","Energex","Winter","Non-Coincident",2021,"POE50",81.217703461566103,1]
[null,"QLD","QBKS","Blackstone","Energex","Winter","Non-Coincident",2022,"POE50",82.468515094798803,1]
[null,"QLD","QBKS","Blackstone","Energex","Winter","Non-Coincident",2023,"POE50",83.273171499635794,1]
[null,"QLD","QBKS","Blackstone","Energex","Winter","Non-Coincident",2024,"POE50",85.290630164372899,1]
[null,"QLD","QBKS","Blackstone","Energex","Winter","Non-Coincident",2025,"POE50",85.764929053423799,1]
[null,"QLD","QBLF","Bluff (Rail)","Powerlink","Summer","Non-Coincident",2017,"POE10","NA","NA"]
[null,"QLD","QBLF","Bluff (Rail)","Powerlink","Summer","Non-Coincident",2018,"POE10","NA","NA"]
[null,"QLD","QBLF","Bluff (Rail)","Powerlink","Summer","Non-Coincident",2019,"POE10","NA","NA"]
[null,"QLD","QBLF","Bluff (Rail)","Powerlink","Summer","Non-Coincident",2020,"POE10","NA","NA"]
[null,"QLD","QBLF","Bluff (Rail)","Powerlink","Summer","Non-Coincident",2021,"POE10","NA","NA"]
[null,"QLD","QBLF","Bluff (Rail)","Powerlink","Summer","Non-Coincident",2022,"POE10","NA","NA"]
[null,"QLD","QBLF","Bluff (Rail)","Powerlink","Summer","Non-Coincident",2023,"POE10","NA","NA"]
[null,"QLD","QBLF","Bluff (Rail)","Powerlink","Summer","Non-Coincident",2024,"POE10","NA","NA"]
[null,"QLD","QBLF","Bluff (Rail)","Powerlink","Summer","Non-Coincident",2025,"POE10","NA","NA"]
[null,"QLD","QBLF","Bluff (Rail)","Powerlink","Summer","Non-Coincident",2026,"POE10","NA","NA"]
[null,"QLD","QBLF","Bluff (Rail)","Powerlink","Summer","Non-Coincident",2017,"POE50","NA","NA"]
[null,"QLD","QBLF","Bluff (Rail)","Powerlink","Summer","Non-Coincident",2018,"POE50","NA","NA"]
[null,"QLD","QBLF","Bluff (Rail)","Powerlink","Summer","Non-Coincident",2019,"POE50","NA","NA"]
[null,"QLD","QBLF","Bluff (Rail)","Powerlink","Summer","Non-Coincident",2020,"POE50","NA","NA"]
[null,"QLD","QBLF","Bluff (Rail)","Powerlink","Summer","Non-Coincident",2021,"POE50","NA","NA"]
[null,"QLD","QBLF","Bluff (Rail)","Powerlink","Summer","Non-Coincident",2022,"POE50","NA","NA"]
[null,"QLD","QBLF","Bluff (Rail)","Powerlink","Summer","Non-Coincident",2023,"POE50","NA","NA"]
[null,"QLD","QBLF","Bluff (Rail)","Powerlink","Summer","Non-Coincident",2024,"POE50","NA","NA"]
[null,"QLD","QBLF","Bluff (Rail)","Powerlink","Summer","Non-Coincident",2025,"POE50","NA","NA"]
[null,"QLD","QBLF","Bluff (Rail)","Powerlink","Summer","Non-Coincident",2026,"POE50","NA","NA"]
[null,"QLD","QBLF","Bluff (Rail)","Powerlink","Winter","Non-Coincident",2016,"POE10","NA","NA"]
[null,"QLD","QBLF","Bluff (Rail)","Powerlink","Winter","Non-Coincident",2017,"POE10","NA","NA"]
[null,"QLD","QBLF","Bluff (Rail)","Powerlink","Winter","Non-Coincident",2018,"POE10","NA","NA"]
[null,"QLD","QBLF","Bluff (Rail)","Powerlink","Winter","Non-Coincident",2019,"POE10","NA","NA"]
[null,"QLD","QBLF","Bluff (Rail)","Powerlink","Winter","Non-Coincident",2020,"POE10","NA","NA"]
[null,"QLD","QBLF","Bluff (Rail)","Powerlink","Winter","Non-Coincident",2021,"POE10","NA","NA"]
[null,"QLD","QBLF","Bluff (Rail)","Powerlink","Winter","Non-Coincident",2022,"POE10","NA","NA"]
[null,"QLD","QBLF","Bluff (Rail)","Powerlink","Winter","Non-Coincident",2023,"POE10","NA","NA"]
[null,"QLD","QBLF","Bluff (Rail)","Powerlink","Winter","Non-Coincident",2024,"POE10","NA","NA"]
[null,"QLD","QBLF","Bluff (Rail)","Powerlink","Winter","Non-Coincident",2025,"POE10","NA","NA"]
[null,"QLD","QBLF","Bluff (Rail)","Powerlink","Winter","Non-Coincident",2016,"POE50","NA","NA"]
[null,"QLD","QBLF","Bluff (Rail)","Powerlink","Winter","Non-Coincident",2017,"POE50","NA","NA"]
[null,"QLD","QBLF","Bluff (Rail)","Powerlink","Winter","Non-Coincident",2018,"POE50","NA","NA"]
[null,"QLD","QBLF","Bluff (Rail)","Powerlink","Winter","Non-Coincident",2019,"POE50","NA","NA"]
[null,"QLD","QBLF","Bluff (Rail)","Powerlink","Winter","Non-Coincident",2020,"POE50","NA","NA"]
[null,"QLD","QBLF","Bluff (Rail)","Powerlink","Winter","Non-Coincident",2021,"POE50","NA","NA"]
[null,"QLD","QBLF","Bluff (Rail)","Powerlink","Winter","Non-Coincident",2022,"POE50","NA","NA"]
[null,"QLD","QBLF","Bluff (Rail)","Powerlink","Winter","Non-Coincident",2023,"POE50","NA","NA"]
[null,"QLD","QBLF","Bluff (Rail)","Powerlink","Winter","Non-Coincident",2024,"POE50","NA","NA"]
[null,"QLD","QBLF","Bluff (Rail)","Powerlink","Winter","Non-Coincident",2025,"POE50","NA","NA"]
[null,"QLD","QBLK","Bulli Creek (Waggamba)","Ergon","Summer","Non-Coincident",2017,"POE10",20.578673906661798,0.72670542298474206]
[null,"QLD","QBLK","Bulli Creek (Waggamba)","Ergon","Summer","Non-Coincident",2018,"POE10",20.580327149195799,0.73139362339236502]
[null,"QLD","QBLK","Bulli Creek (Waggamba)","Ergon","Summer","Non-Coincident",2019,"POE10",20.635021798875702,0.73212515415654]
[null,"QLD","QBLK","Bulli Creek (Waggamba)","Ergon","Summer","Non-Coincident",2020,"POE10",20.852501320497399,0.73227528816924703]
[null,"QLD","QBLK","Bulli Creek (Waggamba)","Ergon","Summer","Non-Coincident",2021,"POE10",20.934336045193898,0.72819107963988605]
[null,"QLD","QBLK","Bulli Creek (Waggamba)","Ergon","Summer","Non-Coincident",2022,"POE10",21.012896409616001,0.72827224126413603]
[null,"QLD","QBLK","Bulli Creek (Waggamba)","Ergon","Summer","Non-Coincident",2023,"POE10",20.902763787727402,0.72827113025067203]
[null,"QLD","QBLK","Bulli Creek (Waggamba)","Ergon","Summer","Non-Coincident",2024,"POE10",21.203621738060601,0.728275737525513]
[null,"QLD","QBLK","Bulli Creek (Waggamba)","Ergon","Summer","Non-Coincident",2025,"POE10",21.413131674760901,0.72819284494060599]
[null,"QLD","QBLK","Bulli Creek (Waggamba)","Ergon","Summer","Non-Coincident",2026,"POE10",21.346105778038901,0.72819188498740595]
[null,"QLD","QBLK","Bulli Creek (Waggamba)","Ergon","Summer","Non-Coincident",2017,"POE50",18.888117469321301,0.738905213742586]
[null,"QLD","QBLK","Bulli Creek (Waggamba)","Ergon","Summer","Non-Coincident",2018,"POE50",18.851157873916598,0.74154565246373605]
[null,"QLD","QBLK","Bulli Creek (Waggamba)","Ergon","Summer","Non-Coincident",2019,"POE50",18.758859139395899,0.73899262281518596]
[null,"QLD","QBLK","Bulli Creek (Waggamba)","Ergon","Summer","Non-Coincident",2020,"POE50",18.996925301993599,0.74368359338437495]
[null,"QLD","QBLK","Bulli Creek (Waggamba)","Ergon","Summer","Non-Coincident",2021,"POE50",18.902175830798601,0.74063707396748002]
[null,"QLD","QBLK","Bulli Creek (Waggamba)","Ergon","Summer","Non-Coincident",2022,"POE50",19.0099598628886,0.74074927846570704]
[null,"QLD","QBLK","Bulli Creek (Waggamba)","Ergon","Summer","Non-Coincident",2023,"POE50",19.1679765176202,0.74076747868466897]
[null,"QLD","QBLK","Bulli Creek (Waggamba)","Ergon","Summer","Non-Coincident",2024,"POE50",19.3297494898504,0.74079307791152005]
[null,"QLD","QBLK","Bulli Creek (Waggamba)","Ergon","Summer","Non-Coincident",2025,"POE50",19.362899211806099,0.740731791729066]
[null,"QLD","QBLK","Bulli Creek (Waggamba)","Ergon","Summer","Non-Coincident",2026,"POE50",19.304392887562202,0.74075857853580096]
[null,"QLD","QBLK","Bulli Creek (Waggamba)","Ergon","Winter","Non-Coincident",2016,"POE10",20.457082893490298,1]
[null,"QLD","QBLK","Bulli Creek (Waggamba)","Ergon","Winter","Non-Coincident",2017,"POE10",21.4576994935755,1]
[null,"QLD","QBLK","Bulli Creek (Waggamba)","Ergon","Winter","Non-Coincident",2018,"POE10",22.718540474667201,1]
[null,"QLD","QBLK","Bulli Creek (Waggamba)","Ergon","Winter","Non-Coincident",2019,"POE10",23.599879110265601,1]
[null,"QLD","QBLK","Bulli Creek (Waggamba)","Ergon","Winter","Non-Coincident",2020,"POE10",24.038185381314399,1]
[null,"QLD","QBLK","Bulli Creek (Waggamba)","Ergon","Winter","Non-Coincident",2021,"POE10",24.133606462561101,1]
[null,"QLD","QBLK","Bulli Creek (Waggamba)","Ergon","Winter","Non-Coincident",2022,"POE10",24.768938170490099,1]
[null,"QLD","QBLK","Bulli Creek (Waggamba)","Ergon","Winter","Non-Coincident",2023,"POE10",25.258063906272199,1]
[null,"QLD","QBLK","Bulli Creek (Waggamba)","Ergon","Winter","Non-Coincident",2024,"POE10",26.4225984369088,1]
[null,"QLD","QBLK","Bulli Creek (Waggamba)","Ergon","Winter","Non-Coincident",2025,"POE10",26.865813069548999,1]
[null,"QLD","QBLK","Bulli Creek (Waggamba)","Ergon","Winter","Non-Coincident",2016,"POE50",19.267447388087501,1]
[null,"QLD","QBLK","Bulli Creek (Waggamba)","Ergon","Winter","Non-Coincident",2017,"POE50",20.145502316485,1]
[null,"QLD","QBLK","Bulli Creek (Waggamba)","Ergon","Winter","Non-Coincident",2018,"POE50",20.998620581356001,1]
[null,"QLD","QBLK","Bulli Creek (Waggamba)","Ergon","Winter","Non-Coincident",2019,"POE50",21.6160182614306,1]
[null,"QLD","QBLK","Bulli Creek (Waggamba)","Ergon","Winter","Non-Coincident",2020,"POE50",21.969944333166801,1]
[null,"QLD","QBLK","Bulli Creek (Waggamba)","Ergon","Winter","Non-Coincident",2021,"POE50",22.239886689442201,1]
[null,"QLD","QBLK","Bulli Creek (Waggamba)","Ergon","Winter","Non-Coincident",2022,"POE50",22.797601368072399,1]
[null,"QLD","QBLK","Bulli Creek (Waggamba)","Ergon","Winter","Non-Coincident",2023,"POE50",23.218440176045,1]
[null,"QLD","QBLK","Bulli Creek (Waggamba)","Ergon","Winter","Non-Coincident",2024,"POE50",23.963932010792998,1]
[null,"QLD","QBLK","Bulli Creek (Waggamba)","Ergon","Winter","Non-Coincident",2025,"POE50",24.260317726295899,1]
[null,"QLD","QBMH","Belmont Wecker Road 110","Energex","Summer","Non-Coincident",2017,"POE10",433.23084541925499,0.99720904908626695]
[null,"QLD","QBMH","Belmont Wecker Road 110","Energex","Summer","Non-Coincident",2018,"POE10",444.377248330822,1]
[null,"QLD","QBMH","Belmont Wecker Road 110","Energex","Summer","Non-Coincident",2019,"POE10",449.55279578965502,1]
[null,"QLD","QBMH","Belmont Wecker Road 110","Energex","Summer","Non-Coincident",2020,"POE10",461.32688926661098,1]
[null,"QLD","QBMH","Belmont Wecker Road 110","Energex","Summer","Non-Coincident",2021,"POE10",464.32857304115998,0.99924771594285899]
[null,"QLD","QBMH","Belmont Wecker Road 110","Energex","Summer","Non-Coincident",2022,"POE10",468.32144108985602,0.9993590885893]
[null,"QLD","QBMH","Belmont Wecker Road 110","Energex","Summer","Non-Coincident",2023,"POE10",469.23555437938103,0.99935756402013498]
[null,"QLD","QBMH","Belmont Wecker Road 110","Energex","Summer","Non-Coincident",2024,"POE10",479.39064586679501,0.99936388627399197]
[null,"QLD","QBMH","Belmont Wecker Road 110","Energex","Summer","Non-Coincident",2025,"POE10",487.55210176722198,0.99925013834648602]
[null,"QLD","QBMH","Belmont Wecker Road 110","Energex","Summer","Non-Coincident",2026,"POE10",489.43119288680799,0.99924882106717705]
[null,"QLD","QBMH","Belmont Wecker Road 110","Energex","Summer","Non-Coincident",2017,"POE50",416.15466521099103,1]
[null,"QLD","QBMH","Belmont Wecker Road 110","Energex","Summer","Non-Coincident",2018,"POE50",426.36590704585598,1]
[null,"QLD","QBMH","Belmont Wecker Road 110","Energex","Summer","Non-Coincident",2019,"POE50",426.26852915644702,1]
[null,"QLD","QBMH","Belmont Wecker Road 110","Energex","Summer","Non-Coincident",2020,"POE50",441.335800771376,1]
[null,"QLD","QBMH","Belmont Wecker Road 110","Energex","Summer","Non-Coincident",2021,"POE50",440.68144740754002,1]
[null,"QLD","QBMH","Belmont Wecker Road 110","Energex","Summer","Non-Coincident",2022,"POE50",445.43498536019302,1]
[null,"QLD","QBMH","Belmont Wecker Road 110","Energex","Summer","Non-Coincident",2023,"POE50",452.49959270276798,1]
[null,"QLD","QBMH","Belmont Wecker Road 110","Energex","Summer","Non-Coincident",2024,"POE50",459.70448819066797,1]
[null,"QLD","QBMH","Belmont Wecker Road 110","Energex","Summer","Non-Coincident",2025,"POE50",463.82703237413898,1]
[null,"QLD","QBMH","Belmont Wecker Road 110","Energex","Summer","Non-Coincident",2026,"POE50",465.80258664441499,1]
[null,"QLD","QBMH","Belmont Wecker Road 110","Energex","Winter","Non-Coincident",2016,"POE10",378.25063760507197,0.99714019243589103]
[null,"QLD","QBMH","Belmont Wecker Road 110","Energex","Winter","Non-Coincident",2017,"POE10",391.51667755923302,1]
[null,"QLD","QBMH","Belmont Wecker Road 110","Energex","Winter","Non-Coincident",2018,"POE10",417.2130941291,1]
[null,"QLD","QBMH","Belmont Wecker Road 110","Energex","Winter","Non-Coincident",2019,"POE10",429.61862821321603,1]
[null,"QLD","QBMH","Belmont Wecker Road 110","Energex","Winter","Non-Coincident",2020,"POE10",438.14320606756303,1]
[null,"QLD","QBMH","Belmont Wecker Road 110","Energex","Winter","Non-Coincident",2021,"POE10",435.70364664099498,1]
[null,"QLD","QBMH","Belmont Wecker Road 110","Energex","Winter","Non-Coincident",2022,"POE10",444.79768867904397,1]
[null,"QLD","QBMH","Belmont Wecker Road 110","Energex","Winter","Non-Coincident",2023,"POE10",451.72071109764698,1]
[null,"QLD","QBMH","Belmont Wecker Road 110","Energex","Winter","Non-Coincident",2024,"POE10",471.182812303334,1]
[null,"QLD","QBMH","Belmont Wecker Road 110","Energex","Winter","Non-Coincident",2025,"POE10",478.28056020103202,1]
[null,"QLD","QBMH","Belmont Wecker Road 110","Energex","Winter","Non-Coincident",2016,"POE50",368.17222819390201,1]
[null,"QLD","QBMH","Belmont Wecker Road 110","Energex","Winter","Non-Coincident",2017,"POE50",381.51385421177798,1]
[null,"QLD","QBMH","Belmont Wecker Road 110","Energex","Winter","Non-Coincident",2018,"POE50",401.01699901562102,1]
[null,"QLD","QBMH","Belmont Wecker Road 110","Energex","Winter","Non-Coincident",2019,"POE50",409.53970830190798,1]
[null,"QLD","QBMH","Belmont Wecker Road 110","Energex","Winter","Non-Coincident",2020,"POE50",417.15442698908703,1]
[null,"QLD","QBMH","Belmont Wecker Road 110","Energex","Winter","Non-Coincident",2021,"POE50",418.28526136718898,1]
[null,"QLD","QBMH","Belmont Wecker Road 110","Energex","Winter","Non-Coincident",2022,"POE50",426.45178474159002,1]
[null,"QLD","QBMH","Belmont Wecker Road 110","Energex","Winter","Non-Coincident",2023,"POE50",432.375757268661,1]
[null,"QLD","QBMH","Belmont Wecker Road 110","Energex","Winter","Non-Coincident",2024,"POE50",444.67916700875401,1]
[null,"QLD","QBMH","Belmont Wecker Road 110","Energex","Winter","Non-Coincident",2025,"POE50",449.01348507926298,1]
[null,"QLD","QBNB","Bolingbroke (Rail)","Powerlink","Summer","Non-Coincident",2017,"POE10","NA","NA"]
[null,"QLD","QBNB","Bolingbroke (Rail)","Powerlink","Summer","Non-Coincident",2018,"POE10","NA","NA"]
[null,"QLD","QBNB","Bolingbroke (Rail)","Powerlink","Summer","Non-Coincident",2019,"POE10","NA","NA"]
[null,"QLD","QBNB","Bolingbroke (Rail)","Powerlink","Summer","Non-Coincident",2020,"POE10","NA","NA"]
[null,"QLD","QBNB","Bolingbroke (Rail)","Powerlink","Summer","Non-Coincident",2021,"POE10","NA","NA"]
[null,"QLD","QBNB","Bolingbroke (Rail)","Powerlink","Summer","Non-Coincident",2022,"POE10","NA","NA"]
[null,"QLD","QBNB","Bolingbroke (Rail)","Powerlink","Summer","Non-Coincident",2023,"POE10","NA","NA"]
[null,"QLD","QBNB","Bolingbroke (Rail)","Powerlink","Summer","Non-Coincident",2024,"POE10","NA","NA"]
[null,"QLD","QBNB","Bolingbroke (Rail)","Powerlink","Summer","Non-Coincident",2025,"POE10","NA","NA"]
[null,"QLD","QBNB","Bolingbroke (Rail)","Powerlink","Summer","Non-Coincident",2026,"POE10","NA","NA"]
[null,"QLD","QBNB","Bolingbroke (Rail)","Powerlink","Summer","Non-Coincident",2017,"POE50","NA","NA"]
[null,"QLD","QBNB","Bolingbroke (Rail)","Powerlink","Summer","Non-Coincident",2018,"POE50","NA","NA"]
[null,"QLD","QBNB","Bolingbroke (Rail)","Powerlink","Summer","Non-Coincident",2019,"POE50","NA","NA"]
[null,"QLD","QBNB","Bolingbroke (Rail)","Powerlink","Summer","Non-Coincident",2020,"POE50","NA","NA"]
[null,"QLD","QBNB","Bolingbroke (Rail)","Powerlink","Summer","Non-Coincident",2021,"POE50","NA","NA"]
[null,"QLD","QBNB","Bolingbroke (Rail)","Powerlink","Summer","Non-Coincident",2022,"POE50","NA","NA"]
[null,"QLD","QBNB","Bolingbroke (Rail)","Powerlink","Summer","Non-Coincident",2023,"POE50","NA","NA"]
[null,"QLD","QBNB","Bolingbroke (Rail)","Powerlink","Summer","Non-Coincident",2024,"POE50","NA","NA"]
[null,"QLD","QBNB","Bolingbroke (Rail)","Powerlink","Summer","Non-Coincident",2025,"POE50","NA","NA"]
[null,"QLD","QBNB","Bolingbroke (Rail)","Powerlink","Summer","Non-Coincident",2026,"POE50","NA","NA"]
[null,"QLD","QBNB","Bolingbroke (Rail)","Powerlink","Winter","Non-Coincident",2016,"POE10","NA","NA"]
[null,"QLD","QBNB","Bolingbroke (Rail)","Powerlink","Winter","Non-Coincident",2017,"POE10","NA","NA"]
[null,"QLD","QBNB","Bolingbroke (Rail)","Powerlink","Winter","Non-Coincident",2018,"POE10","NA","NA"]
[null,"QLD","QBNB","Bolingbroke (Rail)","Powerlink","Winter","Non-Coincident",2019,"POE10","NA","NA"]
[null,"QLD","QBNB","Bolingbroke (Rail)","Powerlink","Winter","Non-Coincident",2020,"POE10","NA","NA"]
[null,"QLD","QBNB","Bolingbroke (Rail)","Powerlink","Winter","Non-Coincident",2021,"POE10","NA","NA"]
[null,"QLD","QBNB","Bolingbroke (Rail)","Powerlink","Winter","Non-Coincident",2022,"POE10","NA","NA"]
[null,"QLD","QBNB","Bolingbroke (Rail)","Powerlink","Winter","Non-Coincident",2023,"POE10","NA","NA"]
[null,"QLD","QBNB","Bolingbroke (Rail)","Powerlink","Winter","Non-Coincident",2024,"POE10","NA","NA"]
[null,"QLD","QBNB","Bolingbroke (Rail)","Powerlink","Winter","Non-Coincident",2025,"POE10","NA","NA"]
[null,"QLD","QBNB","Bolingbroke (Rail)","Powerlink","Winter","Non-Coincident",2016,"POE50","NA","NA"]
[null,"QLD","QBNB","Bolingbroke (Rail)","Powerlink","Winter","Non-Coincident",2017,"POE50","NA","NA"]
[null,"QLD","QBNB","Bolingbroke (Rail)","Powerlink","Winter","Non-Coincident",2018,"POE50","NA","NA"]
[null,"QLD","QBNB","Bolingbroke (Rail)","Powerlink","Winter","Non-Coincident",2019,"POE50","NA","NA"]
[null,"QLD","QBNB","Bolingbroke (Rail)","Powerlink","Winter","Non-Coincident",2020,"POE50","NA","NA"]
[null,"QLD","QBNB","Bolingbroke (Rail)","Powerlink","Winter","Non-Coincident",2021,"POE50","NA","NA"]
[null,"QLD","QBNB","Bolingbroke (Rail)","Powerlink","Winter","Non-Coincident",2022,"POE50","NA","NA"]
[null,"QLD","QBNB","Bolingbroke (Rail)","Powerlink","Winter","Non-Coincident",2023,"POE50","NA","NA"]
[null,"QLD","QBNB","Bolingbroke (Rail)","Powerlink","Winter","Non-Coincident",2024,"POE50","NA","NA"]
[null,"QLD","QBNB","Bolingbroke (Rail)","Powerlink","Winter","Non-Coincident",2025,"POE50","NA","NA"]
[null,"QLD","QBNN","Bowen North","Ergon","Summer","Non-Coincident",2017,"POE10",40.533526452033001,0.79724931535989896]
[null,"QLD","QBNN","Bowen North","Ergon","Summer","Non-Coincident",2018,"POE10",41.737070035654703,0.80239261613491697]
[null,"QLD","QBNN","Bowen North","Ergon","Summer","Non-Coincident",2019,"POE10",41.328602597694598,0.80319515920458096]
[null,"QLD","QBNN","Bowen North","Ergon","Summer","Non-Coincident",2020,"POE10",50.854459738840603,0.80335986726242203]
[null,"QLD","QBNN","Bowen North","Ergon","Summer","Non-Coincident",2021,"POE10",50.540766920013198,0.79887919001572405]
[null,"QLD","QBNN","Bowen North","Ergon","Summer","Non-Coincident",2022,"POE10",50.213368454733299,0.79896823028888098]
[null,"QLD","QBNN","Bowen North","Ergon","Summer","Non-Coincident",2023,"POE10",49.433969308965104,0.79896701142536997]
[null,"QLD","QBNN","Bowen North","Ergon","Summer","Non-Coincident",2024,"POE10",49.619926163033597,0.79897206594484405]
[null,"QLD","QBNN","Bowen North","Ergon","Summer","Non-Coincident",2025,"POE10",51.389466304883797,0.79888112668049305]
[null,"QLD","QBNN","Bowen North","Ergon","Summer","Non-Coincident",2026,"POE10",50.698952321922697,0.79888007354120605]
[null,"QLD","QBNN","Bowen North","Ergon","Summer","Non-Coincident",2017,"POE50",39.153437332034102,0.81063338340397295]
[null,"QLD","QBNN","Bowen North","Ergon","Summer","Non-Coincident",2018,"POE50",40.336414478538302,0.81353013894769799]
[null,"QLD","QBNN","Bowen North","Ergon","Summer","Non-Coincident",2019,"POE50",39.685214956533898,0.81072927758761604]
[null,"QLD","QBNN","Bowen North","Ergon","Summer","Non-Coincident",2020,"POE50",49.302236826530802,0.81587561743368298]
[null,"QLD","QBNN","Bowen North","Ergon","Summer","Non-Coincident",2021,"POE50",48.621249796807099,0.81253336148989996]
[null,"QLD","QBNN","Bowen North","Ergon","Summer","Non-Coincident",2022,"POE50",48.458412456881703,0.81265645807974596]
[null,"QLD","QBNN","Bowen North","Ergon","Summer","Non-Coincident",2023,"POE50",48.4149086868239,0.81267642505900295]
[null,"QLD","QBNN","Bowen North","Ergon","Summer","Non-Coincident",2024,"POE50",48.3708413354017,0.81270450929428595]
[null,"QLD","QBNN","Bowen North","Ergon","Summer","Non-Coincident",2025,"POE50",49.798010321790301,0.81263727384308804]
[null,"QLD","QBNN","Bowen North","Ergon","Summer","Non-Coincident",2026,"POE50",49.195411999144902,0.81266666094087903]
[null,"QLD","QBNN","Bowen North","Ergon","Winter","Non-Coincident",2016,"POE10",24.973960892136699,0.73829710367977697]
[null,"QLD","QBNN","Bowen North","Ergon","Winter","Non-Coincident",2017,"POE10",42.095806680740402,0.76008613827259097]
[null,"QLD","QBNN","Bowen North","Ergon","Winter","Non-Coincident",2018,"POE10",45.022048466814503,0.77124976428579395]
[null,"QLD","QBNN","Bowen North","Ergon","Winter","Non-Coincident",2019,"POE10",46.709215280146701,0.76090941193220496]
[null,"QLD","QBNN","Bowen North","Ergon","Winter","Non-Coincident",2020,"POE10",58.928992140540402,0.74058729183551197]
[null,"QLD","QBNN","Bowen North","Ergon","Winter","Non-Coincident",2021,"POE10",58.470843905898597,0.74092950283453496]
[null,"QLD","QBNN","Bowen North","Ergon","Winter","Non-Coincident",2022,"POE10",59.379142371567198,0.74124778488989396]
[null,"QLD","QBNN","Bowen North","Ergon","Winter","Non-Coincident",2023,"POE10",59.993167083634397,0.74147654755834502]
[null,"QLD","QBNN","Bowen North","Ergon","Winter","Non-Coincident",2024,"POE10",62.248995381671499,0.74176296727138602]
[null,"QLD","QBNN","Bowen North","Ergon","Winter","Non-Coincident",2025,"POE10",64.996706849576995,0.742022076867486]
[null,"QLD","QBNN","Bowen North","Ergon","Winter","Non-Coincident",2016,"POE50",23.583849347256798,0.75470786393990297]
[null,"QLD","QBNN","Bowen North","Ergon","Winter","Non-Coincident",2017,"POE50",40.712839592645302,0.77646671611692097]
[null,"QLD","QBNN","Bowen North","Ergon","Winter","Non-Coincident",2018,"POE50",43.303458701049102,0.78290068888522801]
[null,"QLD","QBNN","Bowen North","Ergon","Winter","Non-Coincident",2019,"POE50",44.530446066809802,0.77386842978671599]
[null,"QLD","QBNN","Bowen North","Ergon","Winter","Non-Coincident",2020,"POE50",56.191912742171901,0.75701088744871103]
[null,"QLD","QBNN","Bowen North","Ergon","Winter","Non-Coincident",2021,"POE50",56.3006998631109,0.75733989197266205]
[null,"QLD","QBNN","Bowen North","Ergon","Winter","Non-Coincident",2022,"POE50",57.174763508290901,0.75764012001973402]
[null,"QLD","QBNN","Bowen North","Ergon","Winter","Non-Coincident",2023,"POE50",57.747060044968997,0.75784834816832003]
[null,"QLD","QBNN","Bowen North","Ergon","Winter","Non-Coincident",2024,"POE50",59.156431982862301,0.75811845334557704]
[null,"QLD","QBNN","Bowen North","Ergon","Winter","Non-Coincident",2025,"POE50",61.572427917939699,0.75836064459372599]
[null,"QLD","QBOH","Boyne Island 275","Powerlink","Summer","Non-Coincident",2017,"POE10","NA","NA"]
[null,"QLD","QBOH","Boyne Island 275","Powerlink","Summer","Non-Coincident",2018,"POE10","NA","NA"]
[null,"QLD","QBOH","Boyne Island 275","Powerlink","Summer","Non-Coincident",2019,"POE10","NA","NA"]
[null,"QLD","QBOH","Boyne Island 275","Powerlink","Summer","Non-Coincident",2020,"POE10","NA","NA"]
[null,"QLD","QBOH","Boyne Island 275","Powerlink","Summer","Non-Coincident",2021,"POE10","NA","NA"]
[null,"QLD","QBOH","Boyne Island 275","Powerlink","Summer","Non-Coincident",2022,"POE10","NA","NA"]
[null,"QLD","QBOH","Boyne Island 275","Powerlink","Summer","Non-Coincident",2023,"POE10","NA","NA"]
[null,"QLD","QBOH","Boyne Island 275","Powerlink","Summer","Non-Coincident",2024,"POE10","NA","NA"]
[null,"QLD","QBOH","Boyne Island 275","Powerlink","Summer","Non-Coincident",2025,"POE10","NA","NA"]
[null,"QLD","QBOH","Boyne Island 275","Powerlink","Summer","Non-Coincident",2026,"POE10","NA","NA"]
[null,"QLD","QBOH","Boyne Island 275","Powerlink","Summer","Non-Coincident",2017,"POE50","NA","NA"]
[null,"QLD","QBOH","Boyne Island 275","Powerlink","Summer","Non-Coincident",2018,"POE50","NA","NA"]
[null,"QLD","QBOH","Boyne Island 275","Powerlink","Summer","Non-Coincident",2019,"POE50","NA","NA"]
[null,"QLD","QBOH","Boyne Island 275","Powerlink","Summer","Non-Coincident",2020,"POE50","NA","NA"]
[null,"QLD","QBOH","Boyne Island 275","Powerlink","Summer","Non-Coincident",2021,"POE50","NA","NA"]
[null,"QLD","QBOH","Boyne Island 275","Powerlink","Summer","Non-Coincident",2022,"POE50","NA","NA"]
[null,"QLD","QBOH","Boyne Island 275","Powerlink","Summer","Non-Coincident",2023,"POE50","NA","NA"]
[null,"QLD","QBOH","Boyne Island 275","Powerlink","Summer","Non-Coincident",2024,"POE50","NA","NA"]
[null,"QLD","QBOH","Boyne Island 275","Powerlink","Summer","Non-Coincident",2025,"POE50","NA","NA"]
[null,"QLD","QBOH","Boyne Island 275","Powerlink","Summer","Non-Coincident",2026,"POE50","NA","NA"]
[null,"QLD","QBOH","Boyne Island 275","Powerlink","Winter","Non-Coincident",2016,"POE10","NA","NA"]
[null,"QLD","QBOH","Boyne Island 275","Powerlink","Winter","Non-Coincident",2017,"POE10","NA","NA"]
[null,"QLD","QBOH","Boyne Island 275","Powerlink","Winter","Non-Coincident",2018,"POE10","NA","NA"]
[null,"QLD","QBOH","Boyne Island 275","Powerlink","Winter","Non-Coincident",2019,"POE10","NA","NA"]
[null,"QLD","QBOH","Boyne Island 275","Powerlink","Winter","Non-Coincident",2020,"POE10","NA","NA"]
[null,"QLD","QBOH","Boyne Island 275","Powerlink","Winter","Non-Coincident",2021,"POE10","NA","NA"]
[null,"QLD","QBOH","Boyne Island 275","Powerlink","Winter","Non-Coincident",2022,"POE10","NA","NA"]
[null,"QLD","QBOH","Boyne Island 275","Powerlink","Winter","Non-Coincident",2023,"POE10","NA","NA"]
[null,"QLD","QBOH","Boyne Island 275","Powerlink","Winter","Non-Coincident",2024,"POE10","NA","NA"]
[null,"QLD","QBOH","Boyne Island 275","Powerlink","Winter","Non-Coincident",2025,"POE10","NA","NA"]
[null,"QLD","QBOH","Boyne Island 275","Powerlink","Winter","Non-Coincident",2016,"POE50","NA","NA"]
[null,"QLD","QBOH","Boyne Island 275","Powerlink","Winter","Non-Coincident",2017,"POE50","NA","NA"]
[null,"QLD","QBOH","Boyne Island 275","Powerlink","Winter","Non-Coincident",2018,"POE50","NA","NA"]
[null,"QLD","QBOH","Boyne Island 275","Powerlink","Winter","Non-Coincident",2019,"POE50","NA","NA"]
[null,"QLD","QBOH","Boyne Island 275","Powerlink","Winter","Non-Coincident",2020,"POE50","NA","NA"]
[null,"QLD","QBOH","Boyne Island 275","Powerlink","Winter","Non-Coincident",2021,"POE50","NA","NA"]
[null,"QLD","QBOH","Boyne Island 275","Powerlink","Winter","Non-Coincident",2022,"POE50","NA","NA"]
[null,"QLD","QBOH","Boyne Island 275","Powerlink","Winter","Non-Coincident",2023,"POE50","NA","NA"]
[null,"QLD","QBOH","Boyne Island 275","Powerlink","Winter","Non-Coincident",2024,"POE50","NA","NA"]
[null,"QLD","QBOH","Boyne Island 275","Powerlink","Winter","Non-Coincident",2025,"POE50","NA","NA"]
[null,"QLD","QBOL","Boyne Island 132","Powerlink","Summer","Non-Coincident",2017,"POE10","NA","NA"]
[null,"QLD","QBOL","Boyne Island 132","Powerlink","Summer","Non-Coincident",2018,"POE10","NA","NA"]
[null,"QLD","QBOL","Boyne Island 132","Powerlink","Summer","Non-Coincident",2019,"POE10","NA","NA"]
[null,"QLD","QBOL","Boyne Island 132","Powerlink","Summer","Non-Coincident",2020,"POE10","NA","NA"]
[null,"QLD","QBOL","Boyne Island 132","Powerlink","Summer","Non-Coincident",2021,"POE10","NA","NA"]
[null,"QLD","QBOL","Boyne Island 132","Powerlink","Summer","Non-Coincident",2022,"POE10","NA","NA"]
[null,"QLD","QBOL","Boyne Island 132","Powerlink","Summer","Non-Coincident",2023,"POE10","NA","NA"]
[null,"QLD","QBOL","Boyne Island 132","Powerlink","Summer","Non-Coincident",2024,"POE10","NA","NA"]
[null,"QLD","QBOL","Boyne Island 132","Powerlink","Summer","Non-Coincident",2025,"POE10","NA","NA"]
[null,"QLD","QBOL","Boyne Island 132","Powerlink","Summer","Non-Coincident",2026,"POE10","NA","NA"]
[null,"QLD","QBOL","Boyne Island 132","Powerlink","Summer","Non-Coincident",2017,"POE50","NA","NA"]
[null,"QLD","QBOL","Boyne Island 132","Powerlink","Summer","Non-Coincident",2018,"POE50","NA","NA"]
[null,"QLD","QBOL","Boyne Island 132","Powerlink","Summer","Non-Coincident",2019,"POE50","NA","NA"]
[null,"QLD","QBOL","Boyne Island 132","Powerlink","Summer","Non-Coincident",2020,"POE50","NA","NA"]
[null,"QLD","QBOL","Boyne Island 132","Powerlink","Summer","Non-Coincident",2021,"POE50","NA","NA"]
[null,"QLD","QBOL","Boyne Island 132","Powerlink","Summer","Non-Coincident",2022,"POE50","NA","NA"]
[null,"QLD","QBOL","Boyne Island 132","Powerlink","Summer","Non-Coincident",2023,"POE50","NA","NA"]
[null,"QLD","QBOL","Boyne Island 132","Powerlink","Summer","Non-Coincident",2024,"POE50","NA","NA"]
[null,"QLD","QBOL","Boyne Island 132","Powerlink","Summer","Non-Coincident",2025,"POE50","NA","NA"]
[null,"QLD","QBOL","Boyne Island 132","Powerlink","Summer","Non-Coincident",2026,"POE50","NA","NA"]
[null,"QLD","QBOL","Boyne Island 132","Powerlink","Winter","Non-Coincident",2016,"POE10","NA","NA"]
[null,"QLD","QBOL","Boyne Island 132","Powerlink","Winter","Non-Coincident",2017,"POE10","NA","NA"]
[null,"QLD","QBOL","Boyne Island 132","Powerlink","Winter","Non-Coincident",2018,"POE10","NA","NA"]
[null,"QLD","QBOL","Boyne Island 132","Powerlink","Winter","Non-Coincident",2019,"POE10","NA","NA"]
[null,"QLD","QBOL","Boyne Island 132","Powerlink","Winter","Non-Coincident",2020,"POE10","NA","NA"]
[null,"QLD","QBOL","Boyne Island 132","Powerlink","Winter","Non-Coincident",2021,"POE10","NA","NA"]
[null,"QLD","QBOL","Boyne Island 132","Powerlink","Winter","Non-Coincident",2022,"POE10","NA","NA"]
[null,"QLD","QBOL","Boyne Island 132","Powerlink","Winter","Non-Coincident",2023,"POE10","NA","NA"]
[null,"QLD","QBOL","Boyne Island 132","Powerlink","Winter","Non-Coincident",2024,"POE10","NA","NA"]
[null,"QLD","QBOL","Boyne Island 132","Powerlink","Winter","Non-Coincident",2025,"POE10","NA","NA"]
[null,"QLD","QBOL","Boyne Island 132","Powerlink","Winter","Non-Coincident",2016,"POE50","NA","NA"]
[null,"QLD","QBOL","Boyne Island 132","Powerlink","Winter","Non-Coincident",2017,"POE50","NA","NA"]
[null,"QLD","QBOL","Boyne Island 132","Powerlink","Winter","Non-Coincident",2018,"POE50","NA","NA"]
[null,"QLD","QBOL","Boyne Island 132","Powerlink","Winter","Non-Coincident",2019,"POE50","NA","NA"]
[null,"QLD","QBOL","Boyne Island 132","Powerlink","Winter","Non-Coincident",2020,"POE50","NA","NA"]
[null,"QLD","QBOL","Boyne Island 132","Powerlink","Winter","Non-Coincident",2021,"POE50","NA","NA"]
[null,"QLD","QBOL","Boyne Island 132","Powerlink","Winter","Non-Coincident",2022,"POE50","NA","NA"]
[null,"QLD","QBOL","Boyne Island 132","Powerlink","Winter","Non-Coincident",2023,"POE50","NA","NA"]
[null,"QLD","QBOL","Boyne Island 132","Powerlink","Winter","Non-Coincident",2024,"POE50","NA","NA"]
[null,"QLD","QBOL","Boyne Island 132","Powerlink","Winter","Non-Coincident",2025,"POE50","NA","NA"]
[null,"QLD","QBRE","Braemer Kumbarilla Park","Powerlink","Summer","Non-Coincident",2017,"POE10","NA","NA"]
[null,"QLD","QBRE","Braemer Kumbarilla Park","Powerlink","Summer","Non-Coincident",2018,"POE10","NA","NA"]
[null,"QLD","QBRE","Braemer Kumbarilla Park","Powerlink","Summer","Non-Coincident",2019,"POE10","NA","NA"]
[null,"QLD","QBRE","Braemer Kumbarilla Park","Powerlink","Summer","Non-Coincident",2020,"POE10","NA","NA"]
[null,"QLD","QBRE","Braemer Kumbarilla Park","Powerlink","Summer","Non-Coincident",2021,"POE10","NA","NA"]
[null,"QLD","QBRE","Braemer Kumbarilla Park","Powerlink","Summer","Non-Coincident",2022,"POE10","NA","NA"]
[null,"QLD","QBRE","Braemer Kumbarilla Park","Powerlink","Summer","Non-Coincident",2023,"POE10","NA","NA"]
[null,"QLD","QBRE","Braemer Kumbarilla Park","Powerlink","Summer","Non-Coincident",2024,"POE10","NA","NA"]
[null,"QLD","QBRE","Braemer Kumbarilla Park","Powerlink","Summer","Non-Coincident",2025,"POE10","NA","NA"]
[null,"QLD","QBRE","Braemer Kumbarilla Park","Powerlink","Summer","Non-Coincident",2026,"POE10","NA","NA"]
[null,"QLD","QBRE","Braemer Kumbarilla Park","Powerlink","Summer","Non-Coincident",2017,"POE50","NA","NA"]
[null,"QLD","QBRE","Braemer Kumbarilla Park","Powerlink","Summer","Non-Coincident",2018,"POE50","NA","NA"]
[null,"QLD","QBRE","Braemer Kumbarilla Park","Powerlink","Summer","Non-Coincident",2019,"POE50","NA","NA"]
[null,"QLD","QBRE","Braemer Kumbarilla Park","Powerlink","Summer","Non-Coincident",2020,"POE50","NA","NA"]
[null,"QLD","QBRE","Braemer Kumbarilla Park","Powerlink","Summer","Non-Coincident",2021,"POE50","NA","NA"]
[null,"QLD","QBRE","Braemer Kumbarilla Park","Powerlink","Summer","Non-Coincident",2022,"POE50","NA","NA"]
[null,"QLD","QBRE","Braemer Kumbarilla Park","Powerlink","Summer","Non-Coincident",2023,"POE50","NA","NA"]
[null,"QLD","QBRE","Braemer Kumbarilla Park","Powerlink","Summer","Non-Coincident",2024,"POE50","NA","NA"]
[null,"QLD","QBRE","Braemer Kumbarilla Park","Powerlink","Summer","Non-Coincident",2025,"POE50","NA","NA"]
[null,"QLD","QBRE","Braemer Kumbarilla Park","Powerlink","Summer","Non-Coincident",2026,"POE50","NA","NA"]
[null,"QLD","QBRE","Braemer Kumbarilla Park","Powerlink","Winter","Non-Coincident",2016,"POE10","NA","NA"]
[null,"QLD","QBRE","Braemer Kumbarilla Park","Powerlink","Winter","Non-Coincident",2017,"POE10","NA","NA"]
[null,"QLD","QBRE","Braemer Kumbarilla Park","Powerlink","Winter","Non-Coincident",2018,"POE10","NA","NA"]
[null,"QLD","QBRE","Braemer Kumbarilla Park","Powerlink","Winter","Non-Coincident",2019,"POE10","NA","NA"]
[null,"QLD","QBRE","Braemer Kumbarilla Park","Powerlink","Winter","Non-Coincident",2020,"POE10","NA","NA"]
[null,"QLD","QBRE","Braemer Kumbarilla Park","Powerlink","Winter","Non-Coincident",2021,"POE10","NA","NA"]
[null,"QLD","QBRE","Braemer Kumbarilla Park","Powerlink","Winter","Non-Coincident",2022,"POE10","NA","NA"]
[null,"QLD","QBRE","Braemer Kumbarilla Park","Powerlink","Winter","Non-Coincident",2023,"POE10","NA","NA"]
[null,"QLD","QBRE","Braemer Kumbarilla Park","Powerlink","Winter","Non-Coincident",2024,"POE10","NA","NA"]
[null,"QLD","QBRE","Braemer Kumbarilla Park","Powerlink","Winter","Non-Coincident",2025,"POE10","NA","NA"]
[null,"QLD","QBRE","Braemer Kumbarilla Park","Powerlink","Winter","Non-Coincident",2016,"POE50","NA","NA"]
[null,"QLD","QBRE","Braemer Kumbarilla Park","Powerlink","Winter","Non-Coincident",2017,"POE50","NA","NA"]
[null,"QLD","QBRE","Braemer Kumbarilla Park","Powerlink","Winter","Non-Coincident",2018,"POE50","NA","NA"]
[null,"QLD","QBRE","Braemer Kumbarilla Park","Powerlink","Winter","Non-Coincident",2019,"POE50","NA","NA"]
[null,"QLD","QBRE","Braemer Kumbarilla Park","Powerlink","Winter","Non-Coincident",2020,"POE50","NA","NA"]
[null,"QLD","QBRE","Braemer Kumbarilla Park","Powerlink","Winter","Non-Coincident",2021,"POE50","NA","NA"]
[null,"QLD","QBRE","Braemer Kumbarilla Park","Powerlink","Winter","Non-Coincident",2022,"POE50","NA","NA"]
[null,"QLD","QBRE","Braemer Kumbarilla Park","Powerlink","Winter","Non-Coincident",2023,"POE50","NA","NA"]
[null,"QLD","QBRE","Braemer Kumbarilla Park","Powerlink","Winter","Non-Coincident",2024,"POE50","NA","NA"]
[null,"QLD","QBRE","Braemer Kumbarilla Park","Powerlink","Winter","Non-Coincident",2025,"POE50","NA","NA"]
[null,"QLD","QBUR","Burton Downs","Powerlink","Summer","Non-Coincident",2017,"POE10","NA","NA"]
[null,"QLD","QBUR","Burton Downs","Powerlink","Summer","Non-Coincident",2018,"POE10","NA","NA"]
[null,"QLD","QBUR","Burton Downs","Powerlink","Summer","Non-Coincident",2019,"POE10","NA","NA"]
[null,"QLD","QBUR","Burton Downs","Powerlink","Summer","Non-Coincident",2020,"POE10","NA","NA"]
[null,"QLD","QBUR","Burton Downs","Powerlink","Summer","Non-Coincident",2021,"POE10","NA","NA"]
[null,"QLD","QBUR","Burton Downs","Powerlink","Summer","Non-Coincident",2022,"POE10","NA","NA"]
[null,"QLD","QBUR","Burton Downs","Powerlink","Summer","Non-Coincident",2023,"POE10","NA","NA"]
[null,"QLD","QBUR","Burton Downs","Powerlink","Summer","Non-Coincident",2024,"POE10","NA","NA"]
[null,"QLD","QBUR","Burton Downs","Powerlink","Summer","Non-Coincident",2025,"POE10","NA","NA"]
[null,"QLD","QBUR","Burton Downs","Powerlink","Summer","Non-Coincident",2026,"POE10","NA","NA"]
[null,"QLD","QBUR","Burton Downs","Powerlink","Summer","Non-Coincident",2017,"POE50","NA","NA"]
[null,"QLD","QBUR","Burton Downs","Powerlink","Summer","Non-Coincident",2018,"POE50","NA","NA"]
[null,"QLD","QBUR","Burton Downs","Powerlink","Summer","Non-Coincident",2019,"POE50","NA","NA"]
[null,"QLD","QBUR","Burton Downs","Powerlink","Summer","Non-Coincident",2020,"POE50","NA","NA"]
[null,"QLD","QBUR","Burton Downs","Powerlink","Summer","Non-Coincident",2021,"POE50","NA","NA"]
[null,"QLD","QBUR","Burton Downs","Powerlink","Summer","Non-Coincident",2022,"POE50","NA","NA"]
[null,"QLD","QBUR","Burton Downs","Powerlink","Summer","Non-Coincident",2023,"POE50","NA","NA"]
[null,"QLD","QBUR","Burton Downs","Powerlink","Summer","Non-Coincident",2024,"POE50","NA","NA"]
[null,"QLD","QBUR","Burton Downs","Powerlink","Summer","Non-Coincident",2025,"POE50","NA","NA"]
[null,"QLD","QBUR","Burton Downs","Powerlink","Summer","Non-Coincident",2026,"POE50","NA","NA"]
[null,"QLD","QBUR","Burton Downs","Powerlink","Winter","Non-Coincident",2016,"POE10","NA","NA"]
[null,"QLD","QBUR","Burton Downs","Powerlink","Winter","Non-Coincident",2017,"POE10","NA","NA"]
[null,"QLD","QBUR","Burton Downs","Powerlink","Winter","Non-Coincident",2018,"POE10","NA","NA"]
[null,"QLD","QBUR","Burton Downs","Powerlink","Winter","Non-Coincident",2019,"POE10","NA","NA"]
[null,"QLD","QBUR","Burton Downs","Powerlink","Winter","Non-Coincident",2020,"POE10","NA","NA"]
[null,"QLD","QBUR","Burton Downs","Powerlink","Winter","Non-Coincident",2021,"POE10","NA","NA"]
[null,"QLD","QBUR","Burton Downs","Powerlink","Winter","Non-Coincident",2022,"POE10","NA","NA"]
[null,"QLD","QBUR","Burton Downs","Powerlink","Winter","Non-Coincident",2023,"POE10","NA","NA"]
[null,"QLD","QBUR","Burton Downs","Powerlink","Winter","Non-Coincident",2024,"POE10","NA","NA"]
[null,"QLD","QBUR","Burton Downs","Powerlink","Winter","Non-Coincident",2025,"POE10","NA","NA"]
[null,"QLD","QBUR","Burton Downs","Powerlink","Winter","Non-Coincident",2016,"POE50","NA","NA"]
[null,"QLD","QBUR","Burton Downs","Powerlink","Winter","Non-Coincident",2017,"POE50","NA","NA"]
[null,"QLD","QBUR","Burton Downs","Powerlink","Winter","Non-Coincident",2018,"POE50","NA","NA"]
[null,"QLD","QBUR","Burton Downs","Powerlink","Winter","Non-Coincident",2019,"POE50","NA","NA"]
[null,"QLD","QBUR","Burton Downs","Powerlink","Winter","Non-Coincident",2020,"POE50","NA","NA"]
[null,"QLD","QBUR","Burton Downs","Powerlink","Winter","Non-Coincident",2021,"POE50","NA","NA"]
[null,"QLD","QBUR","Burton Downs","Powerlink","Winter","Non-Coincident",2022,"POE50","NA","NA"]
[null,"QLD","QBUR","Burton Downs","Powerlink","Winter","Non-Coincident",2023,"POE50","NA","NA"]
[null,"QLD","QBUR","Burton Downs","Powerlink","Winter","Non-Coincident",2024,"POE50","NA","NA"]
[null,"QLD","QBUR","Burton Downs","Powerlink","Winter","Non-Coincident",2025,"POE50","NA","NA"]
[null,"QLD","QBWH","Blackwater 132","Ergon","Summer","Non-Coincident",2017,"POE10",38.623241325947603,0.62659727179771596]
[null,"QLD","QBWH","Blackwater 132","Ergon","Summer","Non-Coincident",2018,"POE10",38.6207603380699,0.630639643702678]
[null,"QLD","QBWH","Blackwater 132","Ergon","Summer","Non-Coincident",2019,"POE10",38.717760511831301,0.631270401595175]
[null,"QLD","QBWH","Blackwater 132","Ergon","Summer","Non-Coincident",2020,"POE10",39.115859875664398,0.63139985372225604]
[null,"QLD","QBWH","Blackwater 132","Ergon","Summer","Non-Coincident",2021,"POE10",39.252981050665603,0.62787827009151997]
[null,"QLD","QBWH","Blackwater 132","Ergon","Summer","Non-Coincident",2022,"POE10",39.381707644930501,0.627948251201776]
[null,"QLD","QBWH","Blackwater 132","Ergon","Summer","Non-Coincident",2023,"POE10",39.154499469796001,0.62794729323726395]
[null,"QLD","QBWH","Blackwater 132","Ergon","Summer","Non-Coincident",2024,"POE10",39.695283550082003,0.62795126583159799]
[null,"QLD","QBWH","Blackwater 132","Ergon","Summer","Non-Coincident",2025,"POE10",40.088859068331097,0.62787979221118395]
[null,"QLD","QBWH","Blackwater 132","Ergon","Summer","Non-Coincident",2026,"POE10",39.986964569093203,0.62787896449745495]
[null,"QLD","QBWH","Blackwater 132","Ergon","Summer","Non-Coincident",2017,"POE50",35.744430781773701,0.63711646618320805]
[null,"QLD","QBWH","Blackwater 132","Ergon","Summer","Non-Coincident",2018,"POE50",35.740854089054402,0.639393168195732]
[null,"QLD","QBWH","Blackwater 132","Ergon","Summer","Non-Coincident",2019,"POE50",35.632258956841603,0.63719183411729696]
[null,"QLD","QBWH","Blackwater 132","Ergon","Summer","Non-Coincident",2020,"POE50",36.147866394122097,0.641236594576995]
[null,"QLD","QBWH","Blackwater 132","Ergon","Summer","Non-Coincident",2021,"POE50",36.0247488169733,0.63860975198751202]
[null,"QLD","QBWH","Blackwater 132","Ergon","Summer","Non-Coincident",2022,"POE50",36.285949630364598,0.63870649962451598]
[null,"QLD","QBWH","Blackwater 132","Ergon","Summer","Non-Coincident",2023,"POE50",36.6418730256771,0.63872219265113594]
[null,"QLD","QBWH","Blackwater 132","Ergon","Summer","Non-Coincident",2024,"POE50",37.016341421824499,0.63874426542670404]
[null,"QLD","QBWH","Blackwater 132","Ergon","Summer","Non-Coincident",2025,"POE50",37.179684586469797,0.63869142179363003]
[null,"QLD","QBWH","Blackwater 132","Ergon","Summer","Non-Coincident",2026,"POE50",37.167004188691301,0.63871451855263295]
[null,"QLD","QBWH","Blackwater 132","Ergon","Winter","Non-Coincident",2016,"POE10",33.005459702683602,0.54137624028720899]
[null,"QLD","QBWH","Blackwater 132","Ergon","Winter","Non-Coincident",2017,"POE10",36.546417376422298,0.55735363687802897]
[null,"QLD","QBWH","Blackwater 132","Ergon","Winter","Non-Coincident",2018,"POE10",37.547136678965302,0.56553966638955999]
[null,"QLD","QBWH","Blackwater 132","Ergon","Winter","Non-Coincident",2019,"POE10",38.9599633527314,0.55795732446714197]
[null,"QLD","QBWH","Blackwater 132","Ergon","Winter","Non-Coincident",2020,"POE10",40.221770514338203,0.543055582447868]
[null,"QLD","QBWH","Blackwater 132","Ergon","Winter","Non-Coincident",2021,"POE10",39.861598712005197,0.54330651788173701]
[null,"QLD","QBWH","Blackwater 132","Ergon","Winter","Non-Coincident",2022,"POE10",40.432029905104699,0.54353990677304198]
[null,"QLD","QBWH","Blackwater 132","Ergon","Winter","Non-Coincident",2023,"POE10",40.800232977285901,0.54370765316233005]
[null,"QLD","QBWH","Blackwater 132","Ergon","Winter","Non-Coincident",2024,"POE10",42.281972548305497,0.54391767813278802]
[null,"QLD","QBWH","Blackwater 132","Ergon","Winter","Non-Coincident",2025,"POE10",42.639750392056598,0.54410767722429199]
[null,"QLD","QBWH","Blackwater 132","Ergon","Winter","Non-Coincident",2016,"POE50",30.2034727167377,0.55340987233804695]
[null,"QLD","QBWH","Blackwater 132","Ergon","Winter","Non-Coincident",2017,"POE50",33.7438780008724,0.56936513685939905]
[null,"QLD","QBWH","Blackwater 132","Ergon","Winter","Non-Coincident",2018,"POE50",34.429709391859099,0.57408302071679895]
[null,"QLD","QBWH","Blackwater 132","Ergon","Winter","Non-Coincident",2019,"POE50",35.408884131888698,0.56745987341244097]
[null,"QLD","QBWH","Blackwater 132","Ergon","Winter","Non-Coincident",2020,"POE50",36.3574761421132,0.55509862636711904]
[null,"QLD","QBWH","Blackwater 132","Ergon","Winter","Non-Coincident",2021,"POE50",36.384939134305903,0.55533987779737204]
[null,"QLD","QBWH","Blackwater 132","Ergon","Winter","Non-Coincident",2022,"POE50",36.905729899910703,0.55556002810074201]
[null,"QLD","QBWH","Blackwater 132","Ergon","Winter","Non-Coincident",2023,"POE50",37.230113399381899,0.55571271700015801]
[null,"QLD","QBWH","Blackwater 132","Ergon","Winter","Non-Coincident",2024,"POE50",38.092097025879497,0.55591077889775697]
[null,"QLD","QBWH","Blackwater 132","Ergon","Winter","Non-Coincident",2025,"POE50",38.264817800948002,0.55608837215486095]
[null,"QLD","QBWL","Blackwater 66/11","Ergon","Summer","Non-Coincident",2017,"POE10",116.763524404926,0.82464897171189999]
[null,"QLD","QBWL","Blackwater 66/11","Ergon","Summer","Non-Coincident",2018,"POE10",116.65589413195499,0.82996903610531902]
[null,"QLD","QBWL","Blackwater 66/11","Ergon","Summer","Non-Coincident",2019,"POE10",116.93741062916099,0.83079916076570004]
[null,"QLD","QBWL","Blackwater 66/11","Ergon","Summer","Non-Coincident",2020,"POE10",118.233867835949,0.83096952946707703]
[null,"QLD","QBWL","Blackwater 66/11","Ergon","Summer","Non-Coincident",2021,"POE10",118.860769327139,0.82633486147442503]
[null,"QLD","QBWL","Blackwater 66/11","Ergon","Summer","Non-Coincident",2022,"POE10",119.572237316255,0.82642696186044595]
[null,"QLD","QBWL","Blackwater 66/11","Ergon","Summer","Non-Coincident",2023,"POE10",119.31200619761501,0.82642570110735203]
[null,"QLD","QBWL","Blackwater 66/11","Ergon","Summer","Non-Coincident",2024,"POE10",121.50470934093801,0.82643092933923201]
[null,"QLD","QBWL","Blackwater 66/11","Ergon","Summer","Non-Coincident",2025,"POE10",123.28890396169599,0.82633686469798295]
[null,"QLD","QBWL","Blackwater 66/11","Ergon","Summer","Non-Coincident",2026,"POE10",123.58612067977,0.82633577536467995]
[null,"QLD","QBWL","Blackwater 66/11","Ergon","Summer","Non-Coincident",2017,"POE50",105.902861175778,0.83849301991266201]
[null,"QLD","QBWL","Blackwater 66/11","Ergon","Summer","Non-Coincident",2018,"POE50",105.68352357219,0.84148933039472995]
[null,"QLD","QBWL","Blackwater 66/11","Ergon","Summer","Non-Coincident",2019,"POE50",105.229660431643,0.83859220976257698]
[null,"QLD","QBWL","Blackwater 66/11","Ergon","Summer","Non-Coincident",2020,"POE50",106.715675030413,0.84391541767304401]
[null,"QLD","QBWL","Blackwater 66/11","Ergon","Summer","Non-Coincident",2021,"POE50",106.425013686386,0.84045829594946597]
[null,"QLD","QBWL","Blackwater 66/11","Ergon","Summer","Non-Coincident",2022,"POE50",107.370715198563,0.840585623090778]
[null,"QLD","QBWL","Blackwater 66/11","Ergon","Summer","Non-Coincident",2023,"POE50",108.70329421907,0.84060627628996598]
[null,"QLD","QBWL","Blackwater 66/11","Ergon","Summer","Non-Coincident",2024,"POE50",110.16419723808499,0.84063532571691602]
[null,"QLD","QBWL","Blackwater 66/11","Ergon","Summer","Non-Coincident",2025,"POE50",110.996849646455,0.840565779535283]
[null,"QLD","QBWL","Blackwater 66/11","Ergon","Summer","Non-Coincident",2026,"POE50",111.40105297039899,0.84059617660117902]
[null,"QLD","QBWL","Blackwater 66/11","Ergon","Winter","Non-Coincident",2016,"POE10",104.439271520888,1]
[null,"QLD","QBWL","Blackwater 66/11","Ergon","Winter","Non-Coincident",2017,"POE10",108.477496321537,1]
[null,"QLD","QBWL","Blackwater 66/11","Ergon","Winter","Non-Coincident",2018,"POE10",113.810274499933,1]
[null,"QLD","QBWL","Blackwater 66/11","Ergon","Winter","Non-Coincident",2019,"POE10",117.262801010598,1]
[null,"QLD","QBWL","Blackwater 66/11","Ergon","Winter","Non-Coincident",2020,"POE10",118.59524514541999,1]
[null,"QLD","QBWL","Blackwater 66/11","Ergon","Winter","Non-Coincident",2021,"POE10",118.35993874689299,1]
[null,"QLD","QBWL","Blackwater 66/11","Ergon","Winter","Non-Coincident",2022,"POE10",120.900452535547,1]
[null,"QLD","QBWL","Blackwater 66/11","Ergon","Winter","Non-Coincident",2023,"POE10",122.85356298086,1]
[null,"QLD","QBWL","Blackwater 66/11","Ergon","Winter","Non-Coincident",2024,"POE10",128.22125523284799,1]
[null,"QLD","QBWL","Blackwater 66/11","Ergon","Winter","Non-Coincident",2025,"POE10",130.228676871651,1]
[null,"QLD","QBWL","Blackwater 66/11","Ergon","Winter","Non-Coincident",2016,"POE50",99.4262454845326,1]
[null,"QLD","QBWL","Blackwater 66/11","Ergon","Winter","Non-Coincident",2017,"POE50",103.19314200039,1]
[null,"QLD","QBWL","Blackwater 66/11","Ergon","Winter","Non-Coincident",2018,"POE50",106.81358130172499,1]
[null,"QLD","QBWL","Blackwater 66/11","Ergon","Winter","Non-Coincident",2019,"POE50",109.254256129971,1]
[null,"QLD","QBWL","Blackwater 66/11","Ergon","Winter","Non-Coincident",2020,"POE50",110.41975010161801,1]
[null,"QLD","QBWL","Blackwater 66/11","Ergon","Winter","Non-Coincident",2021,"POE50",111.24357360184,1]
[null,"QLD","QBWL","Blackwater 66/11","Ergon","Winter","Non-Coincident",2022,"POE50",113.592757765972,1]
[null,"QLD","QBWL","Blackwater 66/11","Ergon","Winter","Non-Coincident",2023,"POE50",115.351209301886,1]
[null,"QLD","QBWL","Blackwater 66/11","Ergon","Winter","Non-Coincident",2024,"POE50",118.81998370884,1]
[null,"QLD","QBWL","Blackwater 66/11","Ergon","Winter","Non-Coincident",2025,"POE50",120.167151216801,1]
[null,"QLD","QCAR","Calliope River","Ergon","Summer","Non-Coincident",2017,"POE10",46.149545967879199,0.434854637654426]
[null,"QLD","QCAR","Calliope River","Ergon","Summer","Non-Coincident",2018,"POE10",53.114428539288603,0.43766001879653299]
[null,"QLD","QCAR","Calliope River","Ergon","Summer","Non-Coincident",2019,"POE10",53.351608514990602,0.438097760879263]
[null,"QLD","QCAR","Calliope River","Ergon","Summer","Non-Coincident",2020,"POE10",52.236233286007803,0.43818759985614397]
[null,"QLD","QCAR","Calliope River","Ergon","Summer","Non-Coincident",2021,"POE10",52.536128084092503,0.43574364256070303]
[null,"QLD","QCAR","Calliope River","Ergon","Summer","Non-Coincident",2022,"POE10",52.828878085558699,0.43579220901911703]
[null,"QLD","QCAR","Calliope River","Ergon","Summer","Non-Coincident",2023,"POE10",52.647433640447801,0.43579154419766097]
[null,"QLD","QCAR","Calliope River","Ergon","Summer","Non-Coincident",2024,"POE10",53.502367271698802,0.43579430115360002]
[null,"QLD","QCAR","Calliope River","Ergon","Summer","Non-Coincident",2025,"POE10",54.129502154479198,0.43574469890235201]
[null,"QLD","QCAR","Calliope River","Ergon","Summer","Non-Coincident",2026,"POE10",54.058605724020502,0.43574412447413402]
[null,"QLD","QCAR","Calliope River","Ergon","Summer","Non-Coincident",2017,"POE50",43.011260033353899,0.44215489360638099]
[null,"QLD","QCAR","Calliope River","Ergon","Summer","Non-Coincident",2018,"POE50",49.920486795295602,0.4437349107454]
[null,"QLD","QCAR","Calliope River","Ergon","Summer","Non-Coincident",2019,"POE50",49.817800935510803,0.44220719848727302]
[null,"QLD","QCAR","Calliope River","Ergon","Summer","Non-Coincident",2020,"POE50",48.827007279022297,0.44501423727161799]
[null,"QLD","QCAR","Calliope River","Ergon","Summer","Non-Coincident",2021,"POE50",48.722888865139602,0.44319122473415901]
[null,"QLD","QCAR","Calliope River","Ergon","Summer","Non-Coincident",2022,"POE50",49.141730783139899,0.443258366996864]
[null,"QLD","QCAR","Calliope River","Ergon","Summer","Non-Coincident",2023,"POE50",49.693219046117498,0.44326925786044102]
[null,"QLD","QCAR","Calliope River","Ergon","Summer","Non-Coincident",2024,"POE50",50.257666314363497,0.44328457623039502]
[null,"QLD","QCAR","Calliope River","Ergon","Summer","Non-Coincident",2025,"POE50",50.489997258478901,0.44324790307532902]
[null,"QLD","QCAR","Calliope River","Ergon","Summer","Non-Coincident",2026,"POE50",50.483986178692398,0.44326393208346399]
[null,"QLD","QCAR","Calliope River","Ergon","Winter","Non-Coincident",2016,"POE10",37.699671168312399,0.70289159237530396]
[null,"QLD","QCAR","Calliope River","Ergon","Winter","Non-Coincident",2017,"POE10",38.060007203760698,0.72363571983419595]
[null,"QLD","QCAR","Calliope River","Ergon","Winter","Non-Coincident",2018,"POE10",46.550126732883598,0.73426398699926199]
[null,"QLD","QCAR","Calliope River","Ergon","Winter","Non-Coincident",2019,"POE10",48.646238152092501,0.72441951287724404]
[null,"QLD","QCAR","Calliope River","Ergon","Winter","Non-Coincident",2020,"POE10",48.604979372570298,0.70507195308862802]
[null,"QLD","QCAR","Calliope River","Ergon","Winter","Non-Coincident",2021,"POE10",48.518289210070002,0.70539775313962705]
[null,"QLD","QCAR","Calliope River","Ergon","Winter","Non-Coincident",2022,"POE10",49.5712919802275,0.70570077177480905]
[null,"QLD","QCAR","Calliope River","Ergon","Winter","Non-Coincident",2023,"POE10",50.389997116797801,0.70591856398271902]
[null,"QLD","QCAR","Calliope River","Ergon","Winter","Non-Coincident",2024,"POE10",52.606249538547999,0.70619124825465096]
[null,"QLD","QCAR","Calliope River","Ergon","Winter","Non-Coincident",2025,"POE10",53.446703584264299,0.70643793208382399]
[null,"QLD","QCAR","Calliope River","Ergon","Winter","Non-Coincident",2016,"POE50",35.487265376371496,0.71851536409787697]
[null,"QLD","QCAR","Calliope River","Ergon","Winter","Non-Coincident",2017,"POE50",35.818265521050897,0.73923075655808701]
[null,"QLD","QCAR","Calliope River","Ergon","Winter","Non-Coincident",2018,"POE50",43.906501230738897,0.74535618403420001]
[null,"QLD","QCAR","Calliope River","Ergon","Winter","Non-Coincident",2019,"POE50",45.457619615181599,0.73675707271592905]
[null,"QLD","QCAR","Calliope River","Ergon","Winter","Non-Coincident",2020,"POE50",45.0570439856414,0.72070794463668097]
[null,"QLD","QCAR","Calliope River","Ergon","Winter","Non-Coincident",2021,"POE50",45.397174397691003,0.72102117153759504]
[null,"QLD","QCAR","Calliope River","Ergon","Winter","Non-Coincident",2022,"POE50",46.361682013113203,0.72130700195604103]
[null,"QLD","QCAR","Calliope River","Ergon","Winter","Non-Coincident",2023,"POE50",47.091036270008203,0.72150524439015995]
[null,"QLD","QCAR","Calliope River","Ergon","Winter","Non-Coincident",2024,"POE50",48.515201818495399,0.72176239650034002]
[null,"QLD","QCAR","Calliope River","Ergon","Winter","Non-Coincident",2025,"POE50",49.075251823802297,0.72199297331179202]
[null,"QLD","QCBL","Columboola","Ergon","Summer","Non-Coincident",2017,"POE10",76.940120525658401,0.46570539314121101,76]
[null,"QLD","QCBL","Columboola","Ergon","Summer","Non-Coincident",2018,"POE10",77.084789502535003,0.46870980200469398,75]
[null,"QLD","QCBL","Columboola","Ergon","Summer","Non-Coincident",2019,"POE10",77.429007994647407,0.46917859969265602,73]
[null,"QLD","QCBL","Columboola","Ergon","Summer","Non-Coincident",2020,"POE10",78.386392709832506,0.46927481229435197]
[null,"QLD","QCBL","Columboola","Ergon","Summer","Non-Coincident",2021,"POE10",78.836418868602195,0.46665746848669898]
[null,"QLD","QCBL","Columboola","Ergon","Summer","Non-Coincident",2022,"POE10",79.275723449679006,0.46670948049174799]
[null,"QLD","QCBL","Columboola","Ergon","Summer","Non-Coincident",2023,"POE10",79.003445480254896,0.46670876850454501]
[null,"QLD","QCBL","Columboola","Ergon","Summer","Non-Coincident",2024,"POE10",80.286370361020204,0.466711721052679]
[null,"QLD","QCBL","Columboola","Ergon","Summer","Non-Coincident",2025,"POE10",81.227457382638093,0.46665859977049001]
[null,"QLD","QCBL","Columboola","Ergon","Summer","Non-Coincident",2026,"POE10",81.121069247619999,0.466657984589471]
[null,"QLD","QCBL","Columboola","Ergon","Summer","Non-Coincident",2017,"POE50",69.822554675706598,0.47352356563782799]
[null,"QLD","QCBL","Columboola","Ergon","Summer","Non-Coincident",2018,"POE50",69.8841881795841,0.475215677068135]
[null,"QLD","QCBL","Columboola","Ergon","Summer","Non-Coincident",2019,"POE50",69.740437218620798,0.47357958128768002]
[null,"QLD","QCBL","Columboola","Ergon","Summer","Non-Coincident",2020,"POE50",70.827586542037494,0.47658576539480402]
[null,"QLD","QCBL","Columboola","Ergon","Summer","Non-Coincident",2021,"POE50",70.676554226504507,0.47463341926130498]
[null,"QLD","QCBL","Columboola","Ergon","Summer","Non-Coincident",2022,"POE50",71.284118847966397,0.47470532493079098]
[null,"QLD","QCBL","Columboola","Ergon","Summer","Non-Coincident",2023,"POE50",72.084097893369503,0.474716988446514]
[null,"QLD","QCBL","Columboola","Ergon","Summer","Non-Coincident",2024,"POE50",72.9028750408538,0.474733393577985]
[null,"QLD","QCBL","Columboola","Ergon","Summer","Non-Coincident",2025,"POE50",73.239890167680898,0.47469411864650501]
[null,"QLD","QCBL","Columboola","Ergon","Summer","Non-Coincident",2026,"POE50",73.231170602474805,0.47471128483237202]
[null,"QLD","QCBL","Columboola","Ergon","Winter","Non-Coincident",2016,"POE10",68.213979824586204,0.431461029784105]
[null,"QLD","QCBL","Columboola","Ergon","Winter","Non-Coincident",2017,"POE10",68.865973709158894,0.44419454757329901]
[null,"QLD","QCBL","Columboola","Ergon","Winter","Non-Coincident",2018,"POE10",71.252745100420697,0.45071857367576401]
[null,"QLD","QCBL","Columboola","Ergon","Winter","Non-Coincident",2019,"POE10",74.461193780098995,0.44467566892566601]
[null,"QLD","QCBL","Columboola","Ergon","Winter","Non-Coincident",2020,"POE10",77.425035252165202,0.43279941637013902]
[null,"QLD","QCBL","Columboola","Ergon","Winter","Non-Coincident",2021,"POE10",77.286942633379098,0.43299940457177999]
[null,"QLD","QCBL","Columboola","Ergon","Winter","Non-Coincident",2022,"POE10",78.964317619491794,0.43318540869218503]
[null,"QLD","QCBL","Columboola","Ergon","Winter","Non-Coincident",2023,"POE10",80.268469475502101,0.43331909765833898]
[null,"QLD","QCBL","Columboola","Ergon","Winter","Non-Coincident",2024,"POE10",83.798836612712407,0.43348648141715801]
[null,"QLD","QCBL","Columboola","Ergon","Winter","Non-Coincident",2025,"POE10",85.137633274235796,0.43363790513615003]
[null,"QLD","QCBL","Columboola","Ergon","Winter","Non-Coincident",2016,"POE50",64.011850957869498,0.44105148257889898]
[null,"QLD","QCBL","Columboola","Ergon","Winter","Non-Coincident",2017,"POE50",64.608908288253701,0.453767361756028]
[null,"QLD","QCBL","Columboola","Ergon","Winter","Non-Coincident",2018,"POE50",66.360633032512297,0.45752737720560799]
[null,"QLD","QCBL","Columboola","Ergon","Winter","Non-Coincident",2019,"POE50",68.705005620048894,0.45224892251237298]
[null,"QLD","QCBL","Columboola","Ergon","Winter","Non-Coincident",2020,"POE50",71.021251883134994,0.44239737014878699]
[null,"QLD","QCBL","Columboola","Ergon","Winter","Non-Coincident",2021,"POE50",71.557383096602706,0.44258964048277599]
[null,"QLD","QCBL","Columboola","Ergon","Winter","Non-Coincident",2022,"POE50",73.077690072797793,0.44276509383578799]
[null,"QLD","QCBL","Columboola","Ergon","Winter","Non-Coincident",2023,"POE50",74.227336117209504,0.44288678242290402]
[null,"QLD","QCBL","Columboola","Ergon","Winter","Non-Coincident",2024,"POE50",76.472179790811893,0.44304463196253902]
[null,"QLD","QCBL","Columboola","Ergon","Winter","Non-Coincident",2025,"POE50",77.354959684378102,0.443186168594351]
[null,"QLD","QCBL_LNG","Columboola_Lng","Powerlink","Summer","Non-Coincident",2017,"POE10","NA","NA"]
[null,"QLD","QCBL_LNG","Columboola_Lng","Powerlink","Summer","Non-Coincident",2018,"POE10","NA","NA"]
[null,"QLD","QCBL_LNG","Columboola_Lng","Powerlink","Summer","Non-Coincident",2019,"POE10","NA","NA"]
[null,"QLD","QCBL_LNG","Columboola_Lng","Powerlink","Summer","Non-Coincident",2020,"POE10","NA","NA"]
[null,"QLD","QCBL_LNG","Columboola_Lng","Powerlink","Summer","Non-Coincident",2021,"POE10","NA","NA"]
[null,"QLD","QCBL_LNG","Columboola_Lng","Powerlink","Summer","Non-Coincident",2022,"POE10","NA","NA"]
[null,"QLD","QCBL_LNG","Columboola_Lng","Powerlink","Summer","Non-Coincident",2023,"POE10","NA","NA"]
[null,"QLD","QCBL_LNG","Columboola_Lng","Powerlink","Summer","Non-Coincident",2024,"POE10","NA","NA"]
[null,"QLD","QCBL_LNG","Columboola_Lng","Powerlink","Summer","Non-Coincident",2025,"POE10","NA","NA"]
[null,"QLD","QCBL_LNG","Columboola_Lng","Powerlink","Summer","Non-Coincident",2026,"POE10","NA","NA"]
[null,"QLD","QCBL_LNG","Columboola_Lng","Powerlink","Summer","Non-Coincident",2017,"POE50","NA","NA"]
[null,"QLD","QCBL_LNG","Columboola_Lng","Powerlink","Summer","Non-Coincident",2018,"POE50","NA","NA"]
[null,"QLD","QCBL_LNG","Columboola_Lng","Powerlink","Summer","Non-Coincident",2019,"POE50","NA","NA"]
[null,"QLD","QCBL_LNG","Columboola_Lng","Powerlink","Summer","Non-Coincident",2020,"POE50","NA","NA"]
[null,"QLD","QCBL_LNG","Columboola_Lng","Powerlink","Summer","Non-Coincident",2021,"POE50","NA","NA"]
[null,"QLD","QCBL_LNG","Columboola_Lng","Powerlink","Summer","Non-Coincident",2022,"POE50","NA","NA"]
[null,"QLD","QCBL_LNG","Columboola_Lng","Powerlink","Summer","Non-Coincident",2023,"POE50","NA","NA"]
[null,"QLD","QCBL_LNG","Columboola_Lng","Powerlink","Summer","Non-Coincident",2024,"POE50","NA","NA"]
[null,"QLD","QCBL_LNG","Columboola_Lng","Powerlink","Summer","Non-Coincident",2025,"POE50","NA","NA"]
[null,"QLD","QCBL_LNG","Columboola_Lng","Powerlink","Summer","Non-Coincident",2026,"POE50","NA","NA"]
[null,"QLD","QCBL_LNG","Columboola_Lng","Powerlink","Winter","Non-Coincident",2016,"POE10","NA","NA"]
[null,"QLD","QCBL_LNG","Columboola_Lng","Powerlink","Winter","Non-Coincident",2017,"POE10","NA","NA"]
[null,"QLD","QCBL_LNG","Columboola_Lng","Powerlink","Winter","Non-Coincident",2018,"POE10","NA","NA"]
[null,"QLD","QCBL_LNG","Columboola_Lng","Powerlink","Winter","Non-Coincident",2019,"POE10","NA","NA"]
[null,"QLD","QCBL_LNG","Columboola_Lng","Powerlink","Winter","Non-Coincident",2020,"POE10","NA","NA"]
[null,"QLD","QCBL_LNG","Columboola_Lng","Powerlink","Winter","Non-Coincident",2021,"POE10","NA","NA"]
[null,"QLD","QCBL_LNG","Columboola_Lng","Powerlink","Winter","Non-Coincident",2022,"POE10","NA","NA"]
[null,"QLD","QCBL_LNG","Columboola_Lng","Powerlink","Winter","Non-Coincident",2023,"POE10","NA","NA"]
[null,"QLD","QCBL_LNG","Columboola_Lng","Powerlink","Winter","Non-Coincident",2024,"POE10","NA","NA"]
[null,"QLD","QCBL_LNG","Columboola_Lng","Powerlink","Winter","Non-Coincident",2025,"POE10","NA","NA"]
[null,"QLD","QCBL_LNG","Columboola_Lng","Powerlink","Winter","Non-Coincident",2016,"POE50","NA","NA"]
[null,"QLD","QCBL_LNG","Columboola_Lng","Powerlink","Winter","Non-Coincident",2017,"POE50","NA","NA"]
[null,"QLD","QCBL_LNG","Columboola_Lng","Powerlink","Winter","Non-Coincident",2018,"POE50","NA","NA"]
[null,"QLD","QCBL_LNG","Columboola_Lng","Powerlink","Winter","Non-Coincident",2019,"POE50","NA","NA"]
[null,"QLD","QCBL_LNG","Columboola_Lng","Powerlink","Winter","Non-Coincident",2020,"POE50","NA","NA"]
[null,"QLD","QCBL_LNG","Columboola_Lng","Powerlink","Winter","Non-Coincident",2021,"POE50","NA","NA"]
[null,"QLD","QCBL_LNG","Columboola_Lng","Powerlink","Winter","Non-Coincident",2022,"POE50","NA","NA"]
[null,"QLD","QCBL_LNG","Columboola_Lng","Powerlink","Winter","Non-Coincident",2023,"POE50","NA","NA"]
[null,"QLD","QCBL_LNG","Columboola_Lng","Powerlink","Winter","Non-Coincident",2024,"POE50","NA","NA"]
[null,"QLD","QCBL_LNG","Columboola_Lng","Powerlink","Winter","Non-Coincident",2025,"POE50","NA","NA"]
[null,"QLD","QCBW","Ashgrove West 110","Energex","Summer","Non-Coincident",2017,"POE10",129.34043918696,0.69606597154264704]
[null,"QLD","QCBW","Ashgrove West 110","Energex","Summer","Non-Coincident",2018,"POE10",133.50110530370799,0.70055650741633801]
[null,"QLD","QCBW","Ashgrove West 110","Energex","Summer","Non-Coincident",2019,"POE10",138.19107955814999,0.70125719528238895]
[null,"QLD","QCBW","Ashgrove West 110","Energex","Summer","Non-Coincident",2020,"POE10",143.98474351117301,0.70140099932472999]
[null,"QLD","QCBW","Ashgrove West 110","Energex","Summer","Non-Coincident",2021,"POE10",148.699307854171,0.69748898974277895]
[null,"QLD","QCBW","Ashgrove West 110","Energex","Summer","Non-Coincident",2022,"POE10",153.11404978389101,0.69756672941974995]
[null,"QLD","QCBW","Ashgrove West 110","Energex","Summer","Non-Coincident",2023,"POE10",155.75608692161001,0.697565665248984]
[null,"QLD","QCBW","Ashgrove West 110","Energex","Summer","Non-Coincident",2024,"POE10",161.03380129354699,0.69757007827128603]
[null,"QLD","QCBW","Ashgrove West 110","Energex","Summer","Non-Coincident",2025,"POE10",165.18376418657701,0.69749068061465302]
[null,"QLD","QCBW","Ashgrove West 110","Energex","Summer","Non-Coincident",2026,"POE10",166.68091166903301,0.69748976113512895]
[null,"QLD","QCBW","Ashgrove West 110","Energex","Summer","Non-Coincident",2017,"POE50",123.587144738592,0.70775139308745705]
[null,"QLD","QCBW","Ashgrove West 110","Energex","Summer","Non-Coincident",2018,"POE50",127.402142770384,0.71028050527735498]
[null,"QLD","QCBW","Ashgrove West 110","Energex","Summer","Non-Coincident",2019,"POE50",130.95114388326201,0.70783511680702305]
[null,"QLD","QCBW","Ashgrove West 110","Energex","Summer","Non-Coincident",2020,"POE50",136.78251702759599,0.712328306046356]
[null,"QLD","QCBW","Ashgrove West 110","Energex","Summer","Non-Coincident",2021,"POE50",140.05216039402401,0.70941023438943296]
[null,"QLD","QCBW","Ashgrove West 110","Energex","Summer","Non-Coincident",2022,"POE50",144.53867008057099,0.709517708106567]
[null,"QLD","QCBW","Ashgrove West 110","Energex","Summer","Non-Coincident",2023,"POE50",149.09392403300001,0.709535140965457]
[null,"QLD","QCBW","Ashgrove West 110","Energex","Summer","Non-Coincident",2024,"POE50",153.312870969898,0.70955966087427502]
[null,"QLD","QCBW","Ashgrove West 110","Energex","Summer","Non-Coincident",2025,"POE50",156.08009002029101,0.70950095864805995]
[null,"QLD","QCBW","Ashgrove West 110","Energex","Summer","Non-Coincident",2026,"POE50",157.617311972914,0.70952661606585898]
[null,"QLD","QCBW","Ashgrove West 110","Energex","Winter","Non-Coincident",2016,"POE10",154.64088220922801,0.52769908837188895]
[null,"QLD","QCBW","Ashgrove West 110","Energex","Winter","Non-Coincident",2017,"POE10",160.81033009825401,0.54327283725133602]
[null,"QLD","QCBW","Ashgrove West 110","Energex","Winter","Non-Coincident",2018,"POE10",164.764500777634,0.55125205759600504]
[null,"QLD","QCBW","Ashgrove West 110","Energex","Winter","Non-Coincident",2019,"POE10",170.493955427831,0.54386127347503699]
[null,"QLD","QCBW","Ashgrove West 110","Energex","Winter","Non-Coincident",2020,"POE10",175.50862622102699,0.529336004182554]
[null,"QLD","QCBW","Ashgrove West 110","Energex","Winter","Non-Coincident",2021,"POE10",173.424162597254,0.52958060006585805]
[null,"QLD","QCBW","Ashgrove West 110","Energex","Winter","Non-Coincident",2022,"POE10",175.37492942906499,0.52980809269669904]
[null,"QLD","QCBW","Ashgrove West 110","Energex","Winter","Non-Coincident",2023,"POE10",176.42499809053299,0.52997160119618203]
[null,"QLD","QCBW","Ashgrove West 110","Energex","Winter","Non-Coincident",2024,"POE10",182.255256653229,0.53017632016461602]
[null,"QLD","QCBW","Ashgrove West 110","Energex","Winter","Non-Coincident",2025,"POE10",183.205426868789,0.530361519181338]
[null,"QLD","QCBW","Ashgrove West 110","Energex","Winter","Non-Coincident",2016,"POE50",143.83940001333801,0.53942870668624499]
[null,"QLD","QCBW","Ashgrove West 110","Energex","Winter","Non-Coincident",2017,"POE50",150.14666391939599,0.55498088263357404]
[null,"QLD","QCBW","Ashgrove West 110","Energex","Winter","Non-Coincident",2018,"POE50",152.89328935779699,0.559579575419341]
[null,"QLD","QCBW","Ashgrove West 110","Energex","Winter","Non-Coincident",2019,"POE50",156.925974642368,0.55312375313794904]
[null,"QLD","QCBW","Ashgrove West 110","Energex","Winter","Non-Coincident",2020,"POE50",160.78726305087,0.541074796586964]
[null,"QLD","QCBW","Ashgrove West 110","Energex","Winter","Non-Coincident",2021,"POE50",160.55818528303101,0.54130995312014596]
[null,"QLD","QCBW","Ashgrove West 110","Energex","Winter","Non-Coincident",2022,"POE50",162.49273293614601,0.54152454161839902]
[null,"QLD","QCBW","Ashgrove West 110","Energex","Winter","Non-Coincident",2023,"POE50",163.54585673197201,0.54167337303549901]
[null,"QLD","QCBW","Ashgrove West 110","Energex","Winter","Non-Coincident",2024,"POE50",166.94166097613501,0.54186643116222499]
[null,"QLD","QCBW","Ashgrove West 110","Energex","Winter","Non-Coincident",2025,"POE50",167.29916111687299,0.54203953776148295]
[null,"QLD","QCDW","Cardwell","Ergon","Summer","Non-Coincident",2017,"POE10",5.6343815922258296,0.78291752893077204]
[null,"QLD","QCDW","Cardwell","Ergon","Summer","Non-Coincident",2018,"POE10",5.6925344891898098,0.78796837093934402]
[null,"QLD","QCDW","Cardwell","Ergon","Summer","Non-Coincident",2019,"POE10",5.7657252859606398,0.788756487059177]
[null,"QLD","QCDW","Cardwell","Ergon","Summer","Non-Coincident",2020,"POE10",5.8853783459731197,0.78891823423556995]
[null,"QLD","QCDW","Cardwell","Ergon","Summer","Non-Coincident",2021,"POE10",5.9678064216298496,0.78451810407511002]
[null,"QLD","QCDW","Cardwell","Ergon","Summer","Non-Coincident",2022,"POE10",6.0499715755626102,0.78460554371198599]
[null,"QLD","QCDW","Cardwell","Ergon","Summer","Non-Coincident",2023,"POE10",6.0779349552738102,0.78460434675942703]
[null,"QLD","QCDW","Cardwell","Ergon","Summer","Non-Coincident",2024,"POE10",6.2261675598378696,0.78460931041611603]
[null,"QLD","QCDW","Cardwell","Ergon","Summer","Non-Coincident",2025,"POE10",6.3492629500576303,0.78452000592534199]
[null,"QLD","QCDW","Cardwell","Ergon","Summer","Non-Coincident",2026,"POE10",6.3909958940840603,0.784518971717858]
[null,"QLD","QCDW","Cardwell","Ergon","Summer","Non-Coincident",2017,"POE50",5.3696266615878301,0.79606099770299299]
[null,"QLD","QCDW","Cardwell","Ergon","Summer","Non-Coincident",2018,"POE50",5.4168107106809797,0.79890567959674497]
[null,"QLD","QCDW","Cardwell","Ergon","Summer","Non-Coincident",2019,"POE50",5.44802527930689,0.79615516804074105]
[null,"QLD","QCDW","Cardwell","Ergon","Summer","Non-Coincident",2020,"POE50",5.5759690275987497,0.80120899448837102]
[null,"QLD","QCDW","Cardwell","Ergon","Summer","Non-Coincident",2021,"POE50",5.6070043013269402,0.79792682075156496]
[null,"QLD","QCDW","Cardwell","Ergon","Summer","Non-Coincident",2022,"POE50",5.6984988487683799,0.79804770449029605]
[null,"QLD","QCDW","Cardwell","Ergon","Summer","Non-Coincident",2023,"POE50",5.80623000273701,0.79806731253229701]
[null,"QLD","QCDW","Cardwell","Ergon","Summer","Non-Coincident",2024,"POE50",5.9164584585386404,0.79809489191012295]
[null,"QLD","QCDW","Cardwell","Ergon","Summer","Non-Coincident",2025,"POE50",5.9882913190984999,0.79802886511989002]
[null,"QLD","QCDW","Cardwell","Ergon","Summer","Non-Coincident",2026,"POE50",6.0320553674933697,0.79805772393926]
[null,"QLD","QCDW","Cardwell","Ergon","Winter","Non-Coincident",2016,"POE10",3.8457680724272998,0.79930598052777602]
[null,"QLD","QCDW","Cardwell","Ergon","Winter","Non-Coincident",2017,"POE10",3.8361974863280599,0.822895543013067]
[null,"QLD","QCDW","Cardwell","Ergon","Winter","Non-Coincident",2018,"POE10",3.9212188549156899,0.83498167066039897]
[null,"QLD","QCDW","Cardwell","Ergon","Winter","Non-Coincident",2019,"POE10",4.0476950912648402,0.82378684755220299]
[null,"QLD","QCDW","Cardwell","Ergon","Winter","Non-Coincident",2020,"POE10",4.1567222013882201,0.80178541743778098]
[null,"QLD","QCDW","Cardwell","Ergon","Winter","Non-Coincident",2021,"POE10",4.0973146160569396,0.80215590690165395]
[null,"QLD","QCDW","Cardwell","Ergon","Winter","Non-Coincident",2022,"POE10",4.1331172766419897,0.80250049006346702]
[null,"QLD","QCDW","Cardwell","Ergon","Winter","Non-Coincident",2023,"POE10",4.1473790643617399,0.80274815644073305]
[null,"QLD","QCDW","Cardwell","Ergon","Winter","Non-Coincident",2024,"POE10",4.2734144625471897,0.80305824432870299]
[null,"QLD","QCDW","Cardwell","Ergon","Winter","Non-Coincident",2025,"POE10",4.2844126301431,0.80333876533947601]
[null,"QLD","QCDW","Cardwell","Ergon","Winter","Non-Coincident",2016,"POE50",3.6387934826192199,0.81707283719773804]
[null,"QLD","QCDW","Cardwell","Ergon","Winter","Non-Coincident",2017,"POE50",3.6287040438453499,0.84062972315574402]
[null,"QLD","QCDW","Cardwell","Ergon","Winter","Non-Coincident",2018,"POE50",3.6818648694990501,0.84759536461177598]
[null,"QLD","QCDW","Cardwell","Ergon","Winter","Non-Coincident",2019,"POE50",3.76511597854376,0.83781672850561595]
[null,"QLD","QCDW","Cardwell","Ergon","Winter","Non-Coincident",2020,"POE50",3.8436496234807298,0.81956617010492605]
[null,"QLD","QCDW","Cardwell","Ergon","Winter","Non-Coincident",2021,"POE50",3.8239001246552302,0.81992236178210398]
[null,"QLD","QCDW","Cardwell","Ergon","Winter","Non-Coincident",2022,"POE50",3.8553418228513499,0.82024739905009603]
[null,"QLD","QCDW","Cardwell","Ergon","Winter","Non-Coincident",2023,"POE50",3.86540913931709,0.82047283404591098]
[null,"QLD","QCDW","Cardwell","Ergon","Winter","Non-Coincident",2024,"POE50",3.9301959071822701,0.82076525925315902]
[null,"QLD","QCDW","Cardwell","Ergon","Winter","Non-Coincident",2025,"POE50",3.92284963576357,0.82102746387527004]
[null,"QLD","QCHA","Chinchilla","Ergon","Summer","Non-Coincident",2017,"POE10",21.1605080644851,0.83807612208156701]
[null,"QLD","QCHA","Chinchilla","Ergon","Summer","Non-Coincident",2018,"POE10",20.818609551998701,0.84348280915571205]
[null,"QLD","QCHA","Chinchilla","Ergon","Summer","Non-Coincident",2019,"POE10",20.528182179559799,0.84432645012305796]
[null,"QLD","QCHA","Chinchilla","Ergon","Summer","Non-Coincident",2020,"POE10",20.393601335208601,0.84449959281221698]
[null,"QLD","QCHA","Chinchilla","Ergon","Summer","Non-Coincident",2021,"POE10",20.1196399576902,0.839789461942407]
[null,"QLD","QCHA","Chinchilla","Ergon","Summer","Non-Coincident",2022,"POE10",19.838397979058101,0.83988306193101603]
[null,"QLD","QCHA","Chinchilla","Ergon","Summer","Non-Coincident",2023,"POE10",19.3781119443059,0.83988178065000996]
[null,"QLD","QCHA","Chinchilla","Ergon","Summer","Non-Coincident",2024,"POE10",19.294169639499799,0.83988709400933004]
[null,"QLD","QCHA","Chinchilla","Ergon","Summer","Non-Coincident",2025,"POE10",19.116953181999001,0.83979149778297602]
[null,"QLD","QCHA","Chinchilla","Ergon","Summer","Non-Coincident",2026,"POE10",18.6889903886319,0.83979039071286199]
[null,"QLD","QCHA","Chinchilla","Ergon","Summer","Non-Coincident",2017,"POE50",19.395625441776499,0.85214558269814999]
[null,"QLD","QCHA","Chinchilla","Ergon","Summer","Non-Coincident",2018,"POE50",19.035787378433302,0.855190679891627]
[null,"QLD","QCHA","Chinchilla","Ergon","Summer","Non-Coincident",2019,"POE50",18.620446202807301,0.85224638758315896]
[null,"QLD","QCHA","Chinchilla","Ergon","Summer","Non-Coincident",2020,"POE50",18.528390615103699,0.85765626935791806]
[null,"QLD","QCHA","Chinchilla","Ergon","Summer","Non-Coincident",2021,"POE50",18.106971911620199,0.85414285787370203]
[null,"QLD","QCHA","Chinchilla","Ergon","Summer","Non-Coincident",2022,"POE50",17.8773030330441,0.85427225818885]
[null,"QLD","QCHA","Chinchilla","Ergon","Summer","Non-Coincident",2023,"POE50",17.688135525387501,0.85429324766883197]
[null,"QLD","QCHA","Chinchilla","Ergon","Summer","Non-Coincident",2024,"POE50",17.494724504497601,0.85432277008615398]
[null,"QLD","QCHA","Chinchilla","Ergon","Summer","Non-Coincident",2025,"POE50",17.1793699919048,0.85425209153539094]
[null,"QLD","QCHA","Chinchilla","Ergon","Summer","Non-Coincident",2026,"POE50",16.781066197442499,0.85428298353426901]
[null,"QLD","QCHA","Chinchilla","Ergon","Winter","Non-Coincident",2016,"POE10",20.086680668902499,1]
[null,"QLD","QCHA","Chinchilla","Ergon","Winter","Non-Coincident",2017,"POE10",21.119400551646901,1]
[null,"QLD","QCHA","Chinchilla","Ergon","Winter","Non-Coincident",2018,"POE10",22.426631156039001,1]
[null,"QLD","QCHA","Chinchilla","Ergon","Winter","Non-Coincident",2019,"POE10",23.3844845225752,1]
[null,"QLD","QCHA","Chinchilla","Ergon","Winter","Non-Coincident",2020,"POE10",23.9312486933153,1]
[null,"QLD","QCHA","Chinchilla","Ergon","Winter","Non-Coincident",2021,"POE10",24.164629631434501,1]
[null,"QLD","QCHA","Chinchilla","Ergon","Winter","Non-Coincident",2022,"POE10",24.970579124694101,1]
[null,"QLD","QCHA","Chinchilla","Ergon","Winter","Non-Coincident",2023,"POE10",25.666272302036599,1]
[null,"QLD","QCHA","Chinchilla","Ergon","Winter","Non-Coincident",2024,"POE10",27.093155259933798,1]
[null,"QLD","QCHA","Chinchilla","Ergon","Winter","Non-Coincident",2025,"POE10",27.827996161994299,1]
[null,"QLD","QCHA","Chinchilla","Ergon","Winter","Non-Coincident",2016,"POE50",19.399950527926599,1]
[null,"QLD","QCHA","Chinchilla","Ergon","Winter","Non-Coincident",2017,"POE50",20.338908514803599,1]
[null,"QLD","QCHA","Chinchilla","Ergon","Winter","Non-Coincident",2018,"POE50",21.263821850655798,1]
[null,"QLD","QCHA","Chinchilla","Ergon","Winter","Non-Coincident",2019,"POE50",21.966092547906101,1]
[null,"QLD","QCHA","Chinchilla","Ergon","Winter","Non-Coincident",2020,"POE50",22.419352833162101,1]
[null,"QLD","QCHA","Chinchilla","Ergon","Winter","Non-Coincident",2021,"POE50",22.807415753700599,1]
[null,"QLD","QCHA","Chinchilla","Ergon","Winter","Non-Coincident",2022,"POE50",23.514744955358399,1]
[null,"QLD","QCHA","Chinchilla","Ergon","Winter","Non-Coincident",2023,"POE50",24.108187953248301,1]
[null,"QLD","QCHA","Chinchilla","Ergon","Winter","Non-Coincident",2024,"POE50",25.069729051966899,1]
[null,"QLD","QCHA","Chinchilla","Ergon","Winter","Non-Coincident",2025,"POE50",25.5934730788574,1]
[null,"QLD","QCLR","Clare","Ergon","Summer","Non-Coincident",2017,"POE10",75.999178463964498,0.90926469983436198]
[null,"QLD","QCLR","Clare","Ergon","Summer","Non-Coincident",2018,"POE10",76.575733670292394,0.91513064633974595]
[null,"QLD","QCLR","Clare","Ergon","Summer","Non-Coincident",2019,"POE10",77.353270929694105,0.91604594857868504]
[null,"QLD","QCLR","Clare","Ergon","Summer","Non-Coincident",2020,"POE10",78.750697066369,0.91623379850202502]
[null,"QLD","QCLR","Clare","Ergon","Summer","Non-Coincident",2021,"POE10",79.646324337848696,0.91112357567300395]
[null,"QLD","QCLR","Clare","Ergon","Summer","Non-Coincident",2022,"POE10",80.536122989202497,0.91122512631178798]
[null,"QLD","QCLR","Clare","Ergon","Summer","Non-Coincident",2023,"POE10",80.703965326313195,0.91122373619511599]
[null,"QLD","QCLR","Clare","Ergon","Summer","Non-Coincident",2024,"POE10",82.466171268443006,0.91122950088634203]
[null,"QLD","QCLR","Clare","Ergon","Summer","Non-Coincident",2025,"POE10",83.889769954225798,0.91112578444368097]
[null,"QLD","QCLR","Clare","Ergon","Summer","Non-Coincident",2026,"POE10",84.236257180021298,0.91112458333587198]
[null,"QLD","QCLR","Clare","Ergon","Summer","Non-Coincident",2017,"POE50",71.749488952929198,0.924529260591198]
[null,"QLD","QCLR","Clare","Ergon","Summer","Non-Coincident",2018,"POE50",72.158641607515094,0.92783301703126497]
[null,"QLD","QCLR","Clare","Ergon","Summer","Non-Coincident",2019,"POE50",72.355318992810595,0.92463862813084596]
[null,"QLD","QCLR","Clare","Ergon","Summer","Non-Coincident",2020,"POE50",73.833716991656601,0.93050804070383397]
[null,"QLD","QCLR","Clare","Ergon","Summer","Non-Coincident",2021,"POE50",74.026013617842906,0.92669619002056103]
[null,"QLD","QCLR","Clare","Ergon","Summer","Non-Coincident",2022,"POE50",75.015117262232195,0.92683658196779795]
[null,"QLD","QCLR","Clare","Ergon","Summer","Non-Coincident",2023,"POE50",76.213671423632803,0.92685935435411604]
[null,"QLD","QCLR","Clare","Ergon","Summer","Non-Coincident",2024,"POE50",77.440110927462996,0.926891384489825]
[null,"QLD","QCLR","Clare","Ergon","Summer","Non-Coincident",2025,"POE50",78.160524499246904,0.92681470230123697]
[null,"QLD","QCLR","Clare","Ergon","Summer","Non-Coincident",2026,"POE50",78.513599688848899,0.92684821835466802]
[null,"QLD","QCLR","Clare","Ergon","Winter","Non-Coincident",2016,"POE10",59.4135062355044,0.79489138593338804]
[null,"QLD","QCLR","Clare","Ergon","Winter","Non-Coincident",2017,"POE10",46.017664903838899,0.81835066244863897]
[null,"QLD","QCLR","Clare","Ergon","Winter","Non-Coincident",2018,"POE10",48.284662653599398,0.83037003799467501]
[null,"QLD","QCLR","Clare","Ergon","Winter","Non-Coincident",2019,"POE10",51.161250980364301,0.81923704428195698]
[null,"QLD","QCLR","Clare","Ergon","Winter","Non-Coincident",2020,"POE10",53.927994637039497,0.79735712882752596]
[null,"QLD","QCLR","Clare","Ergon","Winter","Non-Coincident",2021,"POE10",54.5608373268634,0.79772557206526695]
[null,"QLD","QCLR","Clare","Ergon","Winter","Non-Coincident",2022,"POE10",56.489831828960902,0.79806825208235199]
[null,"QLD","QCLR","Clare","Ergon","Winter","Non-Coincident",2023,"POE10",58.179952304548799,0.79831455058964496]
[null,"QLD","QCLR","Clare","Ergon","Winter","Non-Coincident",2024,"POE10",61.5292741994868,0.79862292585147698]
[null,"QLD","QCLR","Clare","Ergon","Winter","Non-Coincident",2025,"POE10",63.315365540531999,0.79890189753499896]
[null,"QLD","QCLR","Clare","Ergon","Winter","Non-Coincident",2016,"POE50",56.753795366946598,0.81256011563905195]
[null,"QLD","QCLR","Clare","Ergon","Winter","Non-Coincident",2017,"POE50",43.446579699361102,0.83598689610060894]
[null,"QLD","QCLR","Clare","Ergon","Winter","Non-Coincident",2018,"POE50",45.3294202227613,0.84291406607779895]
[null,"QLD","QCLR","Clare","Ergon","Winter","Non-Coincident",2019,"POE50",47.6605937041803,0.83318943771729104]
[null,"QLD","QCLR","Clare","Ergon","Winter","Non-Coincident",2020,"POE50",50.021761210542401,0.81503967778229902]
[null,"QLD","QCLR","Clare","Ergon","Winter","Non-Coincident",2021,"POE50",51.159454289306098,0.815393902200516]
[null,"QLD","QCLR","Clare","Ergon","Winter","Non-Coincident",2022,"POE50",53.022620543293002,0.81571714427642805]
[null,"QLD","QCLR","Clare","Ergon","Winter","Non-Coincident",2023,"POE50",54.6452084842537,0.81594133418695902]
[null,"QLD","QCLR","Clare","Ergon","Winter","Non-Coincident",2024,"POE50",57.1101231768628,0.81623214431966595]
[null,"QLD","QCLR","Clare","Ergon","Winter","Non-Coincident",2025,"POE50",58.591057890882396,0.81649290077657499]
[null,"QLD","QCMD","Callemondah (Rail)","Powerlink","Summer","Non-Coincident",2017,"POE10","NA","NA"]
[null,"QLD","QCMD","Callemondah (Rail)","Powerlink","Summer","Non-Coincident",2018,"POE10","NA","NA"]
[null,"QLD","QCMD","Callemondah (Rail)","Powerlink","Summer","Non-Coincident",2019,"POE10","NA","NA"]
[null,"QLD","QCMD","Callemondah (Rail)","Powerlink","Summer","Non-Coincident",2020,"POE10","NA","NA"]
[null,"QLD","QCMD","Callemondah (Rail)","Powerlink","Summer","Non-Coincident",2021,"POE10","NA","NA"]
[null,"QLD","QCMD","Callemondah (Rail)","Powerlink","Summer","Non-Coincident",2022,"POE10","NA","NA"]
[null,"QLD","QCMD","Callemondah (Rail)","Powerlink","Summer","Non-Coincident",2023,"POE10","NA","NA"]
[null,"QLD","QCMD","Callemondah (Rail)","Powerlink","Summer","Non-Coincident",2024,"POE10","NA","NA"]
[null,"QLD","QCMD","Callemondah (Rail)","Powerlink","Summer","Non-Coincident",2025,"POE10","NA","NA"]
[null,"QLD","QCMD","Callemondah (Rail)","Powerlink","Summer","Non-Coincident",2026,"POE10","NA","NA"]
[null,"QLD","QCMD","Callemondah (Rail)","Powerlink","Summer","Non-Coincident",2017,"POE50","NA","NA"]
[null,"QLD","QCMD","Callemondah (Rail)","Powerlink","Summer","Non-Coincident",2018,"POE50","NA","NA"]
[null,"QLD","QCMD","Callemondah (Rail)","Powerlink","Summer","Non-Coincident",2019,"POE50","NA","NA"]
[null,"QLD","QCMD","Callemondah (Rail)","Powerlink","Summer","Non-Coincident",2020,"POE50","NA","NA"]
[null,"QLD","QCMD","Callemondah (Rail)","Powerlink","Summer","Non-Coincident",2021,"POE50","NA","NA"]
[null,"QLD","QCMD","Callemondah (Rail)","Powerlink","Summer","Non-Coincident",2022,"POE50","NA","NA"]
[null,"QLD","QCMD","Callemondah (Rail)","Powerlink","Summer","Non-Coincident",2023,"POE50","NA","NA"]
[null,"QLD","QCMD","Callemondah (Rail)","Powerlink","Summer","Non-Coincident",2024,"POE50","NA","NA"]
[null,"QLD","QCMD","Callemondah (Rail)","Powerlink","Summer","Non-Coincident",2025,"POE50","NA","NA"]
[null,"QLD","QCMD","Callemondah (Rail)","Powerlink","Summer","Non-Coincident",2026,"POE50","NA","NA"]
[null,"QLD","QCMD","Callemondah (Rail)","Powerlink","Winter","Non-Coincident",2016,"POE10","NA","NA"]
[null,"QLD","QCMD","Callemondah (Rail)","Powerlink","Winter","Non-Coincident",2017,"POE10","NA","NA"]
[null,"QLD","QCMD","Callemondah (Rail)","Powerlink","Winter","Non-Coincident",2018,"POE10","NA","NA"]
[null,"QLD","QCMD","Callemondah (Rail)","Powerlink","Winter","Non-Coincident",2019,"POE10","NA","NA"]
[null,"QLD","QCMD","Callemondah (Rail)","Powerlink","Winter","Non-Coincident",2020,"POE10","NA","NA"]
[null,"QLD","QCMD","Callemondah (Rail)","Powerlink","Winter","Non-Coincident",2021,"POE10","NA","NA"]
[null,"QLD","QCMD","Callemondah (Rail)","Powerlink","Winter","Non-Coincident",2022,"POE10","NA","NA"]
[null,"QLD","QCMD","Callemondah (Rail)","Powerlink","Winter","Non-Coincident",2023,"POE10","NA","NA"]
[null,"QLD","QCMD","Callemondah (Rail)","Powerlink","Winter","Non-Coincident",2024,"POE10","NA","NA"]
[null,"QLD","QCMD","Callemondah (Rail)","Powerlink","Winter","Non-Coincident",2025,"POE10","NA","NA"]
[null,"QLD","QCMD","Callemondah (Rail)","Powerlink","Winter","Non-Coincident",2016,"POE50","NA","NA"]
[null,"QLD","QCMD","Callemondah (Rail)","Powerlink","Winter","Non-Coincident",2017,"POE50","NA","NA"]
[null,"QLD","QCMD","Callemondah (Rail)","Powerlink","Winter","Non-Coincident",2018,"POE50","NA","NA"]
[null,"QLD","QCMD","Callemondah (Rail)","Powerlink","Winter","Non-Coincident",2019,"POE50","NA","NA"]
[null,"QLD","QCMD","Callemondah (Rail)","Powerlink","Winter","Non-Coincident",2020,"POE50","NA","NA"]
[null,"QLD","QCMD","Callemondah (Rail)","Powerlink","Winter","Non-Coincident",2021,"POE50","NA","NA"]
[null,"QLD","QCMD","Callemondah (Rail)","Powerlink","Winter","Non-Coincident",2022,"POE50","NA","NA"]
[null,"QLD","QCMD","Callemondah (Rail)","Powerlink","Winter","Non-Coincident",2023,"POE50","NA","NA"]
[null,"QLD","QCMD","Callemondah (Rail)","Powerlink","Winter","Non-Coincident",2024,"POE50","NA","NA"]
[null,"QLD","QCMD","Callemondah (Rail)","Powerlink","Winter","Non-Coincident",2025,"POE50","NA","NA"]
[null,"QLD","QCND","Columboola Bellvue","Powerlink","Summer","Non-Coincident",2017,"POE10","NA","NA"]
[null,"QLD","QCND","Columboola Bellvue","Powerlink","Summer","Non-Coincident",2018,"POE10","NA","NA"]
[null,"QLD","QCND","Columboola Bellvue","Powerlink","Summer","Non-Coincident",2019,"POE10","NA","NA"]
[null,"QLD","QCND","Columboola Bellvue","Powerlink","Summer","Non-Coincident",2020,"POE10","NA","NA"]
[null,"QLD","QCND","Columboola Bellvue","Powerlink","Summer","Non-Coincident",2021,"POE10","NA","NA"]
[null,"QLD","QCND","Columboola Bellvue","Powerlink","Summer","Non-Coincident",2022,"POE10","NA","NA"]
[null,"QLD","QCND","Columboola Bellvue","Powerlink","Summer","Non-Coincident",2023,"POE10","NA","NA"]
[null,"QLD","QCND","Columboola Bellvue","Powerlink","Summer","Non-Coincident",2024,"POE10","NA","NA"]
[null,"QLD","QCND","Columboola Bellvue","Powerlink","Summer","Non-Coincident",2025,"POE10","NA","NA"]
[null,"QLD","QCND","Columboola Bellvue","Powerlink","Summer","Non-Coincident",2026,"POE10","NA","NA"]
[null,"QLD","QCND","Columboola Bellvue","Powerlink","Summer","Non-Coincident",2017,"POE50","NA","NA"]
[null,"QLD","QCND","Columboola Bellvue","Powerlink","Summer","Non-Coincident",2018,"POE50","NA","NA"]
[null,"QLD","QCND","Columboola Bellvue","Powerlink","Summer","Non-Coincident",2019,"POE50","NA","NA"]
[null,"QLD","QCND","Columboola Bellvue","Powerlink","Summer","Non-Coincident",2020,"POE50","NA","NA"]
[null,"QLD","QCND","Columboola Bellvue","Powerlink","Summer","Non-Coincident",2021,"POE50","NA","NA"]
[null,"QLD","QCND","Columboola Bellvue","Powerlink","Summer","Non-Coincident",2022,"POE50","NA","NA"]
[null,"QLD","QCND","Columboola Bellvue","Powerlink","Summer","Non-Coincident",2023,"POE50","NA","NA"]
[null,"QLD","QCND","Columboola Bellvue","Powerlink","Summer","Non-Coincident",2024,"POE50","NA","NA"]
[null,"QLD","QCND","Columboola Bellvue","Powerlink","Summer","Non-Coincident",2025,"POE50","NA","NA"]
[null,"QLD","QCND","Columboola Bellvue","Powerlink","Summer","Non-Coincident",2026,"POE50","NA","NA"]
[null,"QLD","QCND","Columboola Bellvue","Powerlink","Winter","Non-Coincident",2016,"POE10","NA","NA"]
[null,"QLD","QCND","Columboola Bellvue","Powerlink","Winter","Non-Coincident",2017,"POE10","NA","NA"]
[null,"QLD","QCND","Columboola Bellvue","Powerlink","Winter","Non-Coincident",2018,"POE10","NA","NA"]
[null,"QLD","QCND","Columboola Bellvue","Powerlink","Winter","Non-Coincident",2019,"POE10","NA","NA"]
[null,"QLD","QCND","Columboola Bellvue","Powerlink","Winter","Non-Coincident",2020,"POE10","NA","NA"]
[null,"QLD","QCND","Columboola Bellvue","Powerlink","Winter","Non-Coincident",2021,"POE10","NA","NA"]
[null,"QLD","QCND","Columboola Bellvue","Powerlink","Winter","Non-Coincident",2022,"POE10","NA","NA"]
[null,"QLD","QCND","Columboola Bellvue","Powerlink","Winter","Non-Coincident",2023,"POE10","NA","NA"]
[null,"QLD","QCND","Columboola Bellvue","Powerlink","Winter","Non-Coincident",2024,"POE10","NA","NA"]
[null,"QLD","QCND","Columboola Bellvue","Powerlink","Winter","Non-Coincident",2025,"POE10","NA","NA"]
[null,"QLD","QCND","Columboola Bellvue","Powerlink","Winter","Non-Coincident",2016,"POE50","NA","NA"]
[null,"QLD","QCND","Columboola Bellvue","Powerlink","Winter","Non-Coincident",2017,"POE50","NA","NA"]
[null,"QLD","QCND","Columboola Bellvue","Powerlink","Winter","Non-Coincident",2018,"POE50","NA","NA"]
[null,"QLD","QCND","Columboola Bellvue","Powerlink","Winter","Non-Coincident",2019,"POE50","NA","NA"]
[null,"QLD","QCND","Columboola Bellvue","Powerlink","Winter","Non-Coincident",2020,"POE50","NA","NA"]
[null,"QLD","QCND","Columboola Bellvue","Powerlink","Winter","Non-Coincident",2021,"POE50","NA","NA"]
[null,"QLD","QCND","Columboola Bellvue","Powerlink","Winter","Non-Coincident",2022,"POE50","NA","NA"]
[null,"QLD","QCND","Columboola Bellvue","Powerlink","Winter","Non-Coincident",2023,"POE50","NA","NA"]
[null,"QLD","QCND","Columboola Bellvue","Powerlink","Winter","Non-Coincident",2024,"POE50","NA","NA"]
[null,"QLD","QCND","Columboola Bellvue","Powerlink","Winter","Non-Coincident",2025,"POE50","NA","NA"]
[null,"QLD","QCNS","Cairns City","Ergon","Summer","Non-Coincident",2017,"POE10",52.745392323288499,0.90126664766026698]
[null,"QLD","QCNS","Cairns City","Ergon","Summer","Non-Coincident",2018,"POE10",53.110246648486999,0.90708099626879102]
[null,"QLD","QCNS","Cairns City","Ergon","Summer","Non-Coincident",2019,"POE10",53.614242653917998,0.90798824734829997]
[null,"QLD","QCNS","Cairns City","Ergon","Summer","Non-Coincident",2020,"POE10",54.541006155157397,0.908174444910686]
[null,"QLD","QCNS","Cairns City","Ergon","Summer","Non-Coincident",2021,"POE10",55.110063351356501,0.90310917250018996]
[null,"QLD","QCNS","Cairns City","Ergon","Summer","Non-Coincident",2022,"POE10",55.6714415179489,0.90320982988169995]
[null,"QLD","QCNS","Cairns City","Ergon","Summer","Non-Coincident",2023,"POE10",55.730302726215903,0.90320845199273903]
[null,"QLD","QCNS","Cairns City","Ergon","Summer","Non-Coincident",2024,"POE10",56.887057248453502,0.90321416597672599]
[null,"QLD","QCNS","Cairns City","Ergon","Summer","Non-Coincident",2025,"POE10",57.8066710915027,0.90311136184213203]
[null,"QLD","QCNS","Cairns City","Ergon","Summer","Non-Coincident",2026,"POE10",57.982416222197301,0.90311017129947802]
[null,"QLD","QCNS","Cairns City","Ergon","Summer","Non-Coincident",2017,"POE50",50.668333337305199,0.91639693865674599]
[null,"QLD","QCNS","Cairns City","Ergon","Summer","Non-Coincident",2018,"POE50",51.245389354999503,0.91967163467427304]
[null,"QLD","QCNS","Cairns City","Ergon","Summer","Non-Coincident",2019,"POE50",51.671183785020801,0.91650534418028595]
[null,"QLD","QCNS","Cairns City","Ergon","Summer","Non-Coincident",2020,"POE50",53.009880569685997,0.92232312836827302]
[null,"QLD","QCNS","Cairns City","Ergon","Summer","Non-Coincident",2021,"POE50",53.419614924355002,0.91854480739384103]
[null,"QLD","QCNS","Cairns City","Ergon","Summer","Non-Coincident",2022,"POE50",54.403054920672901,0.91868396442882505]
[null,"QLD","QCNS","Cairns City","Ergon","Summer","Non-Coincident",2023,"POE50",55.540332586650599,0.91870653650522904]
[null,"QLD","QCNS","Cairns City","Ergon","Summer","Non-Coincident",2024,"POE50",56.701550679451898,0.91873828489823295]
[null,"QLD","QCNS","Cairns City","Ergon","Summer","Non-Coincident",2025,"POE50",57.494585134892802,0.91866227721965898]
[null,"QLD","QCNS","Cairns City","Ergon","Summer","Non-Coincident",2026,"POE50",58.016823939525302,0.91869549845999099]
[null,"QLD","QCNS","Cairns City","Ergon","Winter","Non-Coincident",2016,"POE10",40.134258432072698,0.78441948065493405]
[null,"QLD","QCNS","Cairns City","Ergon","Winter","Non-Coincident",2017,"POE10",40.294928263826897,0.80756970447956999]
[null,"QLD","QCNS","Cairns City","Ergon","Winter","Non-Coincident",2018,"POE10",41.458708422533498,0.819430736679016]
[null,"QLD","QCNS","Cairns City","Ergon","Winter","Non-Coincident",2019,"POE10",43.084374263926001,0.80844440911174698]
[null,"QLD","QCNS","Cairns City","Ergon","Winter","Non-Coincident",2020,"POE10",44.535867129810399,0.78685273983307502]
[null,"QLD","QCNS","Cairns City","Ergon","Winter","Non-Coincident",2021,"POE10",44.190925864533298,0.787216329196747]
[null,"QLD","QCNS","Cairns City","Ergon","Winter","Non-Coincident",2022,"POE10",44.875961024964198,0.78755449474463102]
[null,"QLD","QCNS","Cairns City","Ergon","Winter","Non-Coincident",2023,"POE10",45.3356631561781,0.78779754851348005]
[null,"QLD","QCNS","Cairns City","Ergon","Winter","Non-Coincident",2024,"POE10",47.0343256820966,0.78810186123722303]
[null,"QLD","QCNS","Cairns City","Ergon","Winter","Non-Coincident",2025,"POE10",47.484447970218099,0.788377157745624]
[null,"QLD","QCNS","Cairns City","Ergon","Winter","Non-Coincident",2016,"POE50",38.506007559524598,0.80185544237852802]
[null,"QLD","QCNS","Cairns City","Ergon","Winter","Non-Coincident",2017,"POE50",38.687956534694997,0.82497359825273398]
[null,"QLD","QCNS","Cairns City","Ergon","Winter","Non-Coincident",2018,"POE50",39.552789347275898,0.83180950963896105]
[null,"QLD","QCNS","Cairns City","Ergon","Winter","Non-Coincident",2019,"POE50",40.761526327447697,0.82221299360783695]
[null,"QLD","QCNS","Cairns City","Ergon","Winter","Non-Coincident",2020,"POE50",41.928421721609098,0.80430233875088397]
[null,"QLD","QCNS","Cairns City","Ergon","Winter","Non-Coincident",2021,"POE50",42.033561294380704,0.80465189661387004]
[null,"QLD","QCNS","Cairns City","Ergon","Winter","Non-Coincident",2022,"POE50",42.7080010145622,0.80497088029616903]
[null,"QLD","QCNS","Cairns City","Ergon","Winter","Non-Coincident",2023,"POE50",43.154994191477201,0.80519211672708102]
[null,"QLD","QCNS","Cairns City","Ergon","Winter","Non-Coincident",2024,"POE50",44.227024807322302,0.80547909572484599]
[null,"QLD","QCNS","Cairns City","Ergon","Winter","Non-Coincident",2025,"POE50",44.500520550672498,0.80573641697417098]
[null,"QLD","QCOL","Collinsville Load","Ergon","Summer","Non-Coincident",2017,"POE10",16.752311922189499,0.77083130307724701]
[null,"QLD","QCOL","Collinsville Load","Ergon","Summer","Non-Coincident",2018,"POE10",16.594033390551299,0.77580417312196503]
[null,"QLD","QCOL","Collinsville Load","Ergon","Summer","Non-Coincident",2019,"POE10",24.390897158868,0.77658012276312005]
[null,"QLD","QCOL","Collinsville Load","Ergon","Summer","Non-Coincident",2020,"POE10",24.499500707021902,0.77673937298059603]
[null,"QLD","QCOL","Collinsville Load","Ergon","Summer","Non-Coincident",2021,"POE10",24.446065464005599,0.77240716947261101]
[null,"QLD","QCOL","Collinsville Load","Ergon","Summer","Non-Coincident",2022,"POE10",24.387116137934001,0.77249325926718404]
[null,"QLD","QCOL","Collinsville Load","Ergon","Summer","Non-Coincident",2023,"POE10",24.108855724192999,0.77249208079248299]
[null,"QLD","QCOL","Collinsville Load","Ergon","Summer","Non-Coincident",2024,"POE10",24.302696101769602,0.77249696782312505]
[null,"QLD","QCOL","Collinsville Load","Ergon","Summer","Non-Coincident",2025,"POE10",24.387586741359801,0.77240904196318405]
[null,"QLD","QCOL","Collinsville Load","Ergon","Summer","Non-Coincident",2026,"POE10",24.1559303380442,0.77240802372119399]
[null,"QLD","QCOL","Collinsville Load","Ergon","Summer","Non-Coincident",2017,"POE50",16.217455528683001,0.78377187061631104]
[null,"QLD","QCOL","Collinsville Load","Ergon","Summer","Non-Coincident",2018,"POE50",16.057142097258399,0.78657263796404897]
[null,"QLD","QCOL","Collinsville Load","Ergon","Summer","Non-Coincident",2019,"POE50",23.704018730011502,0.78386458720710905]
[null,"QLD","QCOL","Collinsville Load","Ergon","Summer","Non-Coincident",2020,"POE50",23.896542764999001,0.788840395618849]
[null,"QLD","QCOL","Collinsville Load","Ergon","Summer","Non-Coincident",2021,"POE50",23.6689770896736,0.78560889017290103]
[null,"QLD","QCOL","Collinsville Load","Ergon","Summer","Non-Coincident",2022,"POE50",23.694318281131,0.78572790777872004]
[null,"QLD","QCOL","Collinsville Load","Ergon","Summer","Non-Coincident",2023,"POE50",23.780099400766598,0.78574721312316198]
[null,"QLD","QCOL","Collinsville Load","Ergon","Summer","Non-Coincident",2024,"POE50",23.868036898651301,0.78577436674657997]
[null,"QLD","QCOL","Collinsville Load","Ergon","Summer","Non-Coincident",2025,"POE50",23.795359788283498,0.78570935923956597]
[null,"QLD","QCOL","Collinsville Load","Ergon","Summer","Non-Coincident",2026,"POE50",23.609534445282801,0.78573777255325306]
[null,"QLD","QCOL","Collinsville Load","Ergon","Winter","Non-Coincident",2016,"POE10",16.242307198006799,0.77684159833452604]
[null,"QLD","QCOL","Collinsville Load","Ergon","Winter","Non-Coincident",2017,"POE10",16.300930486151,0.799768179483069]
[null,"QLD","QCOL","Collinsville Load","Ergon","Winter","Non-Coincident",2018,"POE10",16.7659210277134,0.81151462821228804]
[null,"QLD","QCOL","Collinsville Load","Ergon","Winter","Non-Coincident",2019,"POE10",26.040452011390101,0.80063443403345702]
[null,"QLD","QCOL","Collinsville Load","Ergon","Winter","Non-Coincident",2020,"POE10",26.968331496318999,0.77925135101880605]
[null,"QLD","QCOL","Collinsville Load","Ergon","Winter","Non-Coincident",2021,"POE10",26.8117949508413,0.779611427928391]
[null,"QLD","QCOL","Collinsville Load","Ergon","Winter","Non-Coincident",2022,"POE10",27.282906863378201,0.77994632662889296]
[null,"QLD","QCOL","Collinsville Load","Ergon","Winter","Non-Coincident",2023,"POE10",27.62088350506,0.78018703237745002]
[null,"QLD","QCOL","Collinsville Load","Ergon","Winter","Non-Coincident",2024,"POE10",28.718131750825901,0.78048840528892904]
[null,"QLD","QCOL","Collinsville Load","Ergon","Winter","Non-Coincident",2025,"POE10",29.057490084553098,0.78076104229613796]
[null,"QLD","QCOL","Collinsville Load","Ergon","Winter","Non-Coincident",2016,"POE50",15.7689892250628,0.79410911999595601]
[null,"QLD","QCOL","Collinsville Load","Ergon","Winter","Non-Coincident",2017,"POE50",15.8325144819937,0.81700394298641799]
[null,"QLD","QCOL","Collinsville Load","Ergon","Winter","Non-Coincident",2018,"POE50",16.1759551943546,0.82377381606875899]
[null,"QLD","QCOL","Collinsville Load","Ergon","Winter","Non-Coincident",2019,"POE50",25.1383020654653,0.81427000715539999]
[null,"QLD","QCOL","Collinsville Load","Ergon","Winter","Non-Coincident",2020,"POE50",25.893937972251099,0.79653237813237199]
[null,"QLD","QCOL","Collinsville Load","Ergon","Winter","Non-Coincident",2021,"POE50",25.996865327011601,0.79687855909254601]
[null,"QLD","QCOL","Collinsville Load","Ergon","Winter","Non-Coincident",2022,"POE50",26.4546851433165,0.79719446123382498]
[null,"QLD","QCOL","Collinsville Load","Ergon","Winter","Non-Coincident",2023,"POE50",26.774869886096901,0.79741356041078104]
[null,"QLD","QCOL","Collinsville Load","Ergon","Winter","Non-Coincident",2024,"POE50",27.485718207174202,0.79769776704869599]
[null,"QLD","QCOL","Collinsville Load","Ergon","Winter","Non-Coincident",2025,"POE50",27.702967148245499,0.79795260244677202]
[null,"QLD","QCOP","Coppabella (Rail)","Powerlink","Summer","Non-Coincident",2017,"POE10","NA","NA"]
[null,"QLD","QCOP","Coppabella (Rail)","Powerlink","Summer","Non-Coincident",2018,"POE10","NA","NA"]
[null,"QLD","QCOP","Coppabella (Rail)","Powerlink","Summer","Non-Coincident",2019,"POE10","NA","NA"]
[null,"QLD","QCOP","Coppabella (Rail)","Powerlink","Summer","Non-Coincident",2020,"POE10","NA","NA"]
[null,"QLD","QCOP","Coppabella (Rail)","Powerlink","Summer","Non-Coincident",2021,"POE10","NA","NA"]
[null,"QLD","QCOP","Coppabella (Rail)","Powerlink","Summer","Non-Coincident",2022,"POE10","NA","NA"]
[null,"QLD","QCOP","Coppabella (Rail)","Powerlink","Summer","Non-Coincident",2023,"POE10","NA","NA"]
[null,"QLD","QCOP","Coppabella (Rail)","Powerlink","Summer","Non-Coincident",2024,"POE10","NA","NA"]
[null,"QLD","QCOP","Coppabella (Rail)","Powerlink","Summer","Non-Coincident",2025,"POE10","NA","NA"]
[null,"QLD","QCOP","Coppabella (Rail)","Powerlink","Summer","Non-Coincident",2026,"POE10","NA","NA"]
[null,"QLD","QCOP","Coppabella (Rail)","Powerlink","Summer","Non-Coincident",2017,"POE50","NA","NA"]
[null,"QLD","QCOP","Coppabella (Rail)","Powerlink","Summer","Non-Coincident",2018,"POE50","NA","NA"]
[null,"QLD","QCOP","Coppabella (Rail)","Powerlink","Summer","Non-Coincident",2019,"POE50","NA","NA"]
[null,"QLD","QCOP","Coppabella (Rail)","Powerlink","Summer","Non-Coincident",2020,"POE50","NA","NA"]
[null,"QLD","QCOP","Coppabella (Rail)","Powerlink","Summer","Non-Coincident",2021,"POE50","NA","NA"]
[null,"QLD","QCOP","Coppabella (Rail)","Powerlink","Summer","Non-Coincident",2022,"POE50","NA","NA"]
[null,"QLD","QCOP","Coppabella (Rail)","Powerlink","Summer","Non-Coincident",2023,"POE50","NA","NA"]
[null,"QLD","QCOP","Coppabella (Rail)","Powerlink","Summer","Non-Coincident",2024,"POE50","NA","NA"]
[null,"QLD","QCOP","Coppabella (Rail)","Powerlink","Summer","Non-Coincident",2025,"POE50","NA","NA"]
[null,"QLD","QCOP","Coppabella (Rail)","Powerlink","Summer","Non-Coincident",2026,"POE50","NA","NA"]
[null,"QLD","QCOP","Coppabella (Rail)","Powerlink","Winter","Non-Coincident",2016,"POE10","NA","NA"]
[null,"QLD","QCOP","Coppabella (Rail)","Powerlink","Winter","Non-Coincident",2017,"POE10","NA","NA"]
[null,"QLD","QCOP","Coppabella (Rail)","Powerlink","Winter","Non-Coincident",2018,"POE10","NA","NA"]
[null,"QLD","QCOP","Coppabella (Rail)","Powerlink","Winter","Non-Coincident",2019,"POE10","NA","NA"]
[null,"QLD","QCOP","Coppabella (Rail)","Powerlink","Winter","Non-Coincident",2020,"POE10","NA","NA"]
[null,"QLD","QCOP","Coppabella (Rail)","Powerlink","Winter","Non-Coincident",2021,"POE10","NA","NA"]
[null,"QLD","QCOP","Coppabella (Rail)","Powerlink","Winter","Non-Coincident",2022,"POE10","NA","NA"]
[null,"QLD","QCOP","Coppabella (Rail)","Powerlink","Winter","Non-Coincident",2023,"POE10","NA","NA"]
[null,"QLD","QCOP","Coppabella (Rail)","Powerlink","Winter","Non-Coincident",2024,"POE10","NA","NA"]
[null,"QLD","QCOP","Coppabella (Rail)","Powerlink","Winter","Non-Coincident",2025,"POE10","NA","NA"]
[null,"QLD","QCOP","Coppabella (Rail)","Powerlink","Winter","Non-Coincident",2016,"POE50","NA","NA"]
[null,"QLD","QCOP","Coppabella (Rail)","Powerlink","Winter","Non-Coincident",2017,"POE50","NA","NA"]
[null,"QLD","QCOP","Coppabella (Rail)","Powerlink","Winter","Non-Coincident",2018,"POE50","NA","NA"]
[null,"QLD","QCOP","Coppabella (Rail)","Powerlink","Winter","Non-Coincident",2019,"POE50","NA","NA"]
[null,"QLD","QCOP","Coppabella (Rail)","Powerlink","Winter","Non-Coincident",2020,"POE50","NA","NA"]
[null,"QLD","QCOP","Coppabella (Rail)","Powerlink","Winter","Non-Coincident",2021,"POE50","NA","NA"]
[null,"QLD","QCOP","Coppabella (Rail)","Powerlink","Winter","Non-Coincident",2022,"POE50","NA","NA"]
[null,"QLD","QCOP","Coppabella (Rail)","Powerlink","Winter","Non-Coincident",2023,"POE50","NA","NA"]
[null,"QLD","QCOP","Coppabella (Rail)","Powerlink","Winter","Non-Coincident",2024,"POE50","NA","NA"]
[null,"QLD","QCOP","Coppabella (Rail)","Powerlink","Winter","Non-Coincident",2025,"POE50","NA","NA"]
[null,"QLD","QCRN","Cairns","Ergon","Summer","Non-Coincident",2017,"POE10",59.919484751009001,0.87245032622037499]
[null,"QLD","QCRN","Cairns","Ergon","Summer","Non-Coincident",2018,"POE10",57.757858486559698,0.87807877186787997]
[null,"QLD","QCRN","Cairns","Ergon","Summer","Non-Coincident",2019,"POE10",55.9326331203061,0.87895701528489401]
[null,"QLD","QCRN","Cairns","Ergon","Summer","Non-Coincident",2020,"POE10",54.703466676019801,0.87913725952722399]
[null,"QLD","QCRN","Cairns","Ergon","Summer","Non-Coincident",2021,"POE10",53.267901515482102,0.87423393976230801]
[null,"QLD","QCRN","Cairns","Ergon","Summer","Non-Coincident",2022,"POE10",52.023455182800198,0.87433137881163103]
[null,"QLD","QCRN","Cairns","Ergon","Summer","Non-Coincident",2023,"POE10",50.524306164506797,0.87433004497810196]
[null,"QLD","QCRN","Cairns","Ergon","Summer","Non-Coincident",2024,"POE10",50.2239114133369,0.87433557626809999]
[null,"QLD","QCRN","Cairns","Ergon","Summer","Non-Coincident",2025,"POE10",49.984054046983601,0.87423605910412105]
[null,"QLD","QCRN","Cairns","Ergon","Summer","Non-Coincident",2026,"POE10",49.447012552161098,0.87423490662685099]
[null,"QLD","QCRN","Cairns","Ergon","Summer","Non-Coincident",2017,"POE50",56.192246547913399,0.88709685435936203]
[null,"QLD","QCRN","Cairns","Ergon","Summer","Non-Coincident",2018,"POE50",54.154109030722097,0.89026684807451995]
[null,"QLD","QCRN","Cairns","Ergon","Summer","Non-Coincident",2019,"POE50",52.132217510208903,0.88720179381831399]
[null,"QLD","QCRN","Cairns","Ergon","Summer","Non-Coincident",2020,"POE50",51.164919869252699,0.89283356519903201]
[null,"QLD","QCRN","Cairns","Ergon","Summer","Non-Coincident",2021,"POE50",49.433232997978301,0.88917604899640101]
[null,"QLD","QCRN","Cairns","Ergon","Summer","Non-Coincident",2022,"POE50",48.4119602420514,0.88931075674452797]
[null,"QLD","QCRN","Cairns","Ergon","Summer","Non-Coincident",2023,"POE50",47.684341021764098,0.88933260712085405]
[null,"QLD","QCRN","Cairns","Ergon","Summer","Non-Coincident",2024,"POE50",47.178085743197599,0.88936334041815901]
[null,"QLD","QCRN","Cairns","Ergon","Summer","Non-Coincident",2025,"POE50",46.682462614471902,0.88928976294345796]
[null,"QLD","QCRN","Cairns","Ergon","Summer","Non-Coincident",2026,"POE50",46.250411425777898,0.88932192199654203]
[null,"QLD","QCRN","Cairns","Ergon","Winter","Non-Coincident",2016,"POE10",42.828680764957603,0.79404084722354296]
[null,"QLD","QCRN","Cairns","Ergon","Winter","Non-Coincident",2017,"POE10",41.814482887148799,0.817475022167517]
[null,"QLD","QCRN","Cairns","Ergon","Winter","Non-Coincident",2018,"POE10",41.8909174117641,0.82948153690722004]
[null,"QLD","QCRN","Cairns","Ergon","Winter","Non-Coincident",2019,"POE10",42.474771112358503,0.81836045556678005]
[null,"QLD","QCRN","Cairns","Ergon","Winter","Non-Coincident",2020,"POE10",42.875494945559403,0.79650395175750099]
[null,"QLD","QCRN","Cairns","Ergon","Winter","Non-Coincident",2021,"POE10",41.626903962639801,0.79687200075869402]
[null,"QLD","QCRN","Cairns","Ergon","Winter","Non-Coincident",2022,"POE10",41.448097098077298,0.79721431410603705]
[null,"QLD","QCRN","Cairns","Ergon","Winter","Non-Coincident",2023,"POE10",41.1464447214179,0.79746034907240004]
[null,"QLD","QCRN","Cairns","Ergon","Winter","Non-Coincident",2024,"POE10",42.217873573544601,0.79776839437079095]
[null,"QLD","QCRN","Cairns","Ergon","Winter","Non-Coincident",2025,"POE10",42.382134217977097,0.79804706755288202]
[null,"QLD","QCRN","Cairns","Ergon","Winter","Non-Coincident",2016,"POE50",40.9039198423038,0.81169067127890704]
[null,"QLD","QCRN","Cairns","Ergon","Winter","Non-Coincident",2017,"POE50",39.879919226265201,0.83509238494016702]
[null,"QLD","QCRN","Cairns","Ergon","Winter","Non-Coincident",2018,"POE50",39.615426160774,0.84201214280254499]
[null,"QLD","QCRN","Cairns","Ergon","Winter","Non-Coincident",2019,"POE50",39.749854367812198,0.83229791985465795]
[null,"QLD","QCRN","Cairns","Ergon","Winter","Non-Coincident",2020,"POE50",39.843191307073397,0.81416758027529301]
[null,"QLD","QCRN","Cairns","Ergon","Winter","Non-Coincident",2021,"POE50",38.999778370010802,0.81452142567118702]
[null,"QLD","QCRN","Cairns","Ergon","Winter","Non-Coincident",2022,"POE50",38.771531638928003,0.81484432187607403]
[null,"QLD","QCRN","Cairns","Ergon","Winter","Non-Coincident",2023,"POE50",38.452366037385097,0.81506827190201103]
[null,"QLD","QCRN","Cairns","Ergon","Winter","Non-Coincident",2024,"POE50",39.009822523674799,0.815358770866073]
[null,"QLD","QCRN","Cairns","Ergon","Winter","Non-Coincident",2025,"POE50",39.034682208839797,0.81561924831195698]
[null,"QLD","QDNG","Dingo (Rail)","Powerlink","Summer","Non-Coincident",2017,"POE10","NA","NA"]
[null,"QLD","QDNG","Dingo (Rail)","Powerlink","Summer","Non-Coincident",2018,"POE10","NA","NA"]
[null,"QLD","QDNG","Dingo (Rail)","Powerlink","Summer","Non-Coincident",2019,"POE10","NA","NA"]
[null,"QLD","QDNG","Dingo (Rail)","Powerlink","Summer","Non-Coincident",2020,"POE10","NA","NA"]
[null,"QLD","QDNG","Dingo (Rail)","Powerlink","Summer","Non-Coincident",2021,"POE10","NA","NA"]
[null,"QLD","QDNG","Dingo (Rail)","Powerlink","Summer","Non-Coincident",2022,"POE10","NA","NA"]
[null,"QLD","QDNG","Dingo (Rail)","Powerlink","Summer","Non-Coincident",2023,"POE10","NA","NA"]
[null,"QLD","QDNG","Dingo (Rail)","Powerlink","Summer","Non-Coincident",2024,"POE10","NA","NA"]
[null,"QLD","QDNG","Dingo (Rail)","Powerlink","Summer","Non-Coincident",2025,"POE10","NA","NA"]
[null,"QLD","QDNG","Dingo (Rail)","Powerlink","Summer","Non-Coincident",2026,"POE10","NA","NA"]
[null,"QLD","QDNG","Dingo (Rail)","Powerlink","Summer","Non-Coincident",2017,"POE50","NA","NA"]
[null,"QLD","QDNG","Dingo (Rail)","Powerlink","Summer","Non-Coincident",2018,"POE50","NA","NA"]
[null,"QLD","QDNG","Dingo (Rail)","Powerlink","Summer","Non-Coincident",2019,"POE50","NA","NA"]
[null,"QLD","QDNG","Dingo (Rail)","Powerlink","Summer","Non-Coincident",2020,"POE50","NA","NA"]
[null,"QLD","QDNG","Dingo (Rail)","Powerlink","Summer","Non-Coincident",2021,"POE50","NA","NA"]
[null,"QLD","QDNG","Dingo (Rail)","Powerlink","Summer","Non-Coincident",2022,"POE50","NA","NA"]
[null,"QLD","QDNG","Dingo (Rail)","Powerlink","Summer","Non-Coincident",2023,"POE50","NA","NA"]
[null,"QLD","QDNG","Dingo (Rail)","Powerlink","Summer","Non-Coincident",2024,"POE50","NA","NA"]
[null,"QLD","QDNG","Dingo (Rail)","Powerlink","Summer","Non-Coincident",2025,"POE50","NA","NA"]
[null,"QLD","QDNG","Dingo (Rail)","Powerlink","Summer","Non-Coincident",2026,"POE50","NA","NA"]
[null,"QLD","QDNG","Dingo (Rail)","Powerlink","Winter","Non-Coincident",2016,"POE10","NA","NA"]
[null,"QLD","QDNG","Dingo (Rail)","Powerlink","Winter","Non-Coincident",2017,"POE10","NA","NA"]
[null,"QLD","QDNG","Dingo (Rail)","Powerlink","Winter","Non-Coincident",2018,"POE10","NA","NA"]
[null,"QLD","QDNG","Dingo (Rail)","Powerlink","Winter","Non-Coincident",2019,"POE10","NA","NA"]
[null,"QLD","QDNG","Dingo (Rail)","Powerlink","Winter","Non-Coincident",2020,"POE10","NA","NA"]
[null,"QLD","QDNG","Dingo (Rail)","Powerlink","Winter","Non-Coincident",2021,"POE10","NA","NA"]
[null,"QLD","QDNG","Dingo (Rail)","Powerlink","Winter","Non-Coincident",2022,"POE10","NA","NA"]
[null,"QLD","QDNG","Dingo (Rail)","Powerlink","Winter","Non-Coincident",2023,"POE10","NA","NA"]
[null,"QLD","QDNG","Dingo (Rail)","Powerlink","Winter","Non-Coincident",2024,"POE10","NA","NA"]
[null,"QLD","QDNG","Dingo (Rail)","Powerlink","Winter","Non-Coincident",2025,"POE10","NA","NA"]
[null,"QLD","QDNG","Dingo (Rail)","Powerlink","Winter","Non-Coincident",2016,"POE50","NA","NA"]
[null,"QLD","QDNG","Dingo (Rail)","Powerlink","Winter","Non-Coincident",2017,"POE50","NA","NA"]
[null,"QLD","QDNG","Dingo (Rail)","Powerlink","Winter","Non-Coincident",2018,"POE50","NA","NA"]
[null,"QLD","QDNG","Dingo (Rail)","Powerlink","Winter","Non-Coincident",2019,"POE50","NA","NA"]
[null,"QLD","QDNG","Dingo (Rail)","Powerlink","Winter","Non-Coincident",2020,"POE50","NA","NA"]
[null,"QLD","QDNG","Dingo (Rail)","Powerlink","Winter","Non-Coincident",2021,"POE50","NA","NA"]
[null,"QLD","QDNG","Dingo (Rail)","Powerlink","Winter","Non-Coincident",2022,"POE50","NA","NA"]
[null,"QLD","QDNG","Dingo (Rail)","Powerlink","Winter","Non-Coincident",2023,"POE50","NA","NA"]
[null,"QLD","QDNG","Dingo (Rail)","Powerlink","Winter","Non-Coincident",2024,"POE50","NA","NA"]
[null,"QLD","QDNG","Dingo (Rail)","Powerlink","Winter","Non-Coincident",2025,"POE50","NA","NA"]
[null,"QLD","QDRG","Duaringa","Powerlink","Summer","Non-Coincident",2017,"POE10","NA","NA"]
[null,"QLD","QDRG","Duaringa","Powerlink","Summer","Non-Coincident",2018,"POE10","NA","NA"]
[null,"QLD","QDRG","Duaringa","Powerlink","Summer","Non-Coincident",2019,"POE10","NA","NA"]
[null,"QLD","QDRG","Duaringa","Powerlink","Summer","Non-Coincident",2020,"POE10","NA","NA"]
[null,"QLD","QDRG","Duaringa","Powerlink","Summer","Non-Coincident",2021,"POE10","NA","NA"]
[null,"QLD","QDRG","Duaringa","Powerlink","Summer","Non-Coincident",2022,"POE10","NA","NA"]
[null,"QLD","QDRG","Duaringa","Powerlink","Summer","Non-Coincident",2023,"POE10","NA","NA"]
[null,"QLD","QDRG","Duaringa","Powerlink","Summer","Non-Coincident",2024,"POE10","NA","NA"]
[null,"QLD","QDRG","Duaringa","Powerlink","Summer","Non-Coincident",2025,"POE10","NA","NA"]
[null,"QLD","QDRG","Duaringa","Powerlink","Summer","Non-Coincident",2026,"POE10","NA","NA"]
[null,"QLD","QDRG","Duaringa","Powerlink","Summer","Non-Coincident",2017,"POE50","NA","NA"]
[null,"QLD","QDRG","Duaringa","Powerlink","Summer","Non-Coincident",2018,"POE50","NA","NA"]
[null,"QLD","QDRG","Duaringa","Powerlink","Summer","Non-Coincident",2019,"POE50","NA","NA"]
[null,"QLD","QDRG","Duaringa","Powerlink","Summer","Non-Coincident",2020,"POE50","NA","NA"]
[null,"QLD","QDRG","Duaringa","Powerlink","Summer","Non-Coincident",2021,"POE50","NA","NA"]
[null,"QLD","QDRG","Duaringa","Powerlink","Summer","Non-Coincident",2022,"POE50","NA","NA"]
[null,"QLD","QDRG","Duaringa","Powerlink","Summer","Non-Coincident",2023,"POE50","NA","NA"]
[null,"QLD","QDRG","Duaringa","Powerlink","Summer","Non-Coincident",2024,"POE50","NA","NA"]
[null,"QLD","QDRG","Duaringa","Powerlink","Summer","Non-Coincident",2025,"POE50","NA","NA"]
[null,"QLD","QDRG","Duaringa","Powerlink","Summer","Non-Coincident",2026,"POE50","NA","NA"]
[null,"QLD","QDRG","Duaringa","Powerlink","Winter","Non-Coincident",2016,"POE10","NA","NA"]
[null,"QLD","QDRG","Duaringa","Powerlink","Winter","Non-Coincident",2017,"POE10","NA","NA"]
[null,"QLD","QDRG","Duaringa","Powerlink","Winter","Non-Coincident",2018,"POE10","NA","NA"]
[null,"QLD","QDRG","Duaringa","Powerlink","Winter","Non-Coincident",2019,"POE10","NA","NA"]
[null,"QLD","QDRG","Duaringa","Powerlink","Winter","Non-Coincident",2020,"POE10","NA","NA"]
[null,"QLD","QDRG","Duaringa","Powerlink","Winter","Non-Coincident",2021,"POE10","NA","NA"]
[null,"QLD","QDRG","Duaringa","Powerlink","Winter","Non-Coincident",2022,"POE10","NA","NA"]
[null,"QLD","QDRG","Duaringa","Powerlink","Winter","Non-Coincident",2023,"POE10","NA","NA"]
[null,"QLD","QDRG","Duaringa","Powerlink","Winter","Non-Coincident",2024,"POE10","NA","NA"]
[null,"QLD","QDRG","Duaringa","Powerlink","Winter","Non-Coincident",2025,"POE10","NA","NA"]
[null,"QLD","QDRG","Duaringa","Powerlink","Winter","Non-Coincident",2016,"POE50","NA","NA"]
[null,"QLD","QDRG","Duaringa","Powerlink","Winter","Non-Coincident",2017,"POE50","NA","NA"]
[null,"QLD","QDRG","Duaringa","Powerlink","Winter","Non-Coincident",2018,"POE50","NA","NA"]
[null,"QLD","QDRG","Duaringa","Powerlink","Winter","Non-Coincident",2019,"POE50","NA","NA"]
[null,"QLD","QDRG","Duaringa","Powerlink","Winter","Non-Coincident",2020,"POE50","NA","NA"]
[null,"QLD","QDRG","Duaringa","Powerlink","Winter","Non-Coincident",2021,"POE50","NA","NA"]
[null,"QLD","QDRG","Duaringa","Powerlink","Winter","Non-Coincident",2022,"POE50","NA","NA"]
[null,"QLD","QDRG","Duaringa","Powerlink","Winter","Non-Coincident",2023,"POE50","NA","NA"]
[null,"QLD","QDRG","Duaringa","Powerlink","Winter","Non-Coincident",2024,"POE50","NA","NA"]
[null,"QLD","QDRG","Duaringa","Powerlink","Winter","Non-Coincident",2025,"POE50","NA","NA"]
[null,"QLD","QDYS","Dysart","Ergon","Summer","Non-Coincident",2017,"POE10",50.1651088954385,0.78673098891845195]
[null,"QLD","QDYS","Dysart","Ergon","Summer","Non-Coincident",2018,"POE10",50.259433350992097,0.79180643273141904]
[null,"QLD","QDYS","Dysart","Ergon","Summer","Non-Coincident",2019,"POE10",50.4838644803257,0.79259838763270496]
[null,"QLD","QDYS","Dysart","Ergon","Summer","Non-Coincident",2020,"POE10",51.108081185004202,0.792760922652468]
[null,"QLD","QDYS","Dysart","Ergon","Summer","Non-Coincident",2021,"POE10",51.401499119707701,0.78833936019590101]
[null,"QLD","QDYS","Dysart","Ergon","Summer","Non-Coincident",2022,"POE10",51.687926564809402,0.78842722573658497]
[null,"QLD","QDYS","Dysart","Ergon","Summer","Non-Coincident",2023,"POE10",51.510400796813798,0.78842602295387099]
[null,"QLD","QDYS","Dysart","Ergon","Summer","Non-Coincident",2024,"POE10",52.346870325436399,0.78843101078769895]
[null,"QLD","QDYS","Dysart","Ergon","Summer","Non-Coincident",2025,"POE10",52.9604609020693,0.78834127130972698]
[null,"QLD","QDYS","Dysart","Ergon","Summer","Non-Coincident",2026,"POE10",52.891095630194201,0.78834023206479098]
[null,"QLD","QDYS","Dysart","Ergon","Summer","Non-Coincident",2017,"POE50",42.782805711979201,0.79993847732289503]
[null,"QLD","QDYS","Dysart","Ergon","Summer","Non-Coincident",2018,"POE50",42.820570789954203,0.80279701518509705]
[null,"QLD","QDYS","Dysart","Ergon","Summer","Non-Coincident",2019,"POE50",42.7324893746813,0.80003310634856695]
[null,"QLD","QDYS","Dysart","Ergon","Summer","Non-Coincident",2020,"POE50",43.398625102594302,0.80511154913729299]
[null,"QLD","QDYS","Dysart","Ergon","Summer","Non-Coincident",2021,"POE50",43.306082137907801,0.80181338848263795]
[null,"QLD","QDYS","Dysart","Ergon","Summer","Non-Coincident",2022,"POE50",43.678358965620603,0.80193486102578804]
[null,"QLD","QDYS","Dysart","Ergon","Summer","Non-Coincident",2023,"POE50",44.168535073213597,0.80195456457527303]
[null,"QLD","QDYS","Dysart","Ergon","Summer","Non-Coincident",2024,"POE50",44.670229458142998,0.80198227828762303]
[null,"QLD","QDYS","Dysart","Ergon","Summer","Non-Coincident",2025,"POE50",44.8767308209191,0.80191592989196803]
[null,"QLD","QDYS","Dysart","Ergon","Summer","Non-Coincident",2026,"POE50",44.871388027808202,0.80194492927780703]
[null,"QLD","QDYS","Dysart","Ergon","Winter","Non-Coincident",2016,"POE10",42.265423349659699,0.85271700218723301]
[null,"QLD","QDYS","Dysart","Ergon","Winter","Non-Coincident",2017,"POE10",42.6693991567262,0.87788286043851604]
[null,"QLD","QDYS","Dysart","Ergon","Winter","Non-Coincident",2018,"POE10",44.148244161077898,0.89077660424446203]
[null,"QLD","QDYS","Dysart","Ergon","Winter","Non-Coincident",2019,"POE10",46.136200912626101,0.87883372350367905]
[null,"QLD","QDYS","Dysart","Ergon","Winter","Non-Coincident",2020,"POE10",47.972598889701899,0.85536211940206397]
[null,"QLD","QDYS","Dysart","Ergon","Winter","Non-Coincident",2021,"POE10",47.8870366191898,0.85575736561899696]
[null,"QLD","QDYS","Dysart","Ergon","Winter","Non-Coincident",2022,"POE10",48.926339179845101,0.85612497442951996]
[null,"QLD","QDYS","Dysart","Ergon","Winter","Non-Coincident",2023,"POE10",49.734392462299297,0.85638919030668004]
[null,"QLD","QDYS","Dysart","Ergon","Winter","Non-Coincident",2024,"POE10",51.921810085748596,0.85671999880891403]
[null,"QLD","QDYS","Dysart","Ergon","Winter","Non-Coincident",2025,"POE10",52.751329310750698,0.85701926472357504]
[null,"QLD","QDYS","Dysart","Ergon","Winter","Non-Coincident",2016,"POE50",41.250608127017998,0.87167107125086796]
[null,"QLD","QDYS","Dysart","Ergon","Winter","Non-Coincident",2017,"POE50",41.635364661886101,0.89680206947224195]
[null,"QLD","QDYS","Dysart","Ergon","Winter","Non-Coincident",2018,"POE50",42.764213615486497,0.90423316725631797]
[null,"QLD","QDYS","Dysart","Ergon","Winter","Non-Coincident",2019,"POE50",44.2749775359962,0.89380110560651205]
[null,"QLD","QDYS","Dysart","Ergon","Winter","Non-Coincident",2020,"POE50",45.767616250460499,0.87433101301768501]
[null,"QLD","QDYS","Dysart","Ergon","Winter","Non-Coincident",2021,"POE50",46.113110690325598,0.87471100604484298]
[null,"QLD","QDYS","Dysart","Ergon","Winter","Non-Coincident",2022,"POE50",47.092829076364403,0.87505776287078196]
[null,"QLD","QDYS","Dysart","Ergon","Winter","Non-Coincident",2023,"POE50",47.833685617038597,0.87529826182675496]
[null,"QLD","QDYS","Dysart","Ergon","Winter","Non-Coincident",2024,"POE50",49.280310973132998,0.87561022739709005]
[null,"QLD","QDYS","Dysart","Ergon","Winter","Non-Coincident",2025,"POE50",49.849193248945902,0.87588995299000905]
[null,"QLD","QEGD","Eagle Downs Mine","Powerlink","Summer","Non-Coincident",2017,"POE10","NA","NA"]
[null,"QLD","QEGD","Eagle Downs Mine","Powerlink","Summer","Non-Coincident",2018,"POE10","NA","NA"]
[null,"QLD","QEGD","Eagle Downs Mine","Powerlink","Summer","Non-Coincident",2019,"POE10","NA","NA"]
[null,"QLD","QEGD","Eagle Downs Mine","Powerlink","Summer","Non-Coincident",2020,"POE10","NA","NA"]
[null,"QLD","QEGD","Eagle Downs Mine","Powerlink","Summer","Non-Coincident",2021,"POE10","NA","NA"]
[null,"QLD","QEGD","Eagle Downs Mine","Powerlink","Summer","Non-Coincident",2022,"POE10","NA","NA"]
[null,"QLD","QEGD","Eagle Downs Mine","Powerlink","Summer","Non-Coincident",2023,"POE10","NA","NA"]
[null,"QLD","QEGD","Eagle Downs Mine","Powerlink","Summer","Non-Coincident",2024,"POE10","NA","NA"]
[null,"QLD","QEGD","Eagle Downs Mine","Powerlink","Summer","Non-Coincident",2025,"POE10","NA","NA"]
[null,"QLD","QEGD","Eagle Downs Mine","Powerlink","Summer","Non-Coincident",2026,"POE10","NA","NA"]
[null,"QLD","QEGD","Eagle Downs Mine","Powerlink","Summer","Non-Coincident",2017,"POE50","NA","NA"]
[null,"QLD","QEGD","Eagle Downs Mine","Powerlink","Summer","Non-Coincident",2018,"POE50","NA","NA"]
[null,"QLD","QEGD","Eagle Downs Mine","Powerlink","Summer","Non-Coincident",2019,"POE50","NA","NA"]
[null,"QLD","QEGD","Eagle Downs Mine","Powerlink","Summer","Non-Coincident",2020,"POE50","NA","NA"]
[null,"QLD","QEGD","Eagle Downs Mine","Powerlink","Summer","Non-Coincident",2021,"POE50","NA","NA"]
[null,"QLD","QEGD","Eagle Downs Mine","Powerlink","Summer","Non-Coincident",2022,"POE50","NA","NA"]
[null,"QLD","QEGD","Eagle Downs Mine","Powerlink","Summer","Non-Coincident",2023,"POE50","NA","NA"]
[null,"QLD","QEGD","Eagle Downs Mine","Powerlink","Summer","Non-Coincident",2024,"POE50","NA","NA"]
[null,"QLD","QEGD","Eagle Downs Mine","Powerlink","Summer","Non-Coincident",2025,"POE50","NA","NA"]
[null,"QLD","QEGD","Eagle Downs Mine","Powerlink","Summer","Non-Coincident",2026,"POE50","NA","NA"]
[null,"QLD","QEGD","Eagle Downs Mine","Powerlink","Winter","Non-Coincident",2016,"POE10","NA","NA"]
[null,"QLD","QEGD","Eagle Downs Mine","Powerlink","Winter","Non-Coincident",2017,"POE10","NA","NA"]
[null,"QLD","QEGD","Eagle Downs Mine","Powerlink","Winter","Non-Coincident",2018,"POE10","NA","NA"]
[null,"QLD","QEGD","Eagle Downs Mine","Powerlink","Winter","Non-Coincident",2019,"POE10","NA","NA"]
[null,"QLD","QEGD","Eagle Downs Mine","Powerlink","Winter","Non-Coincident",2020,"POE10","NA","NA"]
[null,"QLD","QEGD","Eagle Downs Mine","Powerlink","Winter","Non-Coincident",2021,"POE10","NA","NA"]
[null,"QLD","QEGD","Eagle Downs Mine","Powerlink","Winter","Non-Coincident",2022,"POE10","NA","NA"]
[null,"QLD","QEGD","Eagle Downs Mine","Powerlink","Winter","Non-Coincident",2023,"POE10","NA","NA"]
[null,"QLD","QEGD","Eagle Downs Mine","Powerlink","Winter","Non-Coincident",2024,"POE10","NA","NA"]
[null,"QLD","QEGD","Eagle Downs Mine","Powerlink","Winter","Non-Coincident",2025,"POE10","NA","NA"]
[null,"QLD","QEGD","Eagle Downs Mine","Powerlink","Winter","Non-Coincident",2016,"POE50","NA","NA"]
[null,"QLD","QEGD","Eagle Downs Mine","Powerlink","Winter","Non-Coincident",2017,"POE50","NA","NA"]
[null,"QLD","QEGD","Eagle Downs Mine","Powerlink","Winter","Non-Coincident",2018,"POE50","NA","NA"]
[null,"QLD","QEGD","Eagle Downs Mine","Powerlink","Winter","Non-Coincident",2019,"POE50","NA","NA"]
[null,"QLD","QEGD","Eagle Downs Mine","Powerlink","Winter","Non-Coincident",2020,"POE50","NA","NA"]
[null,"QLD","QEGD","Eagle Downs Mine","Powerlink","Winter","Non-Coincident",2021,"POE50","NA","NA"]
[null,"QLD","QEGD","Eagle Downs Mine","Powerlink","Winter","Non-Coincident",2022,"POE50","NA","NA"]
[null,"QLD","QEGD","Eagle Downs Mine","Powerlink","Winter","Non-Coincident",2023,"POE50","NA","NA"]
[null,"QLD","QEGD","Eagle Downs Mine","Powerlink","Winter","Non-Coincident",2024,"POE50","NA","NA"]
[null,"QLD","QEGD","Eagle Downs Mine","Powerlink","Winter","Non-Coincident",2025,"POE50","NA","NA"]
[null,"QLD","QELA","El Arish","Ergon","Summer","Non-Coincident",2017,"POE10",4.8699753637398402,0.521145707768224]
[null,"QLD","QELA","El Arish","Ergon","Summer","Non-Coincident",2018,"POE10",4.8502347647145099,0.52450777916925395]
[null,"QLD","QELA","El Arish","Ergon","Summer","Non-Coincident",2019,"POE10",4.84286670206646,0.52503238529684304]
[null,"QLD","QELA","El Arish","Ergon","Summer","Non-Coincident",2020,"POE10",4.87336172588265,0.52514005161367205]
[null,"QLD","QELA","El Arish","Ergon","Summer","Non-Coincident",2021,"POE10",4.8717861427866902,0.52221112377388101]
[null,"QLD","QELA","El Arish","Ergon","Summer","Non-Coincident",2022,"POE10",4.8692146156349603,0.52226932759454303]
[null,"QLD","QELA","El Arish","Ergon","Summer","Non-Coincident",2023,"POE10",4.8228741786139802,0.52226853084818703]
[null,"QLD","QELA","El Arish","Ergon","Summer","Non-Coincident",2024,"POE10",4.87109437137625,0.52227183488505202]
[null,"QLD","QELA","El Arish","Ergon","Summer","Non-Coincident",2025,"POE10",4.8977410123560903,0.52221238973236195]
[null,"QLD","QELA","El Arish","Ergon","Summer","Non-Coincident",2026,"POE10",4.86091553178845,0.52221170131656902]
[null,"QLD","QELA","El Arish","Ergon","Summer","Non-Coincident",2017,"POE50",4.6358606879497399,0.52989460159511703]
[null,"QLD","QELA","El Arish","Ergon","Summer","Non-Coincident",2018,"POE50",4.6135618399708402,0.53178815194252005]
[null,"QLD","QELA","El Arish","Ergon","Summer","Non-Coincident",2019,"POE50",4.5777350854292402,0.529957285678055]
[null,"QLD","QELA","El Arish","Ergon","Summer","Non-Coincident",2020,"POE50",4.6223478811919403,0.53332134365819095]
[null,"QLD","QELA","El Arish","Ergon","Summer","Non-Coincident",2021,"POE50",4.5858009887246496,0.53113657873483799]
[null,"QLD","QELA","El Arish","Ergon","Summer","Non-Coincident",2022,"POE50",4.5983027471328102,0.53121704447899498]
[null,"QLD","QELA","El Arish","Ergon","Summer","Non-Coincident",2023,"POE50",4.6226849802168397,0.53123009648836805]
[null,"QLD","QELA","El Arish","Ergon","Summer","Non-Coincident",2024,"POE50",4.6476614122669604,0.531248454583373]
[null,"QLD","QELA","El Arish","Ergon","Summer","Non-Coincident",2025,"POE50",4.6414883617176397,0.53120450413258302]
[null,"QLD","QELA","El Arish","Ergon","Summer","Non-Coincident",2026,"POE50",4.6132808211712897,0.53122371388238498]
[null,"QLD","QELA","El Arish","Ergon","Winter","Non-Coincident",2016,"POE10",4.1258674153090098,0.77596624407442705]
[null,"QLD","QELA","El Arish","Ergon","Winter","Non-Coincident",2017,"POE10",4.1566178192080603,0.79886699128137695]
[null,"QLD","QELA","El Arish","Ergon","Winter","Non-Coincident",2018,"POE10",4.2916928304466602,0.81060020397385801]
[null,"QLD","QELA","El Arish","Ergon","Winter","Non-Coincident",2019,"POE10",4.4755534471688101,0.79973226972593903]
[null,"QLD","QELA","El Arish","Ergon","Winter","Non-Coincident",2020,"POE10",4.6439333311994,0.77837328142100803]
[null,"QLD","QELA","El Arish","Ergon","Winter","Non-Coincident",2021,"POE10",4.6259036564115696,0.77873295259169095]
[null,"QLD","QELA","El Arish","Ergon","Winter","Non-Coincident",2022,"POE10",4.71634217418646,0.77906747392439402]
[null,"QLD","QELA","El Arish","Ergon","Winter","Non-Coincident",2023,"POE10",4.7841129928794803,0.779307908442879]
[null,"QLD","QELA","El Arish","Ergon","Winter","Non-Coincident",2024,"POE10",4.9839596570791898,0.77960894176381401]
[null,"QLD","QELA","El Arish","Ergon","Winter","Non-Coincident",2025,"POE10",5.0528479769200496,0.77988127156043296]
[null,"QLD","QELA","El Arish","Ergon","Winter","Non-Coincident",2016,"POE50",3.94209774924478,0.79321430848912799]
[null,"QLD","QELA","El Arish","Ergon","Winter","Non-Coincident",2017,"POE50",3.9722779068759402,0.81608333332346505]
[null,"QLD","QELA","El Arish","Ergon","Winter","Non-Coincident",2018,"POE50",4.0732096679876104,0.82284557803310299]
[null,"QLD","QELA","El Arish","Ergon","Winter","Non-Coincident",2019,"POE50",4.2101003720515404,0.81335247812353195]
[null,"QLD","QELA","El Arish","Ergon","Winter","Non-Coincident",2020,"POE50",4.3447922540090804,0.79563483606974295]
[null,"QLD","QELA","El Arish","Ergon","Winter","Non-Coincident",2021,"POE50",4.3702930230618504,0.79598062694913496]
[null,"QLD","QELA","El Arish","Ergon","Winter","Non-Coincident",2022,"POE50",4.4556915873175402,0.79629617312816103]
[null,"QLD","QELA","El Arish","Ergon","Winter","Non-Coincident",2023,"POE50",4.5182179328486498,0.79651502542158503]
[null,"QLD","QELA","El Arish","Ergon","Winter","Non-Coincident",2024,"POE50",4.6470627809756699,0.79679891181211404]
[null,"QLD","QELA","El Arish","Ergon","Winter","Non-Coincident",2025,"POE50",4.6928187517996998,0.79705346005866295]
[null,"QLD","QEMS","Kemmis","Ergon","Summer","Non-Coincident",2017,"POE10","NA","NA"]
[null,"QLD","QEMS","Kemmis","Ergon","Summer","Non-Coincident",2018,"POE10","NA","NA"]
[null,"QLD","QEMS","Kemmis","Ergon","Summer","Non-Coincident",2019,"POE10","NA","NA"]
[null,"QLD","QEMS","Kemmis","Ergon","Summer","Non-Coincident",2020,"POE10","NA","NA"]
[null,"QLD","QEMS","Kemmis","Ergon","Summer","Non-Coincident",2021,"POE10","NA","NA"]
[null,"QLD","QEMS","Kemmis","Ergon","Summer","Non-Coincident",2022,"POE10","NA","NA"]
[null,"QLD","QEMS","Kemmis","Ergon","Summer","Non-Coincident",2023,"POE10","NA","NA"]
[null,"QLD","QEMS","Kemmis","Ergon","Summer","Non-Coincident",2024,"POE10","NA","NA"]
[null,"QLD","QEMS","Kemmis","Ergon","Summer","Non-Coincident",2025,"POE10","NA","NA"]
[null,"QLD","QEMS","Kemmis","Ergon","Summer","Non-Coincident",2026,"POE10","NA","NA"]
[null,"QLD","QEMS","Kemmis","Ergon","Summer","Non-Coincident",2017,"POE50","NA","NA"]
[null,"QLD","QEMS","Kemmis","Ergon","Summer","Non-Coincident",2018,"POE50","NA","NA"]
[null,"QLD","QEMS","Kemmis","Ergon","Summer","Non-Coincident",2019,"POE50","NA","NA"]
[null,"QLD","QEMS","Kemmis","Ergon","Summer","Non-Coincident",2020,"POE50","NA","NA"]
[null,"QLD","QEMS","Kemmis","Ergon","Summer","Non-Coincident",2021,"POE50","NA","NA"]
[null,"QLD","QEMS","Kemmis","Ergon","Summer","Non-Coincident",2022,"POE50","NA","NA"]
[null,"QLD","QEMS","Kemmis","Ergon","Summer","Non-Coincident",2023,"POE50","NA","NA"]
[null,"QLD","QEMS","Kemmis","Ergon","Summer","Non-Coincident",2024,"POE50","NA","NA"]
[null,"QLD","QEMS","Kemmis","Ergon","Summer","Non-Coincident",2025,"POE50","NA","NA"]
[null,"QLD","QEMS","Kemmis","Ergon","Summer","Non-Coincident",2026,"POE50","NA","NA"]
[null,"QLD","QEMS","Kemmis","Ergon","Winter","Non-Coincident",2016,"POE10","NA","NA"]
[null,"QLD","QEMS","Kemmis","Ergon","Winter","Non-Coincident",2017,"POE10","NA","NA"]
[null,"QLD","QEMS","Kemmis","Ergon","Winter","Non-Coincident",2018,"POE10","NA","NA"]
[null,"QLD","QEMS","Kemmis","Ergon","Winter","Non-Coincident",2019,"POE10","NA","NA"]
[null,"QLD","QEMS","Kemmis","Ergon","Winter","Non-Coincident",2020,"POE10","NA","NA"]
[null,"QLD","QEMS","Kemmis","Ergon","Winter","Non-Coincident",2021,"POE10","NA","NA"]
[null,"QLD","QEMS","Kemmis","Ergon","Winter","Non-Coincident",2022,"POE10","NA","NA"]
[null,"QLD","QEMS","Kemmis","Ergon","Winter","Non-Coincident",2023,"POE10","NA","NA"]
[null,"QLD","QEMS","Kemmis","Ergon","Winter","Non-Coincident",2024,"POE10","NA","NA"]
[null,"QLD","QEMS","Kemmis","Ergon","Winter","Non-Coincident",2025,"POE10","NA","NA"]
[null,"QLD","QEMS","Kemmis","Ergon","Winter","Non-Coincident",2016,"POE50","NA","NA"]
[null,"QLD","QEMS","Kemmis","Ergon","Winter","Non-Coincident",2017,"POE50","NA","NA"]
[null,"QLD","QEMS","Kemmis","Ergon","Winter","Non-Coincident",2018,"POE50","NA","NA"]
[null,"QLD","QEMS","Kemmis","Ergon","Winter","Non-Coincident",2019,"POE50","NA","NA"]
[null,"QLD","QEMS","Kemmis","Ergon","Winter","Non-Coincident",2020,"POE50","NA","NA"]
[null,"QLD","QEMS","Kemmis","Ergon","Winter","Non-Coincident",2021,"POE50","NA","NA"]
[null,"QLD","QEMS","Kemmis","Ergon","Winter","Non-Coincident",2022,"POE50","NA","NA"]
[null,"QLD","QEMS","Kemmis","Ergon","Winter","Non-Coincident",2023,"POE50","NA","NA"]
[null,"QLD","QEMS","Kemmis","Ergon","Winter","Non-Coincident",2024,"POE50","NA","NA"]
[null,"QLD","QEMS","Kemmis","Ergon","Winter","Non-Coincident",2025,"POE50","NA","NA"]
[null,"QLD","QEMT","Edmonton","Ergon","Summer","Non-Coincident",2017,"POE10",46.744583840514501,0.70629286663910895]
[null,"QLD","QEMT","Edmonton","Ergon","Summer","Non-Coincident",2018,"POE10",47.221501026620601,0.71084937936152504]
[null,"QLD","QEMT","Edmonton","Ergon","Summer","Non-Coincident",2019,"POE10",47.823127857705401,0.71156036202949702]
[null,"QLD","QEMT","Edmonton","Ergon","Summer","Non-Coincident",2020,"POE10",48.810038496591702,0.71170627890153504]
[null,"QLD","QEMT","Edmonton","Ergon","Summer","Non-Coincident",2021,"POE10",49.4881273129077,0.70773679242336096]
[null,"QLD","QEMT","Edmonton","Ergon","Summer","Non-Coincident",2022,"POE10",50.163974044783799,0.707815674284483]
[null,"QLD","QEMT","Edmonton","Ergon","Summer","Non-Coincident",2023,"POE10",50.390389565895497,0.70781459447847095]
[null,"QLD","QEMT","Edmonton","Ergon","Summer","Non-Coincident",2024,"POE10",51.613853116552797,0.70781907233875896]
[null,"QLD","QEMT","Edmonton","Ergon","Summer","Non-Coincident",2025,"POE10",52.6287826405323,0.70773850813823802]
[null,"QLD","QEMT","Edmonton","Ergon","Summer","Non-Coincident",2026,"POE10",52.9692459794299,0.707737575149332]
[null,"QLD","QEMT","Edmonton","Ergon","Summer","Non-Coincident",2017,"POE50",42.985767921823701,0.71814997533022695]
[null,"QLD","QEMT","Edmonton","Ergon","Summer","Non-Coincident",2018,"POE50",43.344007781276098,0.72071624630407805]
[null,"QLD","QEMT","Edmonton","Ergon","Summer","Non-Coincident",2019,"POE50",43.574486441279802,0.71823492915402398]
[null,"QLD","QEMT","Edmonton","Ergon","Summer","Non-Coincident",2020,"POE50",44.578367086091198,0.722794134226451]
[null,"QLD","QEMT","Edmonton","Ergon","Summer","Non-Coincident",2021,"POE50",44.807235669613497,0.71983318902888704]
[null,"QLD","QEMT","Edmonton","Ergon","Summer","Non-Coincident",2022,"POE50",45.519128862213101,0.71994224179524302]
[null,"QLD","QEMT","Edmonton","Ergon","Summer","Non-Coincident",2023,"POE50",46.360341155337998,0.71995993078505605]
[null,"QLD","QEMT","Edmonton","Ergon","Summer","Non-Coincident",2024,"POE50",47.221062444582302,0.71998481095072497]
[null,"QLD","QEMT","Edmonton","Ergon","Summer","Non-Coincident",2025,"POE50",47.775031380769697,0.71992524624662102]
[null,"QLD","QEMT","Edmonton","Ergon","Summer","Non-Coincident",2026,"POE50",48.104979159681598,0.71995128063403402]
[null,"QLD","QEMT","Edmonton","Ergon","Winter","Non-Coincident",2016,"POE10",30.234659651165298,0.90422155745005806]
[null,"QLD","QEMT","Edmonton","Ergon","Winter","Non-Coincident",2017,"POE10",30.8130214324812,0.93090744677110404]
[null,"QLD","QEMT","Edmonton","Ergon","Winter","Non-Coincident",2018,"POE10",32.180351725388803,0.94457997948203798]
[null,"QLD","QEMT","Edmonton","Ergon","Winter","Non-Coincident",2019,"POE10",33.942292881875602,0.93191574246533604]
[null,"QLD","QEMT","Edmonton","Ergon","Winter","Non-Coincident",2020,"POE10",35.618668753577502,0.907026441135381]
[null,"QLD","QEMT","Edmonton","Ergon","Winter","Non-Coincident",2021,"POE10",35.879902520500103,0.90744556043162405]
[null,"QLD","QEMT","Edmonton","Ergon","Winter","Non-Coincident",2022,"POE10",36.990422064137903,0.90783537300757999]
[null,"QLD","QEMT","Edmonton","Ergon","Winter","Non-Coincident",2023,"POE10",37.938635645296998,0.90811554766263702]
[null,"QLD","QEMT","Edmonton","Ergon","Winter","Non-Coincident",2024,"POE10",39.959377556773802,0.90846633717233305]
[null,"QLD","QEMT","Edmonton","Ergon","Winter","Non-Coincident",2025,"POE10",40.955532010324198,0.90878367890558398]
[null,"QLD","QEMT","Edmonton","Ergon","Winter","Non-Coincident",2016,"POE50",29.471247939503801,0.92432046225056597]
[null,"QLD","QEMT","Edmonton","Ergon","Winter","Non-Coincident",2017,"POE50",30.039821950310799,0.95096938597756897]
[null,"QLD","QEMT","Edmonton","Ergon","Winter","Non-Coincident",2018,"POE50",31.155933619424701,0.95884932597483097]
[null,"QLD","QEMT","Edmonton","Ergon","Winter","Non-Coincident",2019,"POE50",32.568909294319603,0.94778716231653903]
[null,"QLD","QEMT","Edmonton","Ergon","Winter","Non-Coincident",2020,"POE50",33.989737335974297,0.92714106589860901]
[null,"QLD","QEMT","Edmonton","Ergon","Winter","Non-Coincident",2021,"POE50",34.5715940282061,0.92754401070439596]
[null,"QLD","QEMT","Edmonton","Ergon","Winter","Non-Coincident",2022,"POE50",35.6382843656001,0.92791171182493504]
[null,"QLD","QEMT","Edmonton","Ergon","Winter","Non-Coincident",2023,"POE50",36.536348585425102,0.92816673704429498]
[null,"QLD","QEMT","Edmonton","Ergon","Winter","Non-Coincident",2024,"POE50",37.988923511919097,0.92849754549910002]
[null,"QLD","QEMT","Edmonton","Ergon","Winter","Non-Coincident",2025,"POE50",38.779085849481902,0.928794166664902]
[null,"QLD","QGDA","Goodna","Energex","Summer","Non-Coincident",2017,"POE10",116.107309070554,1]
[null,"QLD","QGDA","Goodna","Energex","Summer","Non-Coincident",2018,"POE10",120.52457468528,1]
[null,"QLD","QGDA","Goodna","Energex","Summer","Non-Coincident",2019,"POE10",124.65107870393,1]
[null,"QLD","QGDA","Goodna","Energex","Summer","Non-Coincident",2020,"POE10",128.79250871490299,1]
[null,"QLD","QGDA","Goodna","Energex","Summer","Non-Coincident",2021,"POE10",131.074933127441,1]
[null,"QLD","QGDA","Goodna","Energex","Summer","Non-Coincident",2022,"POE10",122.41514561932701,1]
[null,"QLD","QGDA","Goodna","Energex","Summer","Non-Coincident",2023,"POE10",124.42423509713799,1]
[null,"QLD","QGDA","Goodna","Energex","Summer","Non-Coincident",2024,"POE10",128.93988507600699,1]
[null,"QLD","QGDA","Goodna","Energex","Summer","Non-Coincident",2025,"POE10",133.19446339424999,1]
[null,"QLD","QGDA","Goodna","Energex","Summer","Non-Coincident",2026,"POE10",135.86244378189301,1]
[null,"QLD","QGDA","Goodna","Energex","Summer","Non-Coincident",2017,"POE50",110.961502170385,1]
[null,"QLD","QGDA","Goodna","Energex","Summer","Non-Coincident",2018,"POE50",114.74520946993501,1]
[null,"QLD","QGDA","Goodna","Energex","Summer","Non-Coincident",2019,"POE50",117.41395184200201,1]
[null,"QLD","QGDA","Goodna","Energex","Summer","Non-Coincident",2020,"POE50",122.45793753294301,1]
[null,"QLD","QGDA","Goodna","Energex","Summer","Non-Coincident",2021,"POE50",123.768798804637,1]
[null,"QLD","QGDA","Goodna","Energex","Summer","Non-Coincident",2022,"POE50",115.16769002634599,1]
[null,"QLD","QGDA","Goodna","Energex","Summer","Non-Coincident",2023,"POE50",118.74004551054701,1]
[null,"QLD","QGDA","Goodna","Energex","Summer","Non-Coincident",2024,"POE50",122.48363633179,1]
[null,"QLD","QGDA","Goodna","Energex","Summer","Non-Coincident",2025,"POE50",125.711904930324,1]
[null,"QLD","QGDA","Goodna","Energex","Summer","Non-Coincident",2026,"POE50",128.37059739296501,1]
[null,"QLD","QGDA","Goodna","Energex","Winter","Non-Coincident",2016,"POE10",92.1203702532314,1]
[null,"QLD","QGDA","Goodna","Energex","Winter","Non-Coincident",2017,"POE10",101.764268267463,1]
[null,"QLD","QGDA","Goodna","Energex","Winter","Non-Coincident",2018,"POE10",109.49455962967301,1]
[null,"QLD","QGDA","Goodna","Energex","Winter","Non-Coincident",2019,"POE10",115.63016663896801,1]
[null,"QLD","QGDA","Goodna","Energex","Winter","Non-Coincident",2020,"POE10",118.682665422434,1]
[null,"QLD","QGDA","Goodna","Energex","Winter","Non-Coincident",2021,"POE10",119.79179303018,1]
[null,"QLD","QGDA","Goodna","Energex","Winter","Non-Coincident",2022,"POE10",109.935151537929,1]
[null,"QLD","QGDA","Goodna","Energex","Winter","Non-Coincident",2023,"POE10",113.317398956983,1]
[null,"QLD","QGDA","Goodna","Energex","Winter","Non-Coincident",2024,"POE10",119.987502006271,1]
[null,"QLD","QGDA","Goodna","Energex","Winter","Non-Coincident",2025,"POE10",123.869846130859,1]
[null,"QLD","QGDA","Goodna","Energex","Winter","Non-Coincident",2016,"POE50",91.303559252945902,1]
[null,"QLD","QGDA","Goodna","Energex","Winter","Non-Coincident",2017,"POE50",100.945329313478,1]
[null,"QLD","QGDA","Goodna","Energex","Winter","Non-Coincident",2018,"POE50",107.203840597854,1]
[null,"QLD","QGDA","Goodna","Energex","Winter","Non-Coincident",2019,"POE50",112.43534735806,1]
[null,"QLD","QGDA","Goodna","Energex","Winter","Non-Coincident",2020,"POE50",115.339065265782,1]
[null,"QLD","QGDA","Goodna","Energex","Winter","Non-Coincident",2021,"POE50",117.522199105223,1]
[null,"QLD","QGDA","Goodna","Energex","Winter","Non-Coincident",2022,"POE50",107.442124730879,1]
[null,"QLD","QGDA","Goodna","Energex","Winter","Non-Coincident",2023,"POE50",110.690075645249,1]
[null,"QLD","QGDA","Goodna","Energex","Winter","Non-Coincident",2024,"POE50",115.692888053584,1]
[null,"QLD","QGDA","Goodna","Energex","Winter","Non-Coincident",2025,"POE50",118.95242078432101,1]
[null,"QLD","QGNG","Gin Gin","Ergon","Summer","Non-Coincident",2017,"POE10",147.673666902869,0.91718634562618895]
[null,"QLD","QGNG","Gin Gin","Ergon","Summer","Non-Coincident",2018,"POE10",144.84561467417899,0.92310339710733802]
[null,"QLD","QGNG","Gin Gin","Ergon","Summer","Non-Coincident",2019,"POE10",142.797003452875,0.92402667359198398]
[null,"QLD","QGNG","Gin Gin","Ergon","Summer","Non-Coincident",2020,"POE10",142.19439558341901,0.92421616009107099]
[null,"QLD","QGNG","Gin Gin","Ergon","Summer","Non-Coincident",2021,"POE10",140.62890835544999,0.91906141626043603]
[null,"QLD","QGNG","Gin Gin","Ergon","Summer","Non-Coincident",2022,"POE10",139.01742702767899,0.91916385162309699]
[null,"QLD","QGNG","Gin Gin","Ergon","Summer","Non-Coincident",2023,"POE10",136.15307257535,0.91916244939552705]
[null,"QLD","QGNG","Gin Gin","Ergon","Summer","Non-Coincident",2024,"POE10",135.938391726482,0.91916826430957799]
[null,"QLD","QGNG","Gin Gin","Ergon","Summer","Non-Coincident",2025,"POE10",135.07772871924601,0.91906364427424303]
[null,"QLD","QGNG","Gin Gin","Ergon","Summer","Non-Coincident",2026,"POE10",132.44994176789299,0.919062432702209]
[null,"QLD","QGNG","Gin Gin","Ergon","Summer","Non-Coincident",2017,"POE50",137.100981281766,0.93258389344774395]
[null,"QLD","QGNG","Gin Gin","Ergon","Summer","Non-Coincident",2018,"POE50",134.47025317681801,0.93591643269253799]
[null,"QLD","QGNG","Gin Gin","Ergon","Summer","Non-Coincident",2019,"POE50",132.11634167987299,0.93269421381324102]
[null,"QLD","QGNG","Gin Gin","Ergon","Summer","Non-Coincident",2020,"POE50",132.066148373125,0.93861476155887702]
[null,"QLD","QGNG","Gin Gin","Ergon","Summer","Non-Coincident",2021,"POE50",129.67934013001599,0.93476970148022298]
[null,"QLD","QGNG","Gin Gin","Ergon","Summer","Non-Coincident",2022,"POE50",128.67082860060299,0.93491131654244197]
[null,"QLD","QGNG","Gin Gin","Ergon","Summer","Non-Coincident",2023,"POE50",127.96770770726501,0.93493428732508899]
[null,"QLD","QGNG","Gin Gin","Ergon","Summer","Non-Coincident",2024,"POE50",127.24974153727401,0.934966596511981]
[null,"QLD","QGNG","Gin Gin","Ergon","Summer","Non-Coincident",2025,"POE50",125.656447730781,0.93488924625705705]
[null,"QLD","QGNG","Gin Gin","Ergon","Summer","Non-Coincident",2026,"POE50",123.460204026657,0.93492305430720102]
[null,"QLD","QGNG","Gin Gin","Ergon","Winter","Non-Coincident",2016,"POE10",137.13196301802699,1]
[null,"QLD","QGNG","Gin Gin","Ergon","Winter","Non-Coincident",2017,"POE10",140.27079518906399,1]
[null,"QLD","QGNG","Gin Gin","Ergon","Winter","Non-Coincident",2018,"POE10",144.89369683277499,1]
[null,"QLD","QGNG","Gin Gin","Ergon","Winter","Non-Coincident",2019,"POE10",146.94427159839699,1]
[null,"QLD","QGNG","Gin Gin","Ergon","Winter","Non-Coincident",2020,"POE10",146.239302637435,1]
[null,"QLD","QGNG","Gin Gin","Ergon","Winter","Non-Coincident",2021,"POE10",143.57603544865,1]
[null,"QLD","QGNG","Gin Gin","Ergon","Winter","Non-Coincident",2022,"POE10",144.23052917135499,1]
[null,"QLD","QGNG","Gin Gin","Ergon","Winter","Non-Coincident",2023,"POE10",144.09077670045599,1]
[null,"QLD","QGNG","Gin Gin","Ergon","Winter","Non-Coincident",2024,"POE10",147.80527422134199,1]
[null,"QLD","QGNG","Gin Gin","Ergon","Winter","Non-Coincident",2025,"POE10",147.49431977604499,1]
[null,"QLD","QGNG","Gin Gin","Ergon","Winter","Non-Coincident",2016,"POE50",129.78947673155,1]
[null,"QLD","QGNG","Gin Gin","Ergon","Winter","Non-Coincident",2017,"POE50",132.22648923410301,1]
[null,"QLD","QGNG","Gin Gin","Ergon","Winter","Non-Coincident",2018,"POE50",134.295608795916,1]
[null,"QLD","QGNG","Gin Gin","Ergon","Winter","Non-Coincident",2019,"POE50",134.73285095480401,1]
[null,"QLD","QGNG","Gin Gin","Ergon","Winter","Non-Coincident",2020,"POE50",133.50790422886999,1]
[null,"QLD","QGNG","Gin Gin","Ergon","Winter","Non-Coincident",2021,"POE50",131.819082494165,1]
[null,"QLD","QGNG","Gin Gin","Ergon","Winter","Non-Coincident",2022,"POE50",131.85830511281301,1]
[null,"QLD","QGNG","Gin Gin","Ergon","Winter","Non-Coincident",2023,"POE50",131.10965052683801,1]
[null,"QLD","QGNG","Gin Gin","Ergon","Winter","Non-Coincident",2024,"POE50",132.175540783835,1]
[null,"QLD","QGNG","Gin Gin","Ergon","Winter","Non-Coincident",2025,"POE50",130.761708840088,1]
[null,"QLD","QGRE","Gregory (Rail)","Powerlink","Summer","Non-Coincident",2017,"POE10","NA","NA"]
[null,"QLD","QGRE","Gregory (Rail)","Powerlink","Summer","Non-Coincident",2018,"POE10","NA","NA"]
[null,"QLD","QGRE","Gregory (Rail)","Powerlink","Summer","Non-Coincident",2019,"POE10","NA","NA"]
[null,"QLD","QGRE","Gregory (Rail)","Powerlink","Summer","Non-Coincident",2020,"POE10","NA","NA"]
[null,"QLD","QGRE","Gregory (Rail)","Powerlink","Summer","Non-Coincident",2021,"POE10","NA","NA"]
[null,"QLD","QGRE","Gregory (Rail)","Powerlink","Summer","Non-Coincident",2022,"POE10","NA","NA"]
[null,"QLD","QGRE","Gregory (Rail)","Powerlink","Summer","Non-Coincident",2023,"POE10","NA","NA"]
[null,"QLD","QGRE","Gregory (Rail)","Powerlink","Summer","Non-Coincident",2024,"POE10","NA","NA"]
[null,"QLD","QGRE","Gregory (Rail)","Powerlink","Summer","Non-Coincident",2025,"POE10","NA","NA"]
[null,"QLD","QGRE","Gregory (Rail)","Powerlink","Summer","Non-Coincident",2026,"POE10","NA","NA"]
[null,"QLD","QGRE","Gregory (Rail)","Powerlink","Summer","Non-Coincident",2017,"POE50","NA","NA"]
[null,"QLD","QGRE","Gregory (Rail)","Powerlink","Summer","Non-Coincident",2018,"POE50","NA","NA"]
[null,"QLD","QGRE","Gregory (Rail)","Powerlink","Summer","Non-Coincident",2019,"POE50","NA","NA"]
[null,"QLD","QGRE","Gregory (Rail)","Powerlink","Summer","Non-Coincident",2020,"POE50","NA","NA"]
[null,"QLD","QGRE","Gregory (Rail)","Powerlink","Summer","Non-Coincident",2021,"POE50","NA","NA"]
[null,"QLD","QGRE","Gregory (Rail)","Powerlink","Summer","Non-Coincident",2022,"POE50","NA","NA"]
[null,"QLD","QGRE","Gregory (Rail)","Powerlink","Summer","Non-Coincident",2023,"POE50","NA","NA"]
[null,"QLD","QGRE","Gregory (Rail)","Powerlink","Summer","Non-Coincident",2024,"POE50","NA","NA"]
[null,"QLD","QGRE","Gregory (Rail)","Powerlink","Summer","Non-Coincident",2025,"POE50","NA","NA"]
[null,"QLD","QGRE","Gregory (Rail)","Powerlink","Summer","Non-Coincident",2026,"POE50","NA","NA"]
[null,"QLD","QGRE","Gregory (Rail)","Powerlink","Winter","Non-Coincident",2016,"POE10","NA","NA"]
[null,"QLD","QGRE","Gregory (Rail)","Powerlink","Winter","Non-Coincident",2017,"POE10","NA","NA"]
[null,"QLD","QGRE","Gregory (Rail)","Powerlink","Winter","Non-Coincident",2018,"POE10","NA","NA"]
[null,"QLD","QGRE","Gregory (Rail)","Powerlink","Winter","Non-Coincident",2019,"POE10","NA","NA"]
[null,"QLD","QGRE","Gregory (Rail)","Powerlink","Winter","Non-Coincident",2020,"POE10","NA","NA"]
[null,"QLD","QGRE","Gregory (Rail)","Powerlink","Winter","Non-Coincident",2021,"POE10","NA","NA"]
[null,"QLD","QGRE","Gregory (Rail)","Powerlink","Winter","Non-Coincident",2022,"POE10","NA","NA"]
[null,"QLD","QGRE","Gregory (Rail)","Powerlink","Winter","Non-Coincident",2023,"POE10","NA","NA"]
[null,"QLD","QGRE","Gregory (Rail)","Powerlink","Winter","Non-Coincident",2024,"POE10","NA","NA"]
[null,"QLD","QGRE","Gregory (Rail)","Powerlink","Winter","Non-Coincident",2025,"POE10","NA","NA"]
[null,"QLD","QGRE","Gregory (Rail)","Powerlink","Winter","Non-Coincident",2016,"POE50","NA","NA"]
[null,"QLD","QGRE","Gregory (Rail)","Powerlink","Winter","Non-Coincident",2017,"POE50","NA","NA"]
[null,"QLD","QGRE","Gregory (Rail)","Powerlink","Winter","Non-Coincident",2018,"POE50","NA","NA"]
[null,"QLD","QGRE","Gregory (Rail)","Powerlink","Winter","Non-Coincident",2019,"POE50","NA","NA"]
[null,"QLD","QGRE","Gregory (Rail)","Powerlink","Winter","Non-Coincident",2020,"POE50","NA","NA"]
[null,"QLD","QGRE","Gregory (Rail)","Powerlink","Winter","Non-Coincident",2021,"POE50","NA","NA"]
[null,"QLD","QGRE","Gregory (Rail)","Powerlink","Winter","Non-Coincident",2022,"POE50","NA","NA"]
[null,"QLD","QGRE","Gregory (Rail)","Powerlink","Winter","Non-Coincident",2023,"POE50","NA","NA"]
[null,"QLD","QGRE","Gregory (Rail)","Powerlink","Winter","Non-Coincident",2024,"POE50","NA","NA"]
[null,"QLD","QGRE","Gregory (Rail)","Powerlink","Winter","Non-Coincident",2025,"POE50","NA","NA"]
[null,"QLD","QGRN","Grantleigh (Rail)","Powerlink","Summer","Non-Coincident",2017,"POE10","NA","NA"]
[null,"QLD","QGRN","Grantleigh (Rail)","Powerlink","Summer","Non-Coincident",2018,"POE10","NA","NA"]
[null,"QLD","QGRN","Grantleigh (Rail)","Powerlink","Summer","Non-Coincident",2019,"POE10","NA","NA"]
[null,"QLD","QGRN","Grantleigh (Rail)","Powerlink","Summer","Non-Coincident",2020,"POE10","NA","NA"]
[null,"QLD","QGRN","Grantleigh (Rail)","Powerlink","Summer","Non-Coincident",2021,"POE10","NA","NA"]
[null,"QLD","QGRN","Grantleigh (Rail)","Powerlink","Summer","Non-Coincident",2022,"POE10","NA","NA"]
[null,"QLD","QGRN","Grantleigh (Rail)","Powerlink","Summer","Non-Coincident",2023,"POE10","NA","NA"]
[null,"QLD","QGRN","Grantleigh (Rail)","Powerlink","Summer","Non-Coincident",2024,"POE10","NA","NA"]
[null,"QLD","QGRN","Grantleigh (Rail)","Powerlink","Summer","Non-Coincident",2025,"POE10","NA","NA"]
[null,"QLD","QGRN","Grantleigh (Rail)","Powerlink","Summer","Non-Coincident",2026,"POE10","NA","NA"]
[null,"QLD","QGRN","Grantleigh (Rail)","Powerlink","Summer","Non-Coincident",2017,"POE50","NA","NA"]
[null,"QLD","QGRN","Grantleigh (Rail)","Powerlink","Summer","Non-Coincident",2018,"POE50","NA","NA"]
[null,"QLD","QGRN","Grantleigh (Rail)","Powerlink","Summer","Non-Coincident",2019,"POE50","NA","NA"]
[null,"QLD","QGRN","Grantleigh (Rail)","Powerlink","Summer","Non-Coincident",2020,"POE50","NA","NA"]
[null,"QLD","QGRN","Grantleigh (Rail)","Powerlink","Summer","Non-Coincident",2021,"POE50","NA","NA"]
[null,"QLD","QGRN","Grantleigh (Rail)","Powerlink","Summer","Non-Coincident",2022,"POE50","NA","NA"]
[null,"QLD","QGRN","Grantleigh (Rail)","Powerlink","Summer","Non-Coincident",2023,"POE50","NA","NA"]
[null,"QLD","QGRN","Grantleigh (Rail)","Powerlink","Summer","Non-Coincident",2024,"POE50","NA","NA"]
[null,"QLD","QGRN","Grantleigh (Rail)","Powerlink","Summer","Non-Coincident",2025,"POE50","NA","NA"]
[null,"QLD","QGRN","Grantleigh (Rail)","Powerlink","Summer","Non-Coincident",2026,"POE50","NA","NA"]
[null,"QLD","QGRN","Grantleigh (Rail)","Powerlink","Winter","Non-Coincident",2016,"POE10","NA","NA"]
[null,"QLD","QGRN","Grantleigh (Rail)","Powerlink","Winter","Non-Coincident",2017,"POE10","NA","NA"]
[null,"QLD","QGRN","Grantleigh (Rail)","Powerlink","Winter","Non-Coincident",2018,"POE10","NA","NA"]
[null,"QLD","QGRN","Grantleigh (Rail)","Powerlink","Winter","Non-Coincident",2019,"POE10","NA","NA"]
[null,"QLD","QGRN","Grantleigh (Rail)","Powerlink","Winter","Non-Coincident",2020,"POE10","NA","NA"]
[null,"QLD","QGRN","Grantleigh (Rail)","Powerlink","Winter","Non-Coincident",2021,"POE10","NA","NA"]
[null,"QLD","QGRN","Grantleigh (Rail)","Powerlink","Winter","Non-Coincident",2022,"POE10","NA","NA"]
[null,"QLD","QGRN","Grantleigh (Rail)","Powerlink","Winter","Non-Coincident",2023,"POE10","NA","NA"]
[null,"QLD","QGRN","Grantleigh (Rail)","Powerlink","Winter","Non-Coincident",2024,"POE10","NA","NA"]
[null,"QLD","QGRN","Grantleigh (Rail)","Powerlink","Winter","Non-Coincident",2025,"POE10","NA","NA"]
[null,"QLD","QGRN","Grantleigh (Rail)","Powerlink","Winter","Non-Coincident",2016,"POE50","NA","NA"]
[null,"QLD","QGRN","Grantleigh (Rail)","Powerlink","Winter","Non-Coincident",2017,"POE50","NA","NA"]
[null,"QLD","QGRN","Grantleigh (Rail)","Powerlink","Winter","Non-Coincident",2018,"POE50","NA","NA"]
[null,"QLD","QGRN","Grantleigh (Rail)","Powerlink","Winter","Non-Coincident",2019,"POE50","NA","NA"]
[null,"QLD","QGRN","Grantleigh (Rail)","Powerlink","Winter","Non-Coincident",2020,"POE50","NA","NA"]
[null,"QLD","QGRN","Grantleigh (Rail)","Powerlink","Winter","Non-Coincident",2021,"POE50","NA","NA"]
[null,"QLD","QGRN","Grantleigh (Rail)","Powerlink","Winter","Non-Coincident",2022,"POE50","NA","NA"]
[null,"QLD","QGRN","Grantleigh (Rail)","Powerlink","Winter","Non-Coincident",2023,"POE50","NA","NA"]
[null,"QLD","QGRN","Grantleigh (Rail)","Powerlink","Winter","Non-Coincident",2024,"POE50","NA","NA"]
[null,"QLD","QGRN","Grantleigh (Rail)","Powerlink","Winter","Non-Coincident",2025,"POE50","NA","NA"]
[null,"QLD","QGST","Gladstone South","Ergon","Summer","Non-Coincident",2017,"POE10",66.542764831541206,0.83006815715668503]
[null,"QLD","QGST","Gladstone South","Ergon","Summer","Non-Coincident",2018,"POE10",64.872980036797401,0.83542318238376201]
[null,"QLD","QGST","Gladstone South","Ergon","Summer","Non-Coincident",2019,"POE10",63.439838059425398,0.83625876221310702]
[null,"QLD","QGST","Gladstone South","Ergon","Summer","Non-Coincident",2020,"POE10",64.352343149750396,0.83643025049338204]
[null,"QLD","QGST","Gladstone South","Ergon","Summer","Non-Coincident",2021,"POE10",63.173798228535901,0.83176512575344896]
[null,"QLD","QGST","Gladstone South","Ergon","Summer","Non-Coincident",2022,"POE10",62.084928023809603,0.83185783137768399]
[null,"QLD","QGST","Gladstone South","Ergon","Summer","Non-Coincident",2023,"POE10",60.554823744822897,0.83185656233954397]
[null,"QLD","QGST","Gladstone South","Ergon","Summer","Non-Coincident",2024,"POE10",60.3225444940567,0.83186182492878002]
[null,"QLD","QGST","Gladstone South","Ergon","Summer","Non-Coincident",2025,"POE10",59.9238484401478,0.83176714214120195]
[null,"QLD","QGST","Gladstone South","Ergon","Summer","Non-Coincident",2026,"POE10",58.863816442502802,0.83176604564933798]
[null,"QLD","QGST","Gladstone South","Ergon","Summer","Non-Coincident",2017,"POE50",62.003329249477403,0.84400318159955801]
[null,"QLD","QGST","Gladstone South","Ergon","Summer","Non-Coincident",2018,"POE50",60.465057112310099,0.847019182353134]
[null,"QLD","QGST","Gladstone South","Ergon","Summer","Non-Coincident",2019,"POE50",58.8193016691081,0.84410302327613995]
[null,"QLD","QGST","Gladstone South","Ergon","Summer","Non-Coincident",2020,"POE50",60.040475566814699,0.84946121267790498]
[null,"QLD","QGST","Gladstone South","Ergon","Summer","Non-Coincident",2021,"POE50",58.542475400012897,0.84598137245910299]
[null,"QLD","QGST","Gladstone South","Ergon","Summer","Non-Coincident",2022,"POE50",57.759872561385997,0.84610953633145403]
[null,"QLD","QGST","Gladstone South","Ergon","Summer","Non-Coincident",2023,"POE50",57.207554994657002,0.84613032525325904]
[null,"QLD","QGST","Gladstone South","Ergon","Summer","Non-Coincident",2024,"POE50",56.745191138474098,0.84615956557868499]
[null,"QLD","QGST","Gladstone South","Ergon","Summer","Non-Coincident",2025,"POE50",55.992501014313298,0.84608956237392097]
[null,"QLD","QGST","Gladstone South","Ergon","Summer","Non-Coincident",2026,"POE50",55.072130035028799,0.84612015919430905]
[null,"QLD","QGST","Gladstone South","Ergon","Winter","Non-Coincident",2016,"POE10",52.986620463773797,0.85136862841558003]
[null,"QLD","QGST","Gladstone South","Ergon","Winter","Non-Coincident",2017,"POE10",54.217060071391799,0.87649469271046299]
[null,"QLD","QGST","Gladstone South","Ergon","Winter","Non-Coincident",2018,"POE10",54.658030290405101,0.88936804805702196]
[null,"QLD","QGST","Gladstone South","Ergon","Winter","Non-Coincident",2019,"POE10",55.6163812533525,0.87744405220666399]
[null,"QLD","QGST","Gladstone South","Ergon","Winter","Non-Coincident",2020,"POE10",58.245021153463803,0.85400956299224795]
[null,"QLD","QGST","Gladstone South","Ergon","Winter","Non-Coincident",2021,"POE10",56.581252932075898,0.85440418421914299]
[null,"QLD","QGST","Gladstone South","Ergon","Winter","Non-Coincident",2022,"POE10",56.215509004987801,0.85477121174176196]
[null,"QLD","QGST","Gladstone South","Ergon","Winter","Non-Coincident",2023,"POE10",55.523887461684303,0.85503500982291503]
[null,"QLD","QGST","Gladstone South","Ergon","Winter","Non-Coincident",2024,"POE10",56.274624462391799,0.85536529522838001]
[null,"QLD","QGST","Gladstone South","Ergon","Winter","Non-Coincident",2025,"POE10",55.455350512901603,0.85566408792354598]
[null,"QLD","QGST","Gladstone South","Ergon","Winter","Non-Coincident",2016,"POE50",50.317210080439501,0.87029272602382501]
[null,"QLD","QGST","Gladstone South","Ergon","Winter","Non-Coincident",2017,"POE50",51.654041777370601,0.89538398541183395]
[null,"QLD","QGST","Gladstone South","Ergon","Winter","Non-Coincident",2018,"POE50",51.7748220683035,0.90280333264171597]
[null,"QLD","QGST","Gladstone South","Ergon","Winter","Non-Coincident",2019,"POE50",52.2789991043349,0.89238776687304799]
[null,"QLD","QGST","Gladstone South","Ergon","Winter","Non-Coincident",2020,"POE50",54.604983266010798,0.87294846171089502]
[null,"QLD","QGST","Gladstone South","Ergon","Winter","Non-Coincident",2021,"POE50",53.637273039377199,0.87332785386738898]
[null,"QLD","QGST","Gladstone South","Ergon","Winter","Non-Coincident",2022,"POE50",53.367615034247997,0.87367406237799305]
[null,"QLD","QGST","Gladstone South","Ergon","Winter","Non-Coincident",2023,"POE50",52.775780998073202,0.87391418104075702]
[null,"QLD","QGST","Gladstone South","Ergon","Winter","Non-Coincident",2024,"POE50",52.897175069782897,0.87422565331004298]
[null,"QLD","QGST","Gladstone South","Ergon","Winter","Non-Coincident",2025,"POE50",52.016091970494799,0.87450493658194295]
[null,"QLD","QGYR","Goonyella Riverside Mine","Powerlink","Summer","Non-Coincident",2017,"POE10","NA","NA"]
[null,"QLD","QGYR","Goonyella Riverside Mine","Powerlink","Summer","Non-Coincident",2018,"POE10","NA","NA"]
[null,"QLD","QGYR","Goonyella Riverside Mine","Powerlink","Summer","Non-Coincident",2019,"POE10","NA","NA"]
[null,"QLD","QGYR","Goonyella Riverside Mine","Powerlink","Summer","Non-Coincident",2020,"POE10","NA","NA"]
[null,"QLD","QGYR","Goonyella Riverside Mine","Powerlink","Summer","Non-Coincident",2021,"POE10","NA","NA"]
[null,"QLD","QGYR","Goonyella Riverside Mine","Powerlink","Summer","Non-Coincident",2022,"POE10","NA","NA"]
[null,"QLD","QGYR","Goonyella Riverside Mine","Powerlink","Summer","Non-Coincident",2023,"POE10","NA","NA"]
[null,"QLD","QGYR","Goonyella Riverside Mine","Powerlink","Summer","Non-Coincident",2024,"POE10","NA","NA"]
[null,"QLD","QGYR","Goonyella Riverside Mine","Powerlink","Summer","Non-Coincident",2025,"POE10","NA","NA"]
[null,"QLD","QGYR","Goonyella Riverside Mine","Powerlink","Summer","Non-Coincident",2026,"POE10","NA","NA"]
[null,"QLD","QGYR","Goonyella Riverside Mine","Powerlink","Summer","Non-Coincident",2017,"POE50","NA","NA"]
[null,"QLD","QGYR","Goonyella Riverside Mine","Powerlink","Summer","Non-Coincident",2018,"POE50","NA","NA"]
[null,"QLD","QGYR","Goonyella Riverside Mine","Powerlink","Summer","Non-Coincident",2019,"POE50","NA","NA"]
[null,"QLD","QGYR","Goonyella Riverside Mine","Powerlink","Summer","Non-Coincident",2020,"POE50","NA","NA"]
[null,"QLD","QGYR","Goonyella Riverside Mine","Powerlink","Summer","Non-Coincident",2021,"POE50","NA","NA"]
[null,"QLD","QGYR","Goonyella Riverside Mine","Powerlink","Summer","Non-Coincident",2022,"POE50","NA","NA"]
[null,"QLD","QGYR","Goonyella Riverside Mine","Powerlink","Summer","Non-Coincident",2023,"POE50","NA","NA"]
[null,"QLD","QGYR","Goonyella Riverside Mine","Powerlink","Summer","Non-Coincident",2024,"POE50","NA","NA"]
[null,"QLD","QGYR","Goonyella Riverside Mine","Powerlink","Summer","Non-Coincident",2025,"POE50","NA","NA"]
[null,"QLD","QGYR","Goonyella Riverside Mine","Powerlink","Summer","Non-Coincident",2026,"POE50","NA","NA"]
[null,"QLD","QGYR","Goonyella Riverside Mine","Powerlink","Winter","Non-Coincident",2016,"POE10","NA","NA"]
[null,"QLD","QGYR","Goonyella Riverside Mine","Powerlink","Winter","Non-Coincident",2017,"POE10","NA","NA"]
[null,"QLD","QGYR","Goonyella Riverside Mine","Powerlink","Winter","Non-Coincident",2018,"POE10","NA","NA"]
[null,"QLD","QGYR","Goonyella Riverside Mine","Powerlink","Winter","Non-Coincident",2019,"POE10","NA","NA"]
[null,"QLD","QGYR","Goonyella Riverside Mine","Powerlink","Winter","Non-Coincident",2020,"POE10","NA","NA"]
[null,"QLD","QGYR","Goonyella Riverside Mine","Powerlink","Winter","Non-Coincident",2021,"POE10","NA","NA"]
[null,"QLD","QGYR","Goonyella Riverside Mine","Powerlink","Winter","Non-Coincident",2022,"POE10","NA","NA"]
[null,"QLD","QGYR","Goonyella Riverside Mine","Powerlink","Winter","Non-Coincident",2023,"POE10","NA","NA"]
[null,"QLD","QGYR","Goonyella Riverside Mine","Powerlink","Winter","Non-Coincident",2024,"POE10","NA","NA"]
[null,"QLD","QGYR","Goonyella Riverside Mine","Powerlink","Winter","Non-Coincident",2025,"POE10","NA","NA"]
[null,"QLD","QGYR","Goonyella Riverside Mine","Powerlink","Winter","Non-Coincident",2017,"POE50","NA","NA"]
[null,"QLD","QINF","Innisfail","Ergon","Summer","Non-Coincident",2019,"POE10",28.000525844509099,0.86072365668783901]
[null,"QLD","QINF","Innisfail","Ergon","Summer","Non-Coincident",2021,"POE50",27.238121675302299,0.87073070357526094]
[null,"QLD","QINF","Innisfail","Ergon","Winter","Non-Coincident",2017,"POE10",19.8203352605594,0.90771329741217099]
[null,"QLD","QINF","Innisfail","Ergon","Winter","Non-Coincident",2019,"POE50",20.559097951592101,0.92417244414074295]
[null,"QLD","QINF","Innisfail","Ergon","Winter","Non-Coincident",2022,"POE50",21.411148549052601,0.90479220310189101]
[null,"QLD","QING","Ingham","Ergon","Summer","Non-Coincident",2017,"POE50",18.8483441732138,0.82198548521574799]
[null,"QLD","QING","Ingham","Ergon","Summer","Non-Coincident",2021,"POE50",19.613327856287501,0.82391207057583105]
[null,"QLD","QING","Ingham","Ergon","Winter","Non-Coincident",2017,"POE10",15.3995332211773,0.68952570794941803]
[null,"QLD","QING","Ingham","Ergon","Winter","Non-Coincident",2019,"POE50",14.9967550242245,0.70202855971177203]
[null,"QLD","QINV","Invicta Load","Powerlink","Summer","Non-Coincident",2022,"POE10","NA","NA"]
[null,"QLD","QINV","Invicta Load","Powerlink","Summer","Non-Coincident",2019,"POE50","NA","NA"]
[null,"QLD","QINV","Invicta Load","Powerlink","Winter","Non-Coincident",2017,"POE10","NA","NA"]
[null,"QLD","QINV","Invicta Load","Powerlink","Winter","Non-Coincident",2022,"POE10","NA","NA"]
[null,"QLD","QINV","Invicta Load","Powerlink","Winter","Non-Coincident",2019,"POE50","NA","NA"]
[null,"QLD","QKAM","Kamerunga","Ergon","Summer","Non-Coincident",2022,"POE10",82.916962548955297,0.74809434929200902]
[null,"QLD","QKAM","Kamerunga","Ergon","Summer","Non-Coincident",2019,"POE50",60.404561748792503,0.75910651810222396]
[null,"QLD","QKAM","Kamerunga","Ergon","Winter","Non-Coincident",2020,"POE10",44.553431559364199,0.96264260284075098]
[null,"QLD","QKAM","Kamerunga","Ergon","Winter","Non-Coincident",2018,"POE50",40.619767922279898,1]
[null,"QLD","QKCK","King Creek","Ergon","Summer","Non-Coincident",2019,"POE10","NA","NA"]
[null,"QLD","QKCK","King Creek","Ergon","Summer","Non-Coincident",2021,"POE50","NA","NA"]
[null,"QLD","QKCK","King Creek","Ergon","Winter","Non-Coincident",2017,"POE10","NA","NA"]
[null,"QLD","QKCK","King Creek","Ergon","Winter","Non-Coincident",2020,"POE10","NA","NA"]
[null,"QLD","QKCK","King Creek","Ergon","Winter","Non-Coincident",2022,"POE50","NA","NA"]
[null,"QLD","QLCM","Lilyvale (Barcaldine)","Ergon","Summer","Non-Coincident",2020,"POE10",38.616592521343399,0.838346571048869]
[null,"QLD","QLCM","Lilyvale (Barcaldine)","Ergon","Summer","Non-Coincident",2020,"POE50",35.486033416263098,0.85140738808462102]
[null,"QLD","QLCM","Lilyvale (Barcaldine)","Ergon","Winter","Non-Coincident",2022,"POE10",36.456445857853801,0.95524781869867303]
[null,"QLD","QLCM","Lilyvale (Barcaldine)","Ergon","Winter","Non-Coincident",2019,"POE50",31.514744731685699,0.99728612291682595]
[null,"QLD","QLGH","Loganlea 110","Energex","Summer","Non-Coincident",2022,"POE10",395.51013199876098,1]
[null,"QLD","QLGH","Loganlea 110","Energex","Summer","Non-Coincident",2019,"POE50",357.027938459898,1]
[null,"QLD","QLGH","Loganlea 110","Energex","Summer","Non-Coincident",2022,"POE50",368.23673933185597,1]
[null,"QLD","QLGH","Loganlea 110","Energex","Winter","Non-Coincident",2020,"POE10",306.58950968962102,1]
[null,"QLD","QLGH","Loganlea 110","Energex","Winter","Non-Coincident",2019,"POE50",296.75283926769202,1]
[null,"QLD","QLGL","Loganlea 33","Energex","Summer","Non-Coincident",2022,"POE10",110.089387988567,1]
[null,"QLD","QLGL","Loganlea 33","Energex","Summer","Non-Coincident",2024,"POE50",106.58949377857201,1]
[null,"QLD","QLGL","Loganlea 33","Energex","Winter","Non-Coincident",2020,"POE10",90.562700614310003,1]
[null,"QLD","QLGL","Loganlea 33","Energex","Winter","Non-Coincident",2022,"POE50",90.757501623280305,1]
[null,"QLD","QLIL","Lilyvale","Ergon","Summer","Non-Coincident",2020,"POE10",179.82690479372101,0.859879065579779]
[null,"QLD","QLIL","Lilyvale","Ergon","Summer","Non-Coincident",2022,"POE10",183.49616060737901,0.85517846146565601]
[null,"QLD","QLIL","Lilyvale","Ergon","Summer","Non-Coincident",2024,"POE50",161.50906414705199,0.86988113611625995]
[null,"QLD","QLIL","Lilyvale","Ergon","Winter","Non-Coincident",2020,"POE10",175.875579954888,0.93424253151288095]
[null,"QLD","QLIL","Lilyvale","Ergon","Winter","Non-Coincident",2022,"POE50",157.95503956041199,0.95575448229561299]
[null,"QLD","QMAR","Molendinar","Energex","Summer","Non-Coincident",2020,"POE10",445.23898078973002,1]
[null,"QLD","QMAR","Molendinar","Energex","Summer","Non-Coincident",2022,"POE50",417.67961810786898,1]
[null,"QLD","QMAR","Molendinar","Energex","Winter","Non-Coincident",2020,"POE10",463.46592198054498,1]
[null,"QLD","QMAR","Molendinar","Energex","Winter","Non-Coincident",2019,"POE50",448.01070044529098,1]
[null,"QLD","QMAR","Molendinar","Energex","Winter","Non-Coincident",2022,"POE50",457.69423751319101,1]
[null,"QLD","QMBS","Moranbah South (Rail)","Powerlink","Summer","Non-Coincident",2025,"POE10","NA","NA"]
[null,"QLD","QMBS","Moranbah South (Rail)","Powerlink","Summer","Non-Coincident",2022,"POE50","NA","NA"]
[null,"QLD","QMBS","Moranbah South (Rail)","Powerlink","Winter","Non-Coincident",2023,"POE10","NA","NA"]
[null,"QLD","QMBS","Moranbah South (Rail)","Powerlink","Winter","Non-Coincident",2021,"POE50","NA","NA"]
[null,"QLD","QMGB","Mudgeeraba 110","Energex","Summer","Non-Coincident",2022,"POE10",325.26706262347102,0.99640544447349]
[null,"QLD","QMGB","Mudgeeraba 110","Energex","Summer","Non-Coincident",2024,"POE50",309.09517334156698,1]
[null,"QLD","QMGB","Mudgeeraba 110","Energex","Winter","Non-Coincident",2020,"POE10",282.04263362042002,1]
[null,"QLD","QMGB","Mudgeeraba 110","Energex","Winter","Non-Coincident",2023,"POE10",277.95738330588199,1]
[null,"QLD","QMGL","Mudgeeraba 33","Energex","Summer","Non-Coincident",2020,"POE10",22.360442426583401,0.87710180408991201]
[null,"QLD","QMGL","Mudgeeraba 33","Energex","Summer","Non-Coincident",2023,"POE10",23.905712983898901,0.87230571962416004]
[null,"QLD","QMGL","Mudgeeraba 33","Energex","Summer","Non-Coincident",2024,"POE50",22.006484535054199,0.88730420866440496]
[null,"QLD","QMGL","Mudgeeraba 33","Energex","Winter","Non-Coincident",2020,"POE10",23.654711208483999,1]
[null,"QLD","QMGL","Mudgeeraba 33","Energex","Winter","Non-Coincident",2022,"POE50",22.360952752519701,1]
[null,"QLD","QMKA","Mackay","Ergon","Summer","Non-Coincident",2025,"POE10",82.235634692255402,0.90037700927430098]
[null,"QLD","QMKA","Mackay","Ergon","Summer","Non-Coincident",2022,"POE50",80.002037907338504,0.91590246265252495]
[null,"QLD","QMKA","Mackay","Ergon","Winter","Non-Coincident",2021,"POE10",68.796055690218097,0.89451950946801195]
[null,"QLD","QMKA","Mackay","Ergon","Winter","Non-Coincident",2019,"POE50",64.978073007210298,0.93428646795319503]
[null,"QLD","QMKA","Mackay","Ergon","Winter","Non-Coincident",2022,"POE50",68.175774246401005,0.91469413206061601]
[null,"QLD","QMND","Mindi (Rail)","Powerlink","Summer","Non-Coincident",2025,"POE10","NA","NA"]
[null,"QLD","QMND","Mindi (Rail)","Powerlink","Summer","Non-Coincident",2022,"POE50","NA","NA"]
[null,"QLD","QMND","Mindi (Rail)","Powerlink","Winter","Non-Coincident",2023,"POE10","NA","NA"]
[null,"QLD","QMND","Mindi (Rail)","Powerlink","Winter","Non-Coincident",2025,"POE50","NA","NA"]
[null,"QLD","QMOB","Belmont Wecker Road 11","Powerlink","Summer","Non-Coincident",2023,"POE10","NA","NA"]
[null,"QLD","QMOB","Belmont Wecker Road 11","Powerlink","Summer","Non-Coincident",2025,"POE10","NA","NA"]
[null,"QLD","QMOB","Belmont Wecker Road 11","Powerlink","Winter","Non-Coincident",2020,"POE10","NA","NA"]
[null,"QLD","QMOB","Belmont Wecker Road 11","Powerlink","Winter","Non-Coincident",2023,"POE10","NA","NA"]
[null,"QLD","QMOB","Belmont Wecker Road 11","Powerlink","Winter","Non-Coincident",2025,"POE50","NA","NA"]
[null,"QLD","QMRA","Moura","Ergon","Summer","Non-Coincident",2023,"POE10",62.339757940716702,0.84412321182573102]
[null,"QLD","QMRA","Moura","Ergon","Summer","Non-Coincident",2024,"POE50",60.100428018299603,0.85863712874311604]
[null,"QLD","QMRA","Moura","Ergon","Winter","Non-Coincident",2020,"POE10",64.554583631478906,0.85723313704103699]
[null,"QLD","QMRA","Moura","Ergon","Winter","Non-Coincident",2022,"POE50",61.737406961235003,0.87697186272663696]
[null,"QLD","QMRA","Moura","Ergon","Winter","Non-Coincident",2025,"POE50",65.6931300510619,0.87780587317710901]
[null,"QLD","QMRE","Murarrie (Belmont)","Energex","Summer","Non-Coincident",2022,"POE50",378.63487878885797,1]
[null,"QLD","QMRE","Murarrie (Belmont)","Energex","Summer","Non-Coincident",2025,"POE50",402.09567612734702,1]
[null,"QLD","QMRE","Murarrie (Belmont)","Energex","Winter","Non-Coincident",2024,"POE10",427.485411223276,1]
[null,"QLD","QMRE","Murarrie (Belmont)","Energex","Winter","Non-Coincident",2022,"POE50",393.83830658435699,1]
[null,"QLD","QMRG","Middle Ridge (Ergon)","Ergon","Summer","Non-Coincident",2025,"POE10",214.701002300749,0.94038860166610305]
[null,"QLD","QMRG","Middle Ridge (Ergon)","Ergon","Summer","Non-Coincident",2022,"POE50",195.85595960866399,0.95660398615748099]
[null,"QLD","QMRG","Middle Ridge (Ergon)","Ergon","Winter","Non-Coincident",2023,"POE10",283.04603635758798,1]
[null,"QLD","QMRG","Middle Ridge (Ergon)","Ergon","Winter","Non-Coincident",2016,"POE50",247.87601947170401,1]
[null,"QLD","QMRH","Moranbah Substation","Ergon","Summer","Non-Coincident",2023,"POE10",47.315410749277902,0.70847622639135899]
[null,"QLD","QMRH","Moranbah Substation","Ergon","Summer","Non-Coincident",2026,"POE10",48.583662250921002,0.70839913506816099]
[null,"QLD","QMRH","Moranbah Substation","Ergon","Winter","Non-Coincident",2016,"POE10",42.364143197855398,0.86660182384289097]
[null,"QLD","QMRH","Moranbah Substation","Ergon","Winter","Non-Coincident",2023,"POE10",49.850557669810897,0.87033380633373403]
[null,"QLD","QMRH","Moranbah Substation","Ergon","Winter","Non-Coincident",2025,"POE50",48.190102926225599,0.89015210063812]
[null,"QLD","QMRL","Moranbah (Town)","Ergon","Summer","Non-Coincident",2023,"POE10",19.475408085690098,0.86944116161156304]
[null,"QLD","QMRL","Moranbah (Town)","Ergon","Summer","Non-Coincident",2025,"POE50",19.412954223491699,0.88431723116891903]
[null,"QLD","QMRL","Moranbah (Town)","Ergon","Winter","Non-Coincident",2024,"POE10",17.7132670361439,0.92806630171544602]
[null,"QLD","QMRL","Moranbah (Town)","Ergon","Winter","Non-Coincident",2022,"POE50",16.264528117042602,0.947931206116289]
[null,"QLD","QMRL","Moranbah (Town)","Ergon","Winter","Non-Coincident",2025,"POE50",17.003977187335298,0.94883269972837803]
[null,"QLD","QMRN","Moranbah (Mine)","Ergon","Summer","Non-Coincident",2022,"POE50",89.560094697522203,0.806062061840354]
[null,"QLD","QMRN","Moranbah (Mine)","Ergon","Summer","Non-Coincident",2025,"POE50",92.017290878538404,0.806043033276438]
[null,"QLD","QMRN","Moranbah (Mine)","Ergon","Winter","Non-Coincident",2016,"POE50",78.730100188901702,0.738422612338137]
[null,"QLD","QMRN","Moranbah (Mine)","Ergon","Winter","Non-Coincident",2025,"POE50",95.141190809618706,0.74199657249089501]
[null,"QLD","QMTM","Mt Mclaren (Rail)","Powerlink","Summer","Non-Coincident",2025,"POE10","NA","NA"]
[null,"QLD","QMTM","Mt Mclaren (Rail)","Powerlink","Summer","Non-Coincident",2018,"POE50","NA","NA"]
[null,"QLD","QMTM","Mt Mclaren (Rail)","Powerlink","Winter","Non-Coincident",2023,"POE10","NA","NA"]
[null,"QLD","QMTM","Mt Mclaren (Rail)","Powerlink","Winter","Non-Coincident",2016,"POE50","NA","NA"]
[null,"QLD","QNEB","Nebo","Ergon","Summer","Non-Coincident",2023,"POE10",11.023047989136399,0.82220290341732505]
[null,"QLD","QNEB","Nebo","Ergon","Summer","Non-Coincident",2017,"POE50",3.0204909550432602,0.83420856169355495]
[null,"QLD","QNEB","Nebo","Ergon","Winter","Non-Coincident",2016,"POE10",2.8332579520414201,0.84962215666080898]
[null,"QLD","QNEB","Nebo","Ergon","Winter","Non-Coincident",2023,"POE10",11.996784212244499,0.85328101696464498]
[null,"QLD","QNEB","Nebo","Ergon","Winter","Non-Coincident",2025,"POE50",12.1299343578894,0.872711003707073]
[null,"QLD","QNGY","North Goonyella","Powerlink","Summer","Non-Coincident",2023,"POE10","NA","NA"]
[null,"QLD","QNGY","North Goonyella","Powerlink","Summer","Non-Coincident",2025,"POE50","NA","NA"]
[null,"QLD","QNGY","North Goonyella","Powerlink","Winter","Non-Coincident",2017,"POE10","NA","NA"]
[null,"QLD","QNGY","North Goonyella","Powerlink","Winter","Non-Coincident",2017,"POE50","NA","NA"]
[null,"QLD","QNGY","North Goonyella","Powerlink","Winter","Non-Coincident",2025,"POE50","NA","NA"]
[null,"QLD","QNLD","Newlands","Ergon","Summer","Non-Coincident",2018,"POE50",84.4996350319947,0.93581913154916097]
[null,"QLD","QNLD","Newlands","Ergon","Summer","Non-Coincident",2025,"POE50",88.557142182849105,0.93479205190357195]
[null,"QLD","QNLD","Newlands","Ergon","Winter","Non-Coincident",2016,"POE50",97.039619358346201,0.84455355783471397]
[null,"QLD","QNLD","Newlands","Ergon","Winter","Non-Coincident",2023,"POE50",112.52592035713501,0.84806790723421199]
[null,"QLD","QNOR","Norwich Park (Rail)","Powerlink","Summer","Non-Coincident",2019,"POE10","NA","NA"]
[null,"QLD","QNOR","Norwich Park (Rail)","Powerlink","Summer","Non-Coincident",2018,"POE50","NA","NA"]
[null,"QLD","QNOR","Norwich Park (Rail)","Powerlink","Winter","Non-Coincident",2023,"POE10","NA","NA"]
[null,"QLD","QNOR","Norwich Park (Rail)","Powerlink","Winter","Non-Coincident",2016,"POE50","NA","NA"]
[null,"QLD","QOKT","Oakey","Ergon","Summer","Non-Coincident",2019,"POE10",32.880146717503798,0.90174883813334095]
[null,"QLD","QOKT","Oakey","Ergon","Summer","Non-Coincident",2026,"POE10",31.849599926935301,0.89690428268650801]
[null,"QLD","QOKT","Oakey","Ergon","Winter","Non-Coincident",2017,"POE10",28.716408371431001,0.94860829628729604]
[null,"QLD","QOKT","Oakey","Ergon","Winter","Non-Coincident",2023,"POE10",32.585442903951297,0.92538301792323596]
[null,"QLD","QOKT","Oakey","Ergon","Winter","Non-Coincident",2025,"POE50",31.6975081651278,0.94645483296709598]
[null,"QLD","QOON","Oonooie (Rail)","Powerlink","Summer","Non-Coincident",2019,"POE10","NA","NA"]
[null,"QLD","QOON","Oonooie (Rail)","Powerlink","Summer","Non-Coincident",2025,"POE50","NA","NA"]
[null,"QLD","QOON","Oonooie (Rail)","Powerlink","Winter","Non-Coincident",2017,"POE10","NA","NA"]
[null,"QLD","QOON","Oonooie (Rail)","Powerlink","Winter","Non-Coincident",2024,"POE10","NA","NA"]
[null,"QLD","QORH","Orana","Powerlink","Summer","Non-Coincident",2019,"POE10","NA","NA"]
[null,"QLD","QORH","Orana","Powerlink","Summer","Non-Coincident",2018,"POE50","NA","NA"]
[null,"QLD","QORH","Orana","Powerlink","Summer","Non-Coincident",2025,"POE50","NA","NA"]
[null,"QLD","QORH","Orana","Powerlink","Winter","Non-Coincident",2016,"POE50","NA","NA"]
[null,"QLD","QORH","Orana","Powerlink","Winter","Non-Coincident",2019,"POE50","NA","NA"]
[null,"QLD","QPIV","Pioneer Valley","Ergon","Summer","Non-Coincident",2026,"POE10",63.419721512750002,0.73058849548317595]
[null,"QLD","QPIV","Pioneer Valley","Ergon","Summer","Non-Coincident",2020,"POE50",48.9133425581621,0.74613118987944904]
[null,"QLD","QPIV","Pioneer Valley","Ergon","Summer","Non-Coincident",2025,"POE50",56.335891185957998,0.74316967331386197]
[null,"QLD","QPIV","Pioneer Valley","Ergon","Winter","Non-Coincident",2016,"POE50",36.235911380909897,0.96427614823554897]
[null,"QLD","QPKD","Peak Downs (Rail)","Powerlink","Summer","Non-Coincident",2019,"POE10","NA","NA"]
[null,"QLD","QPKD","Peak Downs (Rail)","Powerlink","Summer","Non-Coincident",2026,"POE10","NA","NA"]
[null,"QLD","QPKD","Peak Downs (Rail)","Powerlink","Winter","Non-Coincident",2017,"POE10","NA","NA"]
[null,"QLD","QPKD","Peak Downs (Rail)","Powerlink","Winter","Non-Coincident",2020,"POE10","NA","NA"]
[null,"QLD","QPKD","Peak Downs (Rail)","Powerlink","Winter","Non-Coincident",2025,"POE50","NA","NA"]
[null,"QLD","QPRO","Proserpine","Ergon","Summer","Non-Coincident",2019,"POE10",53.877428020157097,0.76854944429500005]
[null,"QLD","QPRO","Proserpine","Ergon","Summer","Non-Coincident",2026,"POE10",64.910943660775402,0.76442048926997697]
[null,"QLD","QPRO","Proserpine","Ergon","Winter","Non-Coincident",2017,"POE10",36.6335173625435,0.96257592849906104]
[null,"QLD","QPRO","Proserpine","Ergon","Winter","Non-Coincident",2019,"POE50",36.605346404098597,0.98002987402318797]
[null,"QLD","QPWD","Palmwoods","Energex","Summer","Non-Coincident",2020,"POE10",386.19557192528703,0.98591601010192897]
[null,"QLD","QPWD","Palmwoods","Energex","Summer","Non-Coincident",2018,"POE50",342.776507743276,0.99839738251074495]
[null,"QLD","QPWD","Palmwoods","Energex","Summer","Non-Coincident",2025,"POE50",379.640084873094,0.99730162202112105]
[null,"QLD","QPWD","Palmwoods","Energex","Winter","Non-Coincident",2016,"POE50",306.046258352027,1]
[null,"QLD","QPWD","Palmwoods","Energex","Winter","Non-Coincident",2019,"POE50",308.22655087215901,1]
[null,"QLD","QQAH","Queensland Alumina Ltd (Gladstone South)","Powerlink","Summer","Non-Coincident",2017,"POE10","NA","NA"]
[null,"QLD","QQAH","Queensland Alumina Ltd (Gladstone South)","Powerlink","Summer","Non-Coincident",2019,"POE50","NA","NA"]
[null,"QLD","QQAH","Queensland Alumina Ltd (Gladstone South)","Powerlink","Winter","Non-Coincident",2020,"POE10","NA","NA"]
[null,"QLD","QQAH","Queensland Alumina Ltd (Gladstone South)","Powerlink","Winter","Non-Coincident",2016,"POE50","NA","NA"]
[null,"QLD","QQNH","Queensland Nickel (Yabulu)","Powerlink","Summer","Non-Coincident",2019,"POE10","NA","NA"]
[null,"QLD","QQNH","Queensland Nickel (Yabulu)","Powerlink","Summer","Non-Coincident",2026,"POE10","NA","NA"]
[null,"QLD","QQNH","Queensland Nickel (Yabulu)","Powerlink","Winter","Non-Coincident",2017,"POE10","NA","NA"]
[null,"QLD","QQNH","Queensland Nickel (Yabulu)","Powerlink","Winter","Non-Coincident",2020,"POE10","NA","NA"]
[null,"QLD","QQNH","Queensland Nickel (Yabulu)","Powerlink","Winter","Non-Coincident",2021,"POE50","NA","NA"]
[null,"QLD","QRBS","Runcorn","Energex","Summer","Non-Coincident",2019,"POE10",55.446029289074403,0.99289187111228905]
[null,"QLD","QRBS","Runcorn","Energex","Summer","Non-Coincident",2026,"POE10",40.511787596186899,0.98755765883620805]
[null,"QLD","QRBS","Runcorn","Energex","Winter","Non-Coincident",2017,"POE10",43.816183844464199,1]
[null,"QLD","QRBS","Runcorn","Energex","Winter","Non-Coincident",2019,"POE50",40.499887011807303,1]
[null,"QLD","QRCK","Rocklands (Rail)","Powerlink","Summer","Non-Coincident",2017,"POE10","NA","NA"]
[null,"QLD","QRCK","Rocklands (Rail)","Powerlink","Summer","Non-Coincident",2023,"POE10","NA","NA"]
[null,"QLD","QRCK","Rocklands (Rail)","Powerlink","Summer","Non-Coincident",2021,"POE50","NA","NA"]
[null,"QLD","QRCK","Rocklands (Rail)","Powerlink","Winter","Non-Coincident",2017,"POE10","NA","NA"]
[null,"QLD","QRCK","Rocklands (Rail)","Powerlink","Winter","Non-Coincident",2019,"POE50","NA","NA"]
[null,"QLD","QRGL","Raglan","Powerlink","Summer","Non-Coincident",2017,"POE10","NA","NA"]
[null,"QLD","QRGL","Raglan","Powerlink","Summer","Non-Coincident",2019,"POE50","NA","NA"]
[null,"QLD","QRGL","Raglan","Powerlink","Winter","Non-Coincident",2020,"POE10","NA","NA"]
[null,"QLD","QRGL","Raglan","Powerlink","Winter","Non-Coincident",2023,"POE10","NA","NA"]
[null,"QLD","QRLD","Richlands","Energex","Summer","Non-Coincident",2019,"POE10",101.042536799277,0.97323383151363496]
[null,"QLD","QRLD","Richlands","Energex","Summer","Non-Coincident",2022,"POE10",96.516789645907906,0.96811204986814303]
[null,"QLD","QRLD","Richlands","Energex","Summer","Non-Coincident",2019,"POE50",92.544559102132993,0.982362943930424]
[null,"QLD","QRLD","Richlands","Energex","Winter","Non-Coincident",2020,"POE10",100.84014766358401,0.926270484727576]
[null,"QLD","QRLD","Richlands","Energex","Winter","Non-Coincident",2017,"POE50",85.161635024706797,0.97114575073236797]
[null,"QLD","QRLE","Rocklea (Archerfield)","Energex","Summer","Non-Coincident",2023,"POE10",191.16040911936599,0.96619657261529601]
[null,"QLD","QRLE","Rocklea (Archerfield)","Energex","Summer","Non-Coincident",2021,"POE50",176.42626029495099,0.98260245764910303]
[null,"QLD","QRLE","Rocklea (Archerfield)","Energex","Winter","Non-Coincident",2017,"POE10",142.11393451171099,0.92388971687437704]
[null,"QLD","QRLE","Rocklea (Archerfield)","Energex","Winter","Non-Coincident",2019,"POE50",143.23490640246101,0.94064218315905801]
[null,"QLD","QROS","Ross","Ergon","Summer","Non-Coincident",2017,"POE10",40.941492166085197,0.92781390505934103]
[null,"QLD","QROS","Ross","Ergon","Summer","Non-Coincident",2020,"POE10",42.449590406866598,0.93492517491372595]
[null,"QLD","QROS","Ross","Ergon","Summer","Non-Coincident",2024,"POE50",42.808022264901602,0.94580017806258598]
[null,"QLD","QROS","Ross","Ergon","Winter","Non-Coincident",2017,"POE10",28.7898908410214,0.79677760198045]
[null,"QLD","QROS","Ross","Ergon","Winter","Non-Coincident",2019,"POE50",29.3269000725358,0.81122520288970601]
[null,"QLD","QRPN","Redbank Plains","Energex","Summer","Non-Coincident",2022,"POE10",21.526603642464899,0.89774357755422896]
[null,"QLD","QRPN","Redbank Plains","Energex","Summer","Non-Coincident",2019,"POE50",18.781815048139901,0.91095862701111896]
[null,"QLD","QRPN","Redbank Plains","Energex","Winter","Non-Coincident",2020,"POE10",19.151436917863801,1]
[null,"QLD","QRPN","Redbank Plains","Energex","Winter","Non-Coincident",2024,"POE10",19.5218535897625,1]
[null,"QLD","QRPN","Redbank Plains","Energex","Winter","Non-Coincident",2019,"POE50",18.037513653442801,1]
[null,"QLD","QSPN","South Pine","Energex","Summer","Non-Coincident",2022,"POE10",935.43599674969698,1]
[null,"QLD","QSPN","South Pine","Energex","Summer","Non-Coincident",2019,"POE50",847.59541554261398,1]
[null,"QLD","QSPN","South Pine","Energex","Winter","Non-Coincident",2020,"POE10",788.64474367686205,1]
[null,"QLD","QSPN","South Pine","Energex","Winter","Non-Coincident",2017,"POE50",739.21785060665604,1]
[null,"QLD","QSUM","Sumner","Energex","Summer","Non-Coincident",2020,"POE10",39.569225447487298,1]
[null,"QLD","QSUM","Sumner","Energex","Summer","Non-Coincident",2026,"POE10",42.911960461511498,1]
[null,"QLD","QSUM","Sumner","Energex","Winter","Non-Coincident",2017,"POE10",26.9601863844021,1]
[null,"QLD","QSUM","Sumner","Energex","Winter","Non-Coincident",2020,"POE10",28.722080181813801,1]
[null,"QLD","QSUM","Sumner","Energex","Winter","Non-Coincident",2022,"POE50",28.029990164592299,1]
[null,"QLD","QSYC","Stony Creek","Ergon","Summer","Non-Coincident",2020,"POE10",2.7175941059691602,0.19195039944018699]
[null,"QLD","QSYC","Stony Creek","Ergon","Summer","Non-Coincident",2022,"POE50",2.70759377265576,0.19417167584885001]
[null,"QLD","QSYC","Stony Creek","Ergon","Winter","Non-Coincident",2016,"POE10",2.6830777589813102,0.41521586503173202]
[null,"QLD","QSYC","Stony Creek","Ergon","Winter","Non-Coincident",2019,"POE50",2.8563298560304702,0.43522106194528398]
[null,"QLD","QTBC","Teebar Creek","Ergon","Summer","Non-Coincident",2022,"POE10",116.003170256658,0.815511595225208]
[null,"QLD","QTBC","Teebar Creek","Ergon","Summer","Non-Coincident",2019,"POE50",115.15010534101199,0.82751616572063802]
[null,"QLD","QTBC","Teebar Creek","Ergon","Summer","Non-Coincident",2022,"POE50",108.14015483303299,0.82948325024019998]
[null,"QLD","QTBC","Teebar Creek","Ergon","Winter","Non-Coincident",2023,"POE10",94.895781126369698,0.79560844184075896]
[null,"QLD","QTBC","Teebar Creek","Ergon","Winter","Non-Coincident",2025,"POE50",87.059241892642206,0.81372517146416001]
[null,"QLD","QTKM","Tangkam (Dalby)","Ergon","Summer","Non-Coincident",2022,"POE10",33.107906984635697,0.93943646554934901]
[null,"QLD","QTKM","Tangkam (Dalby)","Ergon","Summer","Non-Coincident",2019,"POE50",34.144053810549202,0.95326524657796097]
[null,"QLD","QTKM","Tangkam (Dalby)","Ergon","Winter","Non-Coincident",2020,"POE10",45.468473544568397,0.89993616832672696]
[null,"QLD","QTKM","Tangkam (Dalby)","Ergon","Winter","Non-Coincident",2022,"POE50",42.626537886849803,0.92065817777034997]
[null,"QLD","QTLL","Tully","Ergon","Summer","Non-Coincident",2020,"POE10",15.5540535671526,0.81957122839833296]
[null,"QLD","QTLL","Tully","Ergon","Summer","Non-Coincident",2023,"POE10",15.7638837540743,0.81508972714184302]
[null,"QLD","QTLL","Tully","Ergon","Winter","Non-Coincident",2016,"POE10",11.7955427374322,0.88172944280231602]
[null,"QLD","QTLL","Tully","Ergon","Winter","Non-Coincident",2020,"POE10",14.3466462782162,0.88446455623619602]
[null,"QLD","QTLL","Tully","Ergon","Winter","Non-Coincident",2022,"POE50",14.0976544280919,0.90483031497767896]
[null,"QLD","QTNN","Tennyson (Rail)","Powerlink","Summer","Non-Coincident",2020,"POE10","NA","NA"]
[null,"QLD","QTNN","Tennyson (Rail)","Powerlink","Summer","Non-Coincident",2022,"POE50","NA","NA"]
[null,"QLD","QTNN","Tennyson (Rail)","Powerlink","Winter","Non-Coincident",2023,"POE10","NA","NA"]
[null,"QLD","QTNN","Tennyson (Rail)","Powerlink","Winter","Non-Coincident",2017,"POE50","NA","NA"]
[null,"QLD","QTNN","Tennyson (Rail)","Powerlink","Winter","Non-Coincident",2022,"POE50","NA","NA"]
[null,"QLD","QTNS","Tennyson","Energex","Summer","Non-Coincident",2019,"POE50",167.824916090448,1]
[null,"QLD","QTNS","Tennyson","Energex","Summer","Non-Coincident",2022,"POE50",165.95554066374299,1]
[null,"QLD","QTNS","Tennyson","Energex","Winter","Non-Coincident",2023,"POE10",164.297697521462,0.99411736118152605]
[null,"QLD","QTNS","Tennyson","Energex","Winter","Non-Coincident",2020,"POE50",158.71812305123601,1]
[null,"QLD","QTRL","Tarong","Ergon","Summer","Non-Coincident",2019,"POE10",42.723882207897098,0.92420450388373598]
[null,"QLD","QTRL","Tarong","Ergon","Summer","Non-Coincident",2024,"POE50",40.468311841135503,0.93514653220798105]
[null,"QLD","QTRL","Tarong","Ergon","Winter","Non-Coincident",2020,"POE10",47.9864351251708,0.96905886708490696]
[null,"QLD","QTRL","Tarong","Ergon","Winter","Non-Coincident",2023,"POE10",49.324710033610899,0.97022245867339096]
[null,"QLD","QTUH","Turkinje (Craiglee)","Ergon","Summer","Non-Coincident",2020,"POE10",24.072071025959801,0.88480207304995795]
[null,"QLD","QTUH","Turkinje (Craiglee)","Ergon","Summer","Non-Coincident",2023,"POE10",24.951729562112401,0.87996388270759096]
[null,"QLD","QTUH","Turkinje (Craiglee)","Ergon","Winter","Non-Coincident",2017,"POE10",17.6381979977374,1]
[null,"QLD","QTUH","Turkinje (Craiglee)","Ergon","Winter","Non-Coincident",2020,"POE10",18.047943195717899,1]
[null,"QLD","QTUH","Turkinje (Craiglee)","Ergon","Winter","Non-Coincident",2022,"POE50",17.7835984869245,1]
[null,"QLD","QTUL","Turkinje","Ergon","Summer","Non-Coincident",2020,"POE10",75.627404915676195,0.70394657792351301]
[null,"QLD","QTUL","Turkinje","Ergon","Summer","Non-Coincident",2022,"POE50",77.579631514770995,0.71209274449082005]
[null,"QLD","QTUL","Turkinje","Ergon","Summer","Non-Coincident",2025,"POE50",80.472199373759295,0.71207593424388704]
[null,"QLD","QTUL","Turkinje","Ergon","Winter","Non-Coincident",2020,"POE50",80.400683147323804,0.70889248851568698]
[null,"QLD","QTZS","Townsville South (Kz)","Powerlink","Summer","Non-Coincident",2019,"POE10","NA","NA"]
[null,"QLD","QTZS","Townsville South (Kz)","Powerlink","Summer","Non-Coincident",2025,"POE10","NA","NA"]
[null,"QLD","QTZS","Townsville South (Kz)","Powerlink","Summer","Non-Coincident",2022,"POE50","NA","NA"]
[null,"QLD","QTZS","Townsville South (Kz)","Powerlink","Winter","Non-Coincident",2023,"POE10","NA","NA"]
[null,"QLD","QTZS","Townsville South (Kz)","Powerlink","Winter","Non-Coincident",2020,"POE50","NA","NA"]
[null,"QLD","QWAN","Wandoo (Rail)","Powerlink","Summer","Non-Coincident",2023,"POE10","NA","NA"]
[null,"QLD","QWAN","Wandoo (Rail)","Powerlink","Summer","Non-Coincident",2020,"POE50","NA","NA"]
[null,"QLD","QWAN","Wandoo (Rail)","Powerlink","Winter","Non-Coincident",2020,"POE10","NA","NA"]
[null,"QLD","QWAN","Wandoo (Rail)","Powerlink","Winter","Non-Coincident",2023,"POE10","NA","NA"]
[null,"QLD","QWCB","Wycarbah","Powerlink","Summer","Non-Coincident",2020,"POE10","NA","NA"]
[null,"QLD","QWCB","Wycarbah","Powerlink","Summer","Non-Coincident",2023,"POE10","NA","NA"]
[null,"QLD","QWCB","Wycarbah","Powerlink","Summer","Non-Coincident",2025,"POE50","NA","NA"]
[null,"QLD","QWCB","Wycarbah","Powerlink","Winter","Non-Coincident",2020,"POE10","NA","NA"]
[null,"QLD","QWCB","Wycarbah","Powerlink","Winter","Non-Coincident",2022,"POE50","NA","NA"]
[null,"QLD","QWCB","Wycarbah","Powerlink","Winter","Non-Coincident",2025,"POE50","NA","NA"]
[null,"QLD","QWLG","Woolooga (Energex)","Energex","Summer","Non-Coincident",2022,"POE50",142.513565172255,0.95663996811010998]
[null,"QLD","QWLG","Woolooga (Energex)","Energex","Summer","Non-Coincident",2025,"POE50",139.512714263448,0.95661738488030601]
[null,"QLD","QWLG","Woolooga (Energex)","Energex","Winter","Non-Coincident",2020,"POE50",161.996696393066,0.99027755051219701]
[null,"QLD","QWLG","Woolooga (Energex)","Energex","Winter","Non-Coincident",2023,"POE50",152.965866760415,0.99137306784730395]
[null,"QLD","QWLN","Woolooga (Ergon)","Ergon","Summer","Non-Coincident",2022,"POE10",30.819549089007101,0.55636546957098798]
[null,"QLD","QWLN","Woolooga (Ergon)","Ergon","Summer","Non-Coincident",2022,"POE50",27.725718286418299,0.56589733453601299]
[null,"QLD","QWLN","Woolooga (Ergon)","Ergon","Winter","Non-Coincident",2023,"POE10",22.333758703813899,0.91378825180873602]
[null,"QLD","QWLN","Woolooga (Ergon)","Ergon","Winter","Non-Coincident",2016,"POE50",18.6169654876092,0.93009439325750498]
[null,"QLD","QWOT","Wotonga","Powerlink","Summer","Non-Coincident",2023,"POE10","NA","NA"]
[null,"QLD","QWOT","Wotonga","Powerlink","Summer","Non-Coincident",2026,"POE10","NA","NA"]
[null,"QLD","QWOT","Wotonga","Powerlink","Winter","Non-Coincident",2020,"POE10","NA","NA"]
[null,"QLD","QWOT","Wotonga","Powerlink","Winter","Non-Coincident",2023,"POE10","NA","NA"]
[null,"QLD","QWOT","Wotonga","Powerlink","Winter","Non-Coincident",2025,"POE50","NA","NA"]
[null,"QLD","QWRE","Woree","Ergon","Summer","Non-Coincident",2023,"POE10",52.632621471262297,0.836808012356829]
[null,"QLD","QWRE","Woree","Ergon","Summer","Non-Coincident",2025,"POE50",47.913451565327399,0.85112573130965496]
[null,"QLD","QWRE","Woree","Ergon","Winter","Non-Coincident",2021,"POE10",33.547566788405,0.93676761093321004]
[null,"QLD","QWRE","Woree","Ergon","Winter","Non-Coincident",2021,"POE50",31.997119403273199,0.95751549716070905]
[null,"QLD","QWRE","Woree","Ergon","Winter","Non-Coincident",2025,"POE50",31.4670449019305,0.95880604908303102]
[null,"QLD","QWSH","Wandoan South","Powerlink","Summer","Non-Coincident",2022,"POE50","NA","NA"]
[null,"QLD","QWSH","Wandoan South","Powerlink","Summer","Non-Coincident",2025,"POE50","NA","NA"]
[null,"QLD","QWSH","Wandoan South","Powerlink","Winter","Non-Coincident",2016,"POE50","NA","NA"]
[null,"QLD","QWSH","Wandoan South","Powerlink","Winter","Non-Coincident",2023,"POE50","NA","NA"]
[null,"QLD","QWST","Wandoan South (Nw Surat)","Powerlink","Summer","Non-Coincident",2026,"POE10","NA","NA"]
[null,"QLD","QWST","Wandoan South (Nw Surat)","Powerlink","Summer","Non-Coincident",2023,"POE50","NA","NA"]
[null,"QLD","QWST","Wandoan South (Nw Surat)","Powerlink","Winter","Non-Coincident",2023,"POE10","NA","NA"]
[null,"QLD","QWST","Wandoan South (Nw Surat)","Powerlink","Winter","Non-Coincident",2016,"POE50","NA","NA"]
[null,"QLD","QYAE","Yarwun - Boat Creek","Ergon","Summer","Non-Coincident",2023,"POE10",47.820304753830001,0.67449351966985005]
[null,"QLD","QYAE","Yarwun - Boat Creek","Ergon","Summer","Non-Coincident",2026,"POE10",49.102089532883298,0.674420126102101]
[null,"QLD","QYAE","Yarwun - Boat Creek","Ergon","Summer","Non-Coincident",2023,"POE50",45.334365720064397,0.68606710221096501]
[null,"QLD","QYAE","Yarwun - Boat Creek","Ergon","Winter","Non-Coincident",2023,"POE10",58.308181477002201,0.84208792268969801]
[null,"QLD","QYAE","Yarwun - Boat Creek","Ergon","Winter","Non-Coincident",2025,"POE50",56.103042704779803,0.86126303247008795]
[null,"QLD","QYAR","Yarwun Alumina","Powerlink","Summer","Non-Coincident",2023,"POE10","NA","NA"]
[null,"QLD","QYAR","Yarwun Alumina","Powerlink","Summer","Non-Coincident",2025,"POE50","NA","NA"]
[null,"QLD","QYAR","Yarwun Alumina","Powerlink","Winter","Non-Coincident",2017,"POE10","NA","NA"]
[null,"QLD","QYAR","Yarwun Alumina","Powerlink","Winter","Non-Coincident",2023,"POE50","NA","NA"]
[null,"QLD","QYAR","Yarwun Alumina","Powerlink","Winter","Non-Coincident",2024,"POE50","NA","NA"]
[null,"QLD","Rockhampton","Rockhampton Loop","Ergon","Summer","Non-Coincident",2023,"POE10",263.63602625608002,0.92034376460728395]
[null,"QLD","Rockhampton","Rockhampton Loop","Ergon","Summer","Non-Coincident",2025,"POE50",254.42756182254399,0.93609077367871896]
[null,"QLD","Rockhampton","Rockhampton Loop","Ergon","Winter","Non-Coincident",2016,"POE50",143.661905095729,1]
[null,"QLD","Rockhampton","Rockhampton Loop","Ergon","Winter","Non-Coincident",2023,"POE50",194.510881057549,1]
[null,"QLD","GreaterTownsville","Greater Townsville Loop","Ergon","Summer","Coincident",2026,"POE10",274.49069997385197,0.90352513343318697]
[null,"QLD","GreaterTownsville","Greater Townsville Loop","Ergon","Summer","Coincident",2024,"POE50",246.521539968757,0.91916042785613195]
[null,"QLD","GreaterTownsville","Greater Townsville Loop","Ergon","Winter","Coincident",2023,"POE10",215.69556562542601,0.95146691936588002]
[null,"QLD","GreaterTownsville","Greater Townsville Loop","Ergon","Winter","Coincident",2016,"POE50",185.27651128718401,0.96844541973540899]
[null,"QLD","GreaterTownsville","Greater Townsville Loop","Ergon","Winter","Coincident",2023,"POE50",212.34784327005599,0.97247530694353201]
[null,"QLD","QABM","Abermain 33","Energex","Summer","Coincident",2026,"POE10",112.624911143934,0.98800881826846398]
[null,"QLD","QABM","Abermain 33","Energex","Winter","Coincident",2017,"POE10",77.195151331621702,1]
[null,"QLD","QABM","Abermain 33","Energex","Winter","Coincident",2024,"POE10",89.223935693111301,1]
[null,"QLD","QABM","Abermain 33","Energex","Winter","Coincident",2024,"POE50",84.871828977316497,1]
[null,"QLD","QABRQMRXloop","Abermain - Middle Ridge Loop","Energex","Summer","Coincident",2023,"POE10",109.35372547113801,0.93829513367144002]
[null,"QLD","QABRQMRXloop","Abermain - Middle Ridge Loop","Energex","Summer","Coincident",2025,"POE50",108.232477417948,0.95434928924874396]
[null,"QLD","QABRQMRXloop","Abermain - Middle Ridge Loop","Energex","Winter","Coincident",2017,"POE10",90.548017821661006,1]
[null,"QLD","QABRQMRXloop","Abermain - Middle Ridge Loop","Energex","Winter","Coincident",2024,"POE10",124.61145378862599,1]
[null,"QLD","QAGW","Ashgrove West 33","Energex","Summer","Coincident",2017,"POE10",77.261167667963605,0.97634141106888905]
[null,"QLD","QAGW","Ashgrove West 33","Energex","Summer","Coincident",2026,"POE10",81.421821202158497,0.978338498696528]
[null,"QLD","QAGW","Ashgrove West 33","Energex","Summer","Coincident",2025,"POE50",73.212498349920196,0.99518608212660498]
[null,"QLD","QAGW","Ashgrove West 33","Energex","Winter","Coincident",2016,"POE50",58.295611231677803,1]
[null,"QLD","QAGW","Ashgrove West 33","Energex","Winter","Coincident",2023,"POE50",53.607274413324397,1]
[null,"QLD","QALC","Alligator Creek 33","Ergon","Summer","Coincident",2026,"POE10",19.987030360016099,0.53280548963180796]
[null,"QLD","QALC","Alligator Creek 33","Ergon","Summer","Coincident",2019,"POE50",17.454695692563401,0.540708203909948]
[null,"QLD","QALC","Alligator Creek 33","Ergon","Winter","Coincident",2016,"POE10",13.2058385016709,0.610162658910122]
[null,"QLD","QALC","Alligator Creek 33","Ergon","Winter","Coincident",2016,"POE50",12.530394910602,0.62372526543417195]
[null,"QLD","QALG","Algester","Energex","Summer","Coincident",2019,"POE10",74.718636822876803,1]
[null,"QLD","QALG","Algester","Energex","Summer","Coincident",2026,"POE10",77.455990663565501,1]
[null,"QLD","QALG","Algester","Energex","Winter","Coincident",2017,"POE10",60.744310157986099,1]
[null,"QLD","QALG","Algester","Energex","Winter","Coincident",2024,"POE10",67.740714151343099,1]
[null,"QLD","QALH","Alligator Creek 132","Ergon","Summer","Coincident",2017,"POE10",24.560293666772601,0.57470953656258605]
[null,"QLD","QALH","Alligator Creek 132","Ergon","Summer","Coincident",2018,"POE10",24.765217836479501,0.57841716471335902]
[null,"QLD","QALH","Alligator Creek 132","Ergon","Summer","Coincident",2026,"POE10",25.9478747661028,0.57588509389524001]
[null,"QLD","QALH","Alligator Creek 132","Ergon","Winter","Coincident",2017,"POE10",36.163413815958101,0.81829812940477697]
[null,"QLD","QALH","Alligator Creek 132","Ergon","Winter","Coincident",2024,"POE10",42.942179167166202,0.79857165920611595]
[null,"QLD","QASF","Alan Sherriff","Ergon","Summer","Coincident",2017,"POE10",18.0050724431402,0.86174532061907705]
[null,"QLD","QASF","Alan Sherriff","Ergon","Summer","Coincident",2019,"POE50",16.630897169921099,0.87631578703159896]
[null,"QLD","QASF","Alan Sherriff","Ergon","Winter","Coincident",2016,"POE10",15.228629971863599,0.875527717685609]
[null,"QLD","QASF","Alan Sherriff","Ergon","Winter","Coincident",2016,"POE50",15.1393309564876,0.89498882000393198]
[null,"QLD","QASF","Alan Sherriff","Ergon","Winter","Coincident",2019,"POE50",17.462111736099001,0.91771084668101499]
[null,"QLD","QBBS","Belmont Wecker Road 33","Energex","Summer","Coincident",2017,"POE10",141.87847979721101,1]
[null,"QLD","QBBS","Belmont Wecker Road 33","Energex","Summer","Coincident",2019,"POE50",138.09039132029901,1]
[null,"QLD","QBBS","Belmont Wecker Road 33","Energex","Summer","Coincident",2026,"POE50",158.92015593855001,1]
[null,"QLD","QBBS","Belmont Wecker Road 33","Energex","Winter","Coincident",2017,"POE50",108.51149982865,1]
[null,"QLD","QBDA","Bundamba","Energex","Summer","Coincident",2019,"POE10",36.967576957680599,0.99538326444296499]
[null,"QLD","QBDA","Bundamba","Energex","Summer","Coincident",2026,"POE10",42.201033224081797,0.99003566740538496]
[null,"QLD","QBDA","Bundamba","Energex","Winter","Coincident",2017,"POE10",35.652175112073998,1]
[null,"QLD","QBDA","Bundamba","Energex","Winter","Coincident",2024,"POE10",44.158901836809399,1]
[null,"QLD","QBDA","Bundamba","Energex","Winter","Coincident",2017,"POE50",34.3091067029182,1]
[null,"QLD","QBIL","Biloela","Ergon","Summer","Coincident",2019,"POE10",36.340579301216302,0.87180560174698196]
[null,"QLD","QBIL","Biloela","Ergon","Summer","Coincident",2026,"POE10",48.3070330549711,0.86712191334294197]
[null,"QLD","QBIL","Biloela","Ergon","Winter","Coincident",2017,"POE10",32.2882567235946,0.96421800662951895]
[null,"QLD","QBIL","Biloela","Ergon","Winter","Coincident",2019,"POE50",32.641574137683897,0.98170172719931903]
[null,"QLD","QBK2","Bulli Creek","Essential Energy","Summer","Coincident",2017,"POE10",9.9999999999999998E-20,0]
[null,"QLD","QBK2","Bulli Creek","Essential Energy","Summer","Coincident",2019,"POE50",9.9999999999999998E-20,0]
[null,"QLD","QBK2","Bulli Creek","Essential Energy","Summer","Coincident",2026,"POE50",9.9999999999999998E-20,0]
[null,"QLD","QBK2","Bulli Creek","Essential Energy","Winter","Coincident",2019,"POE10",9.9999999999999998E-20,0]
[null,"QLD","QBK2","Bulli Creek","Essential Energy","Winter","Coincident",2019,"POE50",9.9999999999999998E-20,0]
[null,"QLD","QBKS","Blackstone","Energex","Summer","Coincident",2017,"POE10",100.494495919423,1]
[null,"QLD","QBKS","Blackstone","Energex","Summer","Coincident",2019,"POE50",97.172444507669297,1]
[null,"QLD","QBKS","Blackstone","Energex","Winter","Coincident",2020,"POE10",83.929131038011406,1]
[null,"QLD","QBKS","Blackstone","Energex","Winter","Coincident",2017,"POE50",74.112948683624495,1]
[null,"QLD","QBLF","Bluff (Rail)","Powerlink","Summer","Coincident",2019,"POE10","NA","NA"]
[null,"QLD","QBLF","Bluff (Rail)","Powerlink","Summer","Coincident",2026,"POE10","NA","NA"]
[null,"QLD","QBLF","Bluff (Rail)","Powerlink","Summer","Coincident",2019,"POE50","NA","NA"]
[null,"QLD","QBLF","Bluff (Rail)","Powerlink","Winter","Coincident",2020,"POE10","NA","NA"]
[null,"QLD","QBLF","Bluff (Rail)","Powerlink","Winter","Coincident",2017,"POE50","NA","NA"]
[null,"QLD","QBLK","Bulli Creek (Waggamba)","Ergon","Summer","Coincident",2020,"POE10",15.2697714135168,0.73227528816924703]
[null,"QLD","QBLK","Bulli Creek (Waggamba)","Ergon","Summer","Coincident",2020,"POE50",14.1277016718411,0.74368359338437495]
[null,"QLD","QBLK","Bulli Creek (Waggamba)","Ergon","Winter","Coincident",2017,"POE10",21.4576994935755,1]
[null,"QLD","QBLK","Bulli Creek (Waggamba)","Ergon","Winter","Coincident",2019,"POE50",21.6160182614306,1]
[null,"QLD","QBMH","Belmont Wecker Road 110","Energex","Summer","Coincident",2017,"POE10",432.02171939537499,0.99720904908626695]
[null,"QLD","QBMH","Belmont Wecker Road 110","Energex","Summer","Coincident",2020,"POE10",461.32688926661098,1]
[null,"QLD","QBMH","Belmont Wecker Road 110","Energex","Summer","Coincident",2022,"POE50",445.43498536019302,1]
[null,"QLD","QBMH","Belmont Wecker Road 110","Energex","Winter","Coincident",2018,"POE10",417.2130941291,1]
[null,"QLD","QBMH","Belmont Wecker Road 110","Energex","Winter","Coincident",2020,"POE50",417.15442698908703,1]
[null,"QLD","QBNB","Bolingbroke (Rail)","Powerlink","Summer","Coincident",2017,"POE10","NA","NA"]
[null,"QLD","QBNB","Bolingbroke (Rail)","Powerlink","Summer","Coincident",2019,"POE50","NA","NA"]
[null,"QLD","QBNB","Bolingbroke (Rail)","Powerlink","Winter","Coincident",2020,"POE10","NA","NA"]
[null,"QLD","QBNB","Bolingbroke (Rail)","Powerlink","Winter","Coincident",2017,"POE50","NA","NA"]
[null,"QLD","QBNB","Bolingbroke (Rail)","Powerlink","Winter","Coincident",2020,"POE50","NA","NA"]
[null,"QLD","QBNN","Bowen North","Ergon","Summer","Coincident",2022,"POE10",40.118886131121798,0.79896823028888098]
[null,"QLD","QBNN","Bowen North","Ergon","Summer","Coincident",2019,"POE50",32.173965652619998,0.81072927758761604]
[null,"QLD","QBNN","Bowen North","Ergon","Winter","Coincident",2020,"POE10",43.642062699958998,0.74058729183551197]
[null,"QLD","QBNN","Bowen North","Ergon","Winter","Coincident",2017,"POE50",31.6121648622963,0.77646671611692097]
[null,"QLD","QBOH","Boyne Island 275","Powerlink","Summer","Coincident",2020,"POE10","NA","NA"]
[null,"QLD","QBOH","Boyne Island 275","Powerlink","Summer","Coincident",2022,"POE50","NA","NA"]
[null,"QLD","QBOH","Boyne Island 275","Powerlink","Summer","Coincident",2023,"POE50","NA","NA"]
[null,"QLD","QBOH","Boyne Island 275","Powerlink","Winter","Coincident",2020,"POE10","NA","NA"]
[null,"QLD","QBOL","Boyne Island 132","Powerlink","Summer","Coincident",2017,"POE10","NA","NA"]
[null,"QLD","QBOL","Boyne Island 132","Powerlink","Summer","Coincident",2020,"POE10","NA","NA"]
[null,"QLD","QBOL","Boyne Island 132","Powerlink","Summer","Coincident",2022,"POE50","NA","NA"]
[null,"QLD","QBOL","Boyne Island 132","Powerlink","Winter","Coincident",2018,"POE10","NA","NA"]
[null,"QLD","QBOL","Boyne Island 132","Powerlink","Winter","Coincident",2021,"POE50","NA","NA"]
[null,"QLD","QBRE","Braemer Kumbarilla Park","Powerlink","Summer","Coincident",2022,"POE10","NA","NA"]
[null,"QLD","QBRE","Braemer Kumbarilla Park","Powerlink","Summer","Coincident",2019,"POE50","NA","NA"]
[null,"QLD","QBRE","Braemer Kumbarilla Park","Powerlink","Summer","Coincident",2022,"POE50","NA","NA"]
[null,"QLD","QBRE","Braemer Kumbarilla Park","Powerlink","Winter","Coincident",2017,"POE50","NA","NA"]
[null,"QLD","QBRE","Braemer Kumbarilla Park","Powerlink","Winter","Coincident",2020,"POE50","NA","NA"]
[null,"QLD","QBUR","Burton Downs","Powerlink","Summer","Coincident",2023,"POE10","NA","NA"]
[null,"QLD","QBUR","Burton Downs","Powerlink","Summer","Coincident",2023,"POE50","NA","NA"]
[null,"QLD","QBUR","Burton Downs","Powerlink","Winter","Coincident",2020,"POE10","NA","NA"]
[null,"QLD","QBUR","Burton Downs","Powerlink","Winter","Coincident",2017,"POE50","NA","NA"]
[null,"QLD","QBWH","Blackwater 132","Ergon","Summer","Coincident",2020,"POE10",24.697748203714699,0.63139985372225604]
[null,"QLD","QBWH","Blackwater 132","Ergon","Summer","Coincident",2023,"POE10",24.586961960118298,0.62794729323726395]
[null,"QLD","QBWH","Blackwater 132","Ergon","Winter","Coincident",2018,"POE10",21.2343951513052,0.56553966638955999]
[null,"QLD","QBWH","Blackwater 132","Ergon","Winter","Coincident",2023,"POE10",22.1833989205564,0.54370765316233005]
[null,"QLD","QBWH","Blackwater 132","Ergon","Winter","Coincident",2022,"POE50",20.503348340272801,0.55556002810074201]
[null,"QLD","QBWL","Blackwater 66/11","Ergon","Summer","Coincident",2020,"POE10",98.248741522710802,0.83096952946707703]
[null,"QLD","QBWL","Blackwater 66/11","Ergon","Summer","Coincident",2022,"POE50",90.254279536886102,0.840585623090778]
[null,"QLD","QBWL","Blackwater 66/11","Ergon","Winter","Coincident",2018,"POE10",113.810274499933,1]
[null,"QLD","QBWL","Blackwater 66/11","Ergon","Winter","Coincident",2020,"POE50",110.41975010161801,1]
[null,"QLD","QBWL","Blackwater 66/11","Ergon","Winter","Coincident",2024,"POE50",118.81998370884,1]
[null,"QLD","QCAR","Calliope River","Ergon","Summer","Coincident",2019,"POE50",22.029790186488899,0.44220719848727302]
[null,"QLD","QCAR","Calliope River","Ergon","Summer","Coincident",2022,"POE50",21.782483338334099,0.443258366996864]
[null,"QLD","QCAR","Calliope River","Ergon","Winter","Coincident",2023,"POE10",35.571234403783201,0.70591856398271902]
[null,"QLD","QCAR","Calliope River","Ergon","Winter","Coincident",2020,"POE50",32.4729695622962,0.72070794463668097]
[null,"QLD","QCBL","Columboola","Ergon","Summer","Coincident",2023,"POE10",36.871600747705699,0.46670876850454501]
[null,"QLD","QCBL","Columboola","Ergon","Summer","Coincident",2020,"POE50",33.755419543203701,0.47658576539480402]
[null,"QLD","QCBL","Columboola","Ergon","Summer","Coincident",2026,"POE50",34.763663086479497,0.47471128483237202]
[null,"QLD","QCBL","Columboola","Ergon","Winter","Coincident",2023,"POE10",34.7818607635405,0.43331909765833898]
[null,"QLD","QCBL_LNG","Columboola_Lng","Powerlink","Summer","Coincident",2020,"POE10","NA","NA"]
[null,"QLD","QCBL_LNG","Columboola_Lng","Powerlink","Summer","Coincident",2023,"POE10","NA","NA"]
[null,"QLD","QCBL_LNG","Columboola_Lng","Powerlink","Winter","Coincident",2018,"POE10","NA","NA"]
[null,"QLD","QCBL_LNG","Columboola_Lng","Powerlink","Winter","Coincident",2021,"POE10","NA","NA"]
[null,"QLD","QCBL_LNG","Columboola_Lng","Powerlink","Winter","Coincident",2024,"POE50","NA","NA"]
[null,"QLD","QCBW","Ashgrove West 110","Energex","Summer","Coincident",2020,"POE10",100.991042986252,0.70140099932472999]
[null,"QLD","QCBW","Ashgrove West 110","Energex","Summer","Coincident",2022,"POE50",102.552745928338,0.709517708106567]
[null,"QLD","QCBW","Ashgrove West 110","Energex","Summer","Coincident",2025,"POE50",110.73897349527201,0.70950095864805995]
[null,"QLD","QCBW","Ashgrove West 110","Energex","Winter","Coincident",2020,"POE50",86.997935649024399,0.541074796586964]
[null,"QLD","QCBW","Ashgrove West 110","Energex","Winter","Coincident",2023,"POE50",88.588435861987904,0.54167337303549901]
[null,"QLD","QCDW","Cardwell","Ergon","Summer","Coincident",2026,"POE10",5.01385752707988,0.784518971717858]
[null,"QLD","QCDW","Cardwell","Ergon","Summer","Coincident",2022,"POE50",4.5476739253002103,0.79804770449029605]
[null,"QLD","QCDW","Cardwell","Ergon","Winter","Coincident",2023,"POE10",3.32930089797728,0.80274815644073305]
[null,"QLD","QCDW","Cardwell","Ergon","Winter","Coincident",2020,"POE50",3.1501252011413401,0.81956617010492605]
[null,"QLD","QCHA","Chinchilla","Ergon","Summer","Coincident",2023,"POE10",16.2753231654189,0.83988178065000996]
[null,"QLD","QCHA","Chinchilla","Ergon","Summer","Coincident",2020,"POE50",15.8909903721561,0.85765626935791806]
[null,"QLD","QCHA","Chinchilla","Ergon","Winter","Coincident",2016,"POE10",20.086680668902499,1]
[null,"QLD","QCHA","Chinchilla","Ergon","Winter","Coincident",2023,"POE10",25.666272302036599,1]
[null,"QLD","QCLR","Clare","Ergon","Summer","Coincident",2020,"POE10",72.154050307801597,0.91623379850202502]
[null,"QLD","QCLR","Clare","Ergon","Summer","Coincident",2023,"POE10",73.539368810404198,0.91122373619511599]
[null,"QLD","QCLR","Clare","Ergon","Summer","Coincident",2025,"POE50",72.440323245478098,0.92681470230123697]
[null,"QLD","QCLR","Clare","Ergon","Winter","Coincident",2021,"POE10",43.524575168932103,0.79772557206526695]
[null,"QLD","QCLR","Clare","Ergon","Winter","Coincident",2023,"POE50",44.5872843175665,0.81594133418695902]
[null,"QLD","QCMD","Callemondah (Rail)","Powerlink","Summer","Coincident",2018,"POE10","NA","NA"]
[null,"QLD","QCMD","Callemondah (Rail)","Powerlink","Summer","Coincident",2022,"POE50","NA","NA"]
[null,"QLD","QCMD","Callemondah (Rail)","Powerlink","Summer","Coincident",2025,"POE50","NA","NA"]
[null,"QLD","QCMD","Callemondah (Rail)","Powerlink","Winter","Coincident",2020,"POE50","NA","NA"]
[null,"QLD","QCMD","Callemondah (Rail)","Powerlink","Winter","Coincident",2023,"POE50","NA","NA"]
[null,"QLD","QCND","Columboola Bellvue","Powerlink","Summer","Coincident",2026,"POE10","NA","NA"]
[null,"QLD","QCND","Columboola Bellvue","Powerlink","Winter","Coincident",2016,"POE10","NA","NA"]
[null,"QLD","QCND","Columboola Bellvue","Powerlink","Winter","Coincident",2023,"POE10","NA","NA"]
[null,"QLD","QCND","Columboola Bellvue","Powerlink","Winter","Coincident",2020,"POE50","NA","NA"]
[null,"QLD","QCNS","Cairns City","Ergon","Summer","Coincident",2023,"POE10",50.336080454432199,0.90320845199273903]
[null,"QLD","QCNS","Cairns City","Ergon","Summer","Coincident",2026,"POE10",52.364509846786298,0.90311017129947802]
[null,"QLD","QCNS","Cairns City","Ergon","Winter","Coincident",2021,"POE10",34.787818442883498,0.787216329196747]
[null,"QLD","QCNS","Cairns City","Ergon","Winter","Coincident",2017,"POE50",31.916542711472701,0.82497359825273398]
[null,"QLD","QCNS","Cairns City","Ergon","Winter","Coincident",2020,"POE50",33.723127650823599,0.80430233875088397]
[null,"QLD","QCOL","Collinsville Load","Ergon","Summer","Coincident",2023,"POE10",18.6239001239076,0.77249208079248299]
[null,"QLD","QCOL","Collinsville Load","Ergon","Summer","Coincident",2025,"POE50",18.6962368921272,0.78570935923956597]
[null,"QLD","QCOL","Collinsville Load","Ergon","Winter","Coincident",2021,"POE10",20.902781746948602,0.779611427928391]
[null,"QLD","QCOL","Collinsville Load","Ergon","Winter","Coincident",2023,"POE50",21.350644325407899,0.79741356041078104]
[null,"QLD","QCOP","Coppabella (Rail)","Powerlink","Summer","Coincident",2017,"POE10","NA","NA"]
[null,"QLD","QCOP","Coppabella (Rail)","Powerlink","Summer","Coincident",2019,"POE50","NA","NA"]
[null,"QLD","QCOP","Coppabella (Rail)","Powerlink","Summer","Coincident",2025,"POE50","NA","NA"]
[null,"QLD","QCOP","Coppabella (Rail)","Powerlink","Winter","Coincident",2021,"POE10","NA","NA"]
[null,"QLD","QCOP","Coppabella (Rail)","Powerlink","Winter","Coincident",2023,"POE50","NA","NA"]
[null,"QLD","QCRN","Cairns","Ergon","Summer","Coincident",2026,"POE10",43.228304401515302,0.87423490662685099]
[null,"QLD","QCRN","Cairns","Ergon","Summer","Coincident",2023,"POE50",42.407239319725299,0.88933260712085405]
[null,"QLD","QCRN","Cairns","Ergon","Winter","Coincident",2019,"POE10",34.759673037604401,0.81836045556678005]
[null,"QLD","QCRN","Cairns","Ergon","Winter","Coincident",2016,"POE50",33.201330154738201,0.81169067127890704]
[null,"QLD","QDNG","Dingo (Rail)","Powerlink","Summer","Coincident",2023,"POE10","NA","NA"]
[null,"QLD","QDNG","Dingo (Rail)","Powerlink","Summer","Coincident",2026,"POE10","NA","NA"]
[null,"QLD","QDNG","Dingo (Rail)","Powerlink","Summer","Coincident",2023,"POE50","NA","NA"]
[null,"QLD","QDNG","Dingo (Rail)","Powerlink","Winter","Coincident",2024,"POE10","NA","NA"]
[null,"QLD","QDNG","Dingo (Rail)","Powerlink","Winter","Coincident",2020,"POE50","NA","NA"]
[null,"QLD","QDRG","Duaringa","Powerlink","Summer","Coincident",2023,"POE10","NA","NA"]
[null,"QLD","QDRG","Duaringa","Powerlink","Summer","Coincident",2025,"POE50","NA","NA"]
[null,"QLD","QDRG","Duaringa","Powerlink","Winter","Coincident",2021,"POE10","NA","NA"]
[null,"QLD","QDRG","Duaringa","Powerlink","Winter","Coincident",2023,"POE50","NA","NA"]
[null,"QLD","QDYS","Dysart","Ergon","Summer","Coincident",2017,"POE10",39.466445730510202,0.78673098891845195]
[null,"QLD","QDYS","Dysart","Ergon","Summer","Coincident",2020,"POE50",34.940734286778302,0.80511154913729299]
[null,"QLD","QDYS","Dysart","Ergon","Summer","Coincident",2025,"POE50",35.987365326768902,0.80191592989196803]
[null,"QLD","QDYS","Dysart","Ergon","Winter","Coincident",2016,"POE50",35.956961775827601,0.87167107125086796]
[null,"QLD","QDYS","Dysart","Ergon","Winter","Coincident",2023,"POE50",41.868741877361302,0.87529826182675496]
[null,"QLD","QEGD","Eagle Downs Mine","Powerlink","Summer","Coincident",2026,"POE10","NA","NA"]
[null,"QLD","QEGD","Eagle Downs Mine","Powerlink","Summer","Coincident",2023,"POE50","NA","NA"]
[null,"QLD","QEGD","Eagle Downs Mine","Powerlink","Winter","Coincident",2024,"POE10","NA","NA"]
[null,"QLD","QEGD","Eagle Downs Mine","Powerlink","Winter","Coincident",2020,"POE50","NA","NA"]
[null,"QLD","QEGD","Eagle Downs Mine","Powerlink","Winter","Coincident",2023,"POE50","NA","NA"]
[null,"QLD","QELA","El Arish","Ergon","Summer","Coincident",2026,"POE10",2.5384269698113799,0.52221170131656902]
[null,"QLD","QELA","El Arish","Ergon","Summer","Coincident",2023,"POE50",2.45570938807592,0.53123009648836805]
[null,"QLD","QELA","El Arish","Ergon","Winter","Coincident",2024,"POE10",3.8855395140490501,0.77960894176381401]
[null,"QLD","QEMS","Kemmis","Ergon","Summer","Coincident",2017,"POE10","NA","NA"]
[null,"QLD","QEMS","Kemmis","Ergon","Summer","Coincident",2022,"POE10","NA","NA"]
[null,"QLD","QEMS","Kemmis","Ergon","Summer","Coincident",2025,"POE50","NA","NA"]
[null,"QLD","QEMS","Kemmis","Ergon","Winter","Coincident",2017,"POE10","NA","NA"]
[null,"QLD","QEMS","Kemmis","Ergon","Winter","Coincident",2024,"POE10","NA","NA"]
[null,"QLD","QEMT","Edmonton","Ergon","Summer","Coincident",2017,"POE10",33.015366120569098,0.70629286663910895]
[null,"QLD","QEMT","Edmonton","Ergon","Summer","Coincident",2024,"POE10",36.533269632787402,0.70781907233875896]
[null,"QLD","QEMT","Edmonton","Ergon","Summer","Coincident",2023,"POE50",33.377588009368701,0.71995993078505605]
[null,"QLD","QEMT","Edmonton","Ergon","Winter","Coincident",2016,"POE50",27.240877518543201,0.92432046225056597]
[null,"QLD","QEMT","Edmonton","Ergon","Winter","Coincident",2023,"POE50",33.911823450047002,0.92816673704429498]
[null,"QLD","QGDA","Goodna","Energex","Summer","Coincident",2026,"POE10",135.86244378189301,1]
[null,"QLD","QGDA","Goodna","Energex","Summer","Coincident",2019,"POE50",117.41395184200201,1]
[null,"QLD","QGDA","Goodna","Energex","Summer","Coincident",2026,"POE50",128.37059739296501,1]
[null,"QLD","QGDA","Goodna","Energex","Winter","Coincident",2017,"POE50",100.945329313478,1]
[null,"QLD","QGDA","Goodna","Energex","Winter","Coincident",2023,"POE50",110.690075645249,1]
[null,"QLD","QGNG","Gin Gin","Ergon","Summer","Coincident",2026,"POE10",121.729765692466,0.919062432702209]
[null,"QLD","QGNG","Gin Gin","Ergon","Winter","Coincident",2017,"POE10",140.27079518906399,1]
[null,"QLD","QGNG","Gin Gin","Ergon","Winter","Coincident",2024,"POE10",147.80527422134199,1]
[null,"QLD","QGRE","Gregory (Rail)","Powerlink","Summer","Coincident",2017,"POE10","NA","NA",{"$f":"J3210*K3210","v":{"$error":"#VALUE!"}}]
[null,"QLD","QGRE","Gregory (Rail)","Powerlink","Summer","Coincident",2024,"POE10","NA","NA"]
[null,"QLD","QGRE","Gregory (Rail)","Powerlink","Summer","Coincident",2023,"POE50","NA","NA"]
[null,"QLD","QGRE","Gregory (Rail)","Powerlink","Winter","Coincident",2017,"POE10","NA","NA"]
[null,"QLD","QGRE","Gregory (Rail)","Powerlink","Winter","Coincident",2024,"POE10","NA","NA"]
[null,"QLD","QGRN","Grantleigh (Rail)","Powerlink","Summer","Coincident",2017,"POE10","NA","NA"]
[null,"QLD","QGRN","Grantleigh (Rail)","Powerlink","Summer","Coincident",2019,"POE50","NA","NA"]
[null,"QLD","QGRN","Grantleigh (Rail)","Powerlink","Summer","Coincident",2026,"POE50","NA","NA"]
[null,"QLD","QGRN","Grantleigh (Rail)","Powerlink","Winter","Coincident",2023,"POE10","NA","NA"]
[null,"QLD","QGRN","Grantleigh (Rail)","Powerlink","Winter","Coincident",2023,"POE50","NA","NA"]
[null,"QLD","QGST","Gladstone South","Ergon","Summer","Coincident",2017,"POE10",55.235030175828101,0.83006815715668503]
[null,"QLD","QGST","Gladstone South","Ergon","Summer","Coincident",2019,"POE50",49.649550365885403,0.84410302327613995]
[null,"QLD","QGST","Gladstone South","Ergon","Summer","Coincident",2026,"POE50",46.5976394324083,0.84612015919430905]
[null,"QLD","QGST","Gladstone South","Ergon","Winter","Coincident",2017,"POE50",46.250201789251399,0.89538398541183395]
[null,"QLD","QGST","Gladstone South","Ergon","Winter","Coincident",2024,"POE50",46.244067433636701,0.87422565331004298]
[null,"QLD","QGYR","Goonyella Riverside Mine","Powerlink","Summer","Coincident",2025,"POE10","NA","NA"]
[null,"QLD","QGYR","Goonyella Riverside Mine","Powerlink","Winter","Coincident",2017,"POE10","NA","NA"]
[null,"QLD","QGYR","Goonyella Riverside Mine","Powerlink","Winter","Coincident",2024,"POE10","NA","NA"]
[null,"QLD","QGYR","Goonyella Riverside Mine","Powerlink","Winter","Coincident",2017,"POE50","NA","NA"]
[null,"QLD","QINF","Innisfail","Ergon","Summer","Coincident",2020,"POE10",24.557954441129301,0.86090016188736196]
[null,"QLD","QINF","Innisfail","Ergon","Summer","Coincident",2017,"POE50",22.851723326022601,0.86869464040056998]
[null,"QLD","QINF","Innisfail","Ergon","Summer","Coincident",2026,"POE50",25.2670291895822,0.87087355054036797]
[null,"QLD","QINF","Innisfail","Ergon","Winter","Coincident",2024,"POE10",19.585461046606198,0.88583132228978601]
[null,"QLD","QING","Ingham","Ergon","Summer","Coincident",2017,"POE10",16.643016917595499,0.80841398681634602]
[null,"QLD","QING","Ingham","Ergon","Summer","Coincident",2019,"POE50",15.6934459332511,0.82208272230058299]
[null,"QLD","QING","Ingham","Ergon","Summer","Coincident",2026,"POE50",17.316911197475601,0.82404723675099101]
[null,"QLD","QING","Ingham","Ergon","Winter","Coincident",2018,"POE10",11.069660352909599,0.69965299055916397]
[null,"QLD","QING","Ingham","Ergon","Winter","Coincident",2024,"POE50",10.9924812330162,0.68774068744450001]
[null,"QLD","QINV","Invicta Load","Powerlink","Summer","Coincident",2017,"POE10","NA","NA"]
[null,"QLD","QINV","Invicta Load","Powerlink","Summer","Coincident",2019,"POE50","NA","NA"]
[null,"QLD","QINV","Invicta Load","Powerlink","Summer","Coincident",2026,"POE50","NA","NA"]
[null,"QLD","QINV","Invicta Load","Powerlink","Winter","Coincident",2017,"POE50","NA","NA"]
[null,"QLD","QKAM","Kamerunga","Ergon","Summer","Coincident",2020,"POE10",51.738278190010902,0.75220635109571099]
[null,"QLD","QKAM","Kamerunga","Ergon","Summer","Coincident",2026,"POE10",64.836226193299893,0.74801180587878202]
[null,"QLD","QKAM","Kamerunga","Ergon","Summer","Coincident",2019,"POE50",45.853496546616697,0.75910651810222396]
[null,"QLD","QKAM","Kamerunga","Ergon","Winter","Coincident",2024,"POE10",60.178678368894701,0.96417078901699604]
[null,"QLD","QKAM","Kamerunga","Ergon","Winter","Coincident",2017,"POE50",39.458033632014597,1]
[null,"QLD","QKCK","King Creek","Ergon","Summer","Coincident",2020,"POE10","NA","NA"]
[null,"QLD","QKCK","King Creek","Ergon","Summer","Coincident",2017,"POE50","NA","NA"]
[null,"QLD","QKCK","King Creek","Ergon","Winter","Coincident",2018,"POE10","NA","NA"]
[null,"QLD","QKCK","King Creek","Ergon","Winter","Coincident",2016,"POE50","NA","NA"]
[null,"QLD","QLCM","Lilyvale (Barcaldine)","Ergon","Summer","Coincident",2017,"POE10",31.992609502134201,0.831969901708698]
[null,"QLD","QLCM","Lilyvale (Barcaldine)","Ergon","Summer","Coincident",2020,"POE10",32.374087925859698,0.838346571048869]
[null,"QLD","QLCM","Lilyvale (Barcaldine)","Ergon","Summer","Coincident",2026,"POE50",30.060195921556701,0.84805868001241602]
[null,"QLD","QLCM","Lilyvale (Barcaldine)","Ergon","Winter","Coincident",2018,"POE10",32.695857463407997,0.99391144233274997]
[null,"QLD","QLCM","Lilyvale (Barcaldine)","Ergon","Winter","Coincident",2020,"POE50",31.781069589179602,0.97556176720844101]
[null,"QLD","QLGH","Loganlea 110","Energex","Summer","Coincident",2018,"POE10",384.83876089410097,1]
[null,"QLD","QLGH","Loganlea 110","Energex","Summer","Coincident",2019,"POE50",357.027938459898,1]
[null,"QLD","QLGH","Loganlea 110","Energex","Winter","Coincident",2020,"POE10",306.58950968962102,1]
[null,"QLD","QLGH","Loganlea 110","Energex","Winter","Coincident",2017,"POE50",299.47653017978098,1]
[null,"QLD","QLGH","Loganlea 110","Energex","Winter","Coincident",2020,"POE50",296.19357255604803,1]
[null,"QLD","QLGL","Loganlea 33","Energex","Summer","Coincident",2017,"POE50",94.530478060482807,1]
[null,"QLD","QLGL","Loganlea 33","Energex","Summer","Coincident",2019,"POE50",95.777042737268502,1]
[null,"QLD","QLGL","Loganlea 33","Energex","Winter","Coincident",2020,"POE10",90.562700614310003,1]
[null,"QLD","QLGL","Loganlea 33","Energex","Winter","Coincident",2017,"POE50",85.056586160267997,1]
[null,"QLD","QLIL","Lilyvale","Ergon","Summer","Coincident",2020,"POE10",154.62939086012901,0.859879065579779]
[null,"QLD","QLIL","Lilyvale","Ergon","Summer","Coincident",2017,"POE50",128.90518334682599,0.86766429921932797]
[null,"QLD","QLIL","Lilyvale","Ergon","Winter","Coincident",2018,"POE10",157.472294322827,0.97292289532711496]
[null,"QLD","QLIL","Lilyvale","Ergon","Winter","Coincident",2021,"POE10",164.09317785857201,0.93467422683571799]
[null,"QLD","QMAR","Molendinar","Energex","Summer","Coincident",2018,"POE10",432.859614225992,1]
[null,"QLD","QMAR","Molendinar","Energex","Summer","Coincident",2020,"POE10",445.23898078973002,1]
[null,"QLD","QMAR","Molendinar","Energex","Summer","Coincident",2022,"POE50",417.67961810786898,1]
[null,"QLD","QMAR","Molendinar","Energex","Winter","Coincident",2018,"POE10",451.65366653108998,1]
[null,"QLD","QMAR","Molendinar","Energex","Winter","Coincident",2020,"POE50",449.41366516685503,1]
[null,"QLD","QMBS","Moranbah South (Rail)","Powerlink","Summer","Coincident",2018,"POE10","NA","NA"]
[null,"QLD","QMBS","Moranbah South (Rail)","Powerlink","Summer","Coincident",2019,"POE50","NA","NA"]
[null,"QLD","QMBS","Moranbah South (Rail)","Powerlink","Summer","Coincident",2022,"POE50","NA","NA"]
[null,"QLD","QMBS","Moranbah South (Rail)","Powerlink","Winter","Coincident",2017,"POE50","NA","NA"]
[null,"QLD","QMBS","Moranbah South (Rail)","Powerlink","Winter","Coincident",2020,"POE50","NA","NA"]
[null,"QLD","QMGB","Mudgeeraba 110","Energex","Summer","Coincident",2017,"POE50",310.49532104121698,1]
[null,"QLD","QMGB","Mudgeeraba 110","Energex","Summer","Coincident",2020,"POE50",311.24444875080098,1]
[null,"QLD","QMGB","Mudgeeraba 110","Energex","Winter","Coincident",2019,"POE10",283.38370707936502,1]
[null,"QLD","QMGB","Mudgeeraba 110","Energex","Winter","Coincident",2017,"POE50",263.98391420231798,1]
[null,"QLD","QMGL","Mudgeeraba 33","Energex","Summer","Coincident",2020,"POE10",19.612384392604898,0.87710180408991201]
[null,"QLD","QMGL","Mudgeeraba 33","Energex","Summer","Coincident",2023,"POE10",20.853090167548501,0.87230571962416004]
[null,"QLD","QMGL","Mudgeeraba 33","Energex","Winter","Coincident",2018,"POE10",22.517638980680299,1]
[null,"QLD","QMGL","Mudgeeraba 33","Energex","Winter","Coincident",2021,"POE10",23.702954793190699,1]
[null,"QLD","QMGL","Mudgeeraba 33","Energex","Winter","Coincident",2020,"POE50",21.756640543734399,1]
[null,"QLD","QMKA","Mackay","Ergon","Summer","Coincident",2020,"POE10",79.532001154118106,0.90542476283336804]
[null,"QLD","QMKA","Mackay","Ergon","Summer","Coincident",2022,"POE50",73.274063536552006,0.91590246265252495]
[null,"QLD","QMKA","Mackay","Ergon","Winter","Coincident",2018,"POE10",60.432375954884897,0.93112496963198699]
[null,"QLD","QMKA","Mackay","Ergon","Winter","Coincident",2020,"POE50",61.112063149391702,0.91393446355150698]
[null,"QLD","QMKA","Mackay","Ergon","Winter","Coincident",2023,"POE50",63.063663202470998,0.91494552458934897]
[null,"QLD","QMND","Mindi (Rail)","Powerlink","Summer","Coincident",2020,"POE50","NA","NA"]
[null,"QLD","QMND","Mindi (Rail)","Powerlink","Summer","Coincident",2022,"POE50","NA","NA"]
[null,"QLD","QMND","Mindi (Rail)","Powerlink","Winter","Coincident",2017,"POE50","NA","NA"]
[null,"QLD","QMND","Mindi (Rail)","Powerlink","Winter","Coincident",2020,"POE50","NA","NA"]
[null,"QLD","QMOB","Belmont Wecker Road 11","Powerlink","Summer","Coincident",2023,"POE10","NA","NA"]
[null,"QLD","QMOB","Belmont Wecker Road 11","Powerlink","Summer","Coincident",2020,"POE50","NA","NA"]
[null,"QLD","QMOB","Belmont Wecker Road 11","Powerlink","Winter","Coincident",2021,"POE10","NA","NA"]
[null,"QLD","QMOB","Belmont Wecker Road 11","Powerlink","Winter","Coincident",2020,"POE50","NA","NA"]
[null,"QLD","QMRA","Moura","Ergon","Summer","Coincident",2020,"POE10",53.142772670415702,0.848764344094315]
[null,"QLD","QMRA","Moura","Ergon","Summer","Coincident",2023,"POE10",52.622436697356399,0.84412321182573102]
[null,"QLD","QMRA","Moura","Ergon","Winter","Coincident",2018,"POE10",53.031693924416302,0.89272508746708801]
[null,"QLD","QMRA","Moura","Ergon","Winter","Coincident",2021,"POE10",55.253402138489498,0.85762924781886896]
[null,"QLD","QMRA","Moura","Ergon","Winter","Coincident",2023,"POE50",55.051571758087299,0.87721288774961503]
[null,"QLD","QMRE","Murarrie (Belmont)","Energex","Summer","Coincident",2022,"POE10",404.80542469616199,1]
[null,"QLD","QMRE","Murarrie (Belmont)","Energex","Summer","Coincident",2022,"POE50",378.63487878885797,1]
[null,"QLD","QMRE","Murarrie (Belmont)","Energex","Winter","Coincident",2018,"POE10",377.03972759146899,1]
[null,"QLD","QMRE","Murarrie (Belmont)","Energex","Winter","Coincident",2020,"POE50",380.37022846682902,1]
[null,"QLD","QMRE","Murarrie (Belmont)","Energex","Winter","Coincident",2023,"POE50",403.51866261130601,1]
[null,"QLD","QMRG","Middle Ridge (Ergon)","Ergon","Summer","Coincident",2020,"POE50",193.041631550246,0.96039336190098901]
[null,"QLD","QMRG","Middle Ridge (Ergon)","Ergon","Summer","Coincident",2023,"POE50",186.313883901515,0.95662748992928903]
[null,"QLD","QMRG","Middle Ridge (Ergon)","Ergon","Winter","Coincident",2022,"POE10",280.93133313964802,1]
[null,"QLD","QMRG","Middle Ridge (Ergon)","Ergon","Winter","Coincident",2020,"POE50",268.42750382255701,1]
[null,"QLD","QMRH","Moranbah Substation","Ergon","Summer","Coincident",2023,"POE10",33.521843657805597,0.70847622639135899]
[null,"QLD","QMRH","Moranbah Substation","Ergon","Summer","Coincident",2020,"POE50",31.998995122521801,0.72346976831111498]
[null,"QLD","QMRH","Moranbah Substation","Ergon","Winter","Coincident",2021,"POE10",41.744233271208898,0.86969169362190701]
[null,"QLD","QMRH","Moranbah Substation","Ergon","Winter","Coincident",2024,"POE10",45.312352428864699,0.87067000140272299]
[null,"QLD","QMRH","Moranbah Substation","Ergon","Winter","Coincident",2023,"POE50",41.134318544786602,0.88955077494634605]
[null,"QLD","QMRL","Moranbah (Town)","Ergon","Summer","Coincident",2023,"POE10",16.932721428881599,0.86944116161156304]
[null,"QLD","QMRL","Moranbah (Town)","Ergon","Summer","Coincident",2020,"POE50",16.444098847801701,0.88784121798294402]
[null,"QLD","QMRL","Moranbah (Town)","Ergon","Winter","Coincident",2021,"POE10",15.402071092782201,0.92702350193755301]
[null,"QLD","QMRL","Moranbah (Town)","Ergon","Winter","Coincident",2023,"POE50",15.6000513529278,0.94819173344954399]
[null,"QLD","QMRN","Moranbah (Mine)","Ergon","Summer","Coincident",2021,"POE10",78.287455228042305,0.79239659103556503]
[null,"QLD","QMRN","Moranbah (Mine)","Ergon","Summer","Coincident",2023,"POE50",73.002944599331897,0.80608186679521399]
[null,"QLD","QMRN","Moranbah (Mine)","Ergon","Summer","Coincident",2025,"POE50",74.169896253617395,0.806043033276438]
[null,"QLD","QMRN","Moranbah (Mine)","Ergon","Winter","Coincident",2020,"POE50",64.698912339921407,0.74067594070121001]
[null,"QLD","QMRN","Moranbah (Mine)","Ergon","Winter","Coincident",2023,"POE50",67.6943954326252,0.74149533050997096]
[null,"QLD","QMTM","Mt Mclaren (Rail)","Powerlink","Summer","Coincident",2021,"POE10","NA","NA"]
[null,"QLD","QMTM","Mt Mclaren (Rail)","Powerlink","Summer","Coincident",2023,"POE50","NA","NA"]
[null,"QLD","QMTM","Mt Mclaren (Rail)","Powerlink","Winter","Coincident",2023,"POE10","NA","NA"]
[null,"QLD","QMTM","Mt Mclaren (Rail)","Powerlink","Winter","Coincident",2020,"POE50","NA","NA"]
[null,"QLD","QNEB","Nebo","Ergon","Summer","Coincident",2023,"POE10",9.0631820611764695,0.82220290341732505]
[null,"QLD","QNEB","Nebo","Ergon","Summer","Coincident",2020,"POE50",8.8684914326390896,0.83960325256061796]
[null,"QLD","QNEB","Nebo","Ergon","Winter","Coincident",2021,"POE10",9.8615203920819496,0.85265148541736302]
[null,"QLD","QNEB","Nebo","Ergon","Winter","Coincident",2024,"POE10",10.6842549526326,0.85361062483265804]
[null,"QLD","QNEB","Nebo","Ergon","Winter","Coincident",2021,"POE50",9.7969916398693897,0.87153633562426103]
[null,"QLD","QNGY","North Goonyella","Powerlink","Summer","Coincident",2025,"POE10","NA","NA"]
[null,"QLD","QNGY","North Goonyella","Powerlink","Summer","Coincident",2025,"POE50","NA","NA"]
[null,"QLD","QNGY","North Goonyella","Powerlink","Winter","Coincident",2021,"POE10","NA","NA"]
[null,"QLD","QNGY","North Goonyella","Powerlink","Winter","Coincident",2023,"POE50","NA","NA"]
[null,"QLD","QNLD","Newlands","Ergon","Summer","Coincident",2021,"POE10",81.713120445865798,0.91896586742347497]
[null,"QLD","QNLD","Newlands","Ergon","Summer","Coincident",2023,"POE50",81.480054444861096,0.93483708828897605]
[null,"QLD","QNLD","Newlands","Ergon","Summer","Coincident",2026,"POE50",82.775650267624201,0.93482585643891303]
[null,"QLD","QNLD","Newlands","Ergon","Winter","Coincident",2021,"POE10",94.668010985194599,0.82913492441552294]
[null,"QLD","QNLD","Newlands","Ergon","Winter","Coincident",2023,"POE50",95.429621786879096,0.84806790723421199]
[null,"QLD","QNOR","Norwich Park (Rail)","Powerlink","Summer","Coincident",2026,"POE10","NA","NA"]
[null,"QLD","QNOR","Norwich Park (Rail)","Powerlink","Summer","Coincident",2023,"POE50","NA","NA"]
[null,"QLD","QNOR","Norwich Park (Rail)","Powerlink","Winter","Coincident",2024,"POE10","NA","NA"]
[null,"QLD","QNOR","Norwich Park (Rail)","Powerlink","Winter","Coincident",2016,"POE50","NA","NA"]
[null,"QLD","QOKT","Oakey","Ergon","Summer","Coincident",2023,"POE10",28.7753024015778,0.89700188802580305]
[null,"QLD","QOKT","Oakey","Ergon","Summer","Coincident",2026,"POE10",28.5660425763201,0.89690428268650801]
[null,"QLD","QOKT","Oakey","Ergon","Summer","Coincident",2023,"POE50",27.675070949132799,0.91239347458349795]
[null,"QLD","QOKT","Oakey","Ergon","Winter","Coincident",2024,"POE10",31.349745991393899,0.92574047756146605]
[null,"QLD","QOKT","Oakey","Ergon","Winter","Coincident",2021,"POE50",28.208294880138801,0.94518090576853098]
[null,"QLD","QOON","Oonooie (Rail)","Powerlink","Summer","Coincident",2024,"POE10","NA","NA"]
[null,"QLD","QOON","Oonooie (Rail)","Powerlink","Summer","Coincident",2026,"POE50","NA","NA"]
[null,"QLD","QOON","Oonooie (Rail)","Powerlink","Winter","Coincident",2021,"POE10","NA","NA"]
[null,"QLD","QOON","Oonooie (Rail)","Powerlink","Winter","Coincident",2023,"POE50","NA","NA"]
[null,"QLD","QORH","Orana","Powerlink","Summer","Coincident",2017,"POE10","NA","NA"]
[null,"QLD","QORH","Orana","Powerlink","Summer","Coincident",2024,"POE10","NA","NA"]
[null,"QLD","QORH","Orana","Powerlink","Summer","Coincident",2026,"POE50","NA","NA"]
[null,"QLD","QORH","Orana","Powerlink","Winter","Coincident",2016,"POE50","NA","NA"]
[null,"QLD","QORH","Orana","Powerlink","Winter","Coincident",2023,"POE50","NA","NA"]
[null,"QLD","QPIV","Pioneer Valley","Ergon","Summer","Coincident",2026,"POE10",46.333718923962003,0.73058849548317595]
[null,"QLD","QPIV","Pioneer Valley","Ergon","Summer","Coincident",2023,"POE50",39.524076098592602,0.74320547772165502]
[null,"QLD","QPIV","Pioneer Valley","Ergon","Winter","Coincident",2024,"POE10",23.772902161969999,0.94773669542839101]
[null,"QLD","QPIV","Pioneer Valley","Ergon","Winter","Coincident",2021,"POE50",22.106027377620901,0.96763904131609502]
[null,"QLD","QPKD","Peak Downs (Rail)","Powerlink","Summer","Coincident",2018,"POE10","NA","NA"]
[null,"QLD","QPKD","Peak Downs (Rail)","Powerlink","Summer","Coincident",2026,"POE10","NA","NA"]
[null,"QLD","QPKD","Peak Downs (Rail)","Powerlink","Summer","Coincident",2023,"POE50","NA","NA"]
[null,"QLD","QPKD","Peak Downs (Rail)","Powerlink","Winter","Coincident",2024,"POE10","NA","NA"]
[null,"QLD","QPRO","Proserpine","Ergon","Summer","Coincident",2017,"POE10",41.244105276669799,0.76286007362297004]
[null,"QLD","QPRO","Proserpine","Ergon","Summer","Coincident",2024,"POE10",49.535450086590501,0.76450851359368599]
[null,"QLD","QPRO","Proserpine","Ergon","Summer","Coincident",2019,"POE50",39.749100151171,0.77575857949729499]
[null,"QLD","QPRO","Proserpine","Ergon","Winter","Coincident",2021,"POE10",47.056871381057597,0.93831589372772295]
[null,"QLD","QPRO","Proserpine","Ergon","Winter","Coincident",2024,"POE10",49.435222228120402,0.93937139620800303]
[null,"QLD","QPWD","Palmwoods","Energex","Summer","Coincident",2017,"POE10",361.58599740279601,0.97841689146685695]
[null,"QLD","QPWD","Palmwoods","Energex","Summer","Coincident",2024,"POE10",405.73463073970203,0.98053112128132003]
[null,"QLD","QPWD","Palmwoods","Energex","Summer","Coincident",2026,"POE50",378.82263862966801,0.99733768706666603]
[null,"QLD","QPWD","Palmwoods","Energex","Winter","Coincident",2017,"POE50",305.71432747907801,1]
[null,"QLD","QPWD","Palmwoods","Energex","Winter","Coincident",2019,"POE50",308.22655087215901,1]
[null,"QLD","QQAH","Queensland Alumina Ltd (Gladstone South)","Powerlink","Summer","Coincident",2026,"POE10","NA","NA"]
[null,"QLD","QQAH","Queensland Alumina Ltd (Gladstone South)","Powerlink","Summer","Coincident",2023,"POE50","NA","NA"]
[null,"QLD","QQAH","Queensland Alumina Ltd (Gladstone South)","Powerlink","Summer","Coincident",2026,"POE50","NA","NA"]
[null,"QLD","QQAH","Queensland Alumina Ltd (Gladstone South)","Powerlink","Winter","Coincident",2017,"POE50","NA","NA"]
[null,"QLD","QQAH","Queensland Alumina Ltd (Gladstone South)","Powerlink","Winter","Coincident",2024,"POE50","NA","NA"]
[null,"QLD","QQNH","Queensland Nickel (Yabulu)","Powerlink","Summer","Coincident",2019,"POE50","NA","NA"]
[null,"QLD","QQNH","Queensland Nickel (Yabulu)","Powerlink","Summer","Coincident",2023,"POE50","NA","NA"]
[null,"QLD","QQNH","Queensland Nickel (Yabulu)","Powerlink","Winter","Coincident",2024,"POE10","NA","NA"]
[null,"QLD","QRBS","Runcorn","Energex","Summer","Coincident",2017,"POE10",57.738286410031002,0.98554175208750106]
[null,"QLD","QRBS","Runcorn","Energex","Summer","Coincident",2024,"POE10",44.278599843838997,0.98767137778574299]
[null,"QLD","QRBS","Runcorn","Energex","Summer","Coincident",2017,"POE50",54.795457018909403,1]
[null,"QLD","QRBS","Runcorn","Energex","Winter","Coincident",2019,"POE10",42.7027536487319,1]
[null,"QLD","QRBS","Runcorn","Energex","Winter","Coincident",2024,"POE10",35.019186702848899,0.97752205354367605]
[null,"QLD","QRCK","Rocklands (Rail)","Powerlink","Summer","Coincident",2017,"POE10","NA","NA"]
[null,"QLD","QRCK","Rocklands (Rail)","Powerlink","Summer","Coincident",2024,"POE10","NA","NA"]
[null,"QLD","QRCK","Rocklands (Rail)","Powerlink","Summer","Coincident",2026,"POE50","NA","NA"]
[null,"QLD","QRCK","Rocklands (Rail)","Powerlink","Winter","Coincident",2017,"POE50","NA","NA"]
[null,"QLD","QRCK","Rocklands (Rail)","Powerlink","Winter","Coincident",2024,"POE50","NA","NA"]
[null,"QLD","QRGL","Raglan","Powerlink","Summer","Coincident",2021,"POE10","NA","NA"]
[null,"QLD","QRGL","Raglan","Powerlink","Summer","Coincident",2019,"POE50","NA","NA"]
[null,"QLD","QRGL","Raglan","Powerlink","Summer","Coincident",2026,"POE50","NA","NA"]
[null,"QLD","QRGL","Raglan","Powerlink","Winter","Coincident",2017,"POE50","NA","NA"]
[null,"QLD","QRGL","Raglan","Powerlink","Winter","Coincident",2024,"POE50","NA","NA"]
[null,"QLD","QRLD","Richlands","Energex","Summer","Coincident",2017,"POE50",96.790699089467594,0.98224674867862505]
[null,"QLD","QRLD","Richlands","Energex","Summer","Coincident",2022,"POE50",87.057854400859696,0.984698113948419]
[null,"QLD","QRLD","Richlands","Energex","Winter","Coincident",2024,"POE10",103.48861606784899,0.92774093050469697]
[null,"QLD","QRLD","Richlands","Energex","Winter","Coincident",2017,"POE50",82.704359979664801,0.97114575073236797]
[null,"QLD","QRLE","Rocklea (Archerfield)","Energex","Summer","Coincident",2024,"POE10",187.18922197762899,0.966202685082172]
[null,"QLD","QRLE","Rocklea (Archerfield)","Energex","Summer","Coincident",2017,"POE50",172.70790013047099,0.98030480043871004]
[null,"QLD","QRLE","Rocklea (Archerfield)","Energex","Winter","Coincident",2018,"POE10",136.143806799544,0.93745917796212996]
[null,"QLD","QRLE","Rocklea (Archerfield)","Energex","Winter","Coincident",2020,"POE50",135.13553048326099,0.92015172920438804]
[null,"QLD","QROS","Ross","Ergon","Summer","Coincident",2017,"POE10",37.986085725571897,0.92781390505934103]
[null,"QLD","QROS","Ross","Ergon","Summer","Coincident",2019,"POE50",36.649167986957103,0.94350146496512199]
[null,"QLD","QROS","Ross","Ergon","Summer","Coincident",2026,"POE50",41.505355581024098,0.94575613132852399]
[null,"QLD","QROS","Ross","Ergon","Winter","Coincident",2018,"POE10",24.0853022170446,0.80848012715006001]
[null,"QLD","QROS","Ross","Ergon","Winter","Coincident",2024,"POE50",26.117550590486701,0.79471493145055205]
[null,"QLD","QRPN","Redbank Plains","Energex","Summer","Coincident",2022,"POE10",19.325370166578299,0.89774357755422896]
[null,"QLD","QRPN","Redbank Plains","Energex","Summer","Coincident",2019,"POE50",17.109456449030301,0.91095862701111896]
[null,"QLD","QRPN","Redbank Plains","Energex","Summer","Coincident",2026,"POE50",16.752934308907999,0.91313552641301798]
[null,"QLD","QRPN","Redbank Plains","Energex","Winter","Coincident",2017,"POE50",17.498184507927299,1]
[null,"QLD","QRPN","Redbank Plains","Energex","Winter","Coincident",2024,"POE50",18.283915907752998,1]
[null,"QLD","QSPN","South Pine","Energex","Summer","Coincident",2017,"POE50",852.05985124085498,1]
[null,"QLD","QSPN","South Pine","Energex","Summer","Coincident",2020,"POE50",865.61367093737999,1]
[null,"QLD","QSPN","South Pine","Energex","Winter","Coincident",2022,"POE10",781.17835259760898,1]
[null,"QLD","QSPN","South Pine","Energex","Winter","Coincident",2017,"POE50",739.21785060665604,1]
[null,"QLD","QSUM","Sumner","Energex","Summer","Coincident",2020,"POE10",39.569225447487298,1]
[null,"QLD","QSUM","Sumner","Energex","Summer","Coincident",2017,"POE50",34.794204918264398,1]
[null,"QLD","QSUM","Sumner","Energex","Winter","Coincident",2018,"POE10",28.048627929011101,1]
[null,"QLD","QSUM","Sumner","Energex","Winter","Coincident",2025,"POE10",30.059703144423899,1]
[null,"QLD","QSUM","Sumner","Energex","Winter","Coincident",2023,"POE50",28.202076269679299,1]
[null,"QLD","QSYC","Stony Creek","Ergon","Summer","Coincident",2020,"POE10",0.52164327415707701,0.19195039944018699]
[null,"QLD","QSYC","Stony Creek","Ergon","Summer","Coincident",2026,"POE50",0.54010478987091204,0.19417411366451701]
[null,"QLD","QSYC","Stony Creek","Ergon","Winter","Coincident",2018,"POE10",1.21548296992592,0.43374833307261901]
[null,"QLD","QSYC","Stony Creek","Ergon","Winter","Coincident",2020,"POE50",1.2569667365364801,0.42574043552903801]
[null,"QLD","QTBC","Teebar Creek","Ergon","Summer","Coincident",2018,"POE10",104.09138993417,0.819006886099238]
[null,"QLD","QTBC","Teebar Creek","Ergon","Summer","Coincident",2025,"POE10",91.648744784155895,0.81542268805727303]
[null,"QLD","QTBC","Teebar Creek","Ergon","Summer","Coincident",2026,"POE50",86.275831035614402,0.82949366436086602]
[null,"QLD","QTBC","Teebar Creek","Ergon","Winter","Coincident",2017,"POE50",83.263415450638405,0.83315308648030295]
[null,"QLD","QTBC","Teebar Creek","Ergon","Winter","Coincident",2020,"POE50",75.427430830479295,0.81227687457257902]
[null,"QLD","QTKM","Tangkam (Dalby)","Ergon","Summer","Coincident",2017,"POE50",26.221545595599999,0.95315249304217098]
[null,"QLD","QTKM","Tangkam (Dalby)","Ergon","Summer","Coincident",2020,"POE50",31.971292584857501,0.95931637493603905]
[null,"QLD","QTKM","Tangkam (Dalby)","Ergon","Winter","Coincident",2025,"POE10",44.151762930989001,0.90167966967799495]
[null,"QLD","QTKM","Tangkam (Dalby)","Ergon","Winter","Coincident",2023,"POE50",39.619947727131198,0.92091120944432203]
[null,"QLD","QTLL","Tully","Ergon","Summer","Coincident",2020,"POE10",12.7476547886047,0.81957122839833296]
[null,"QLD","QTLL","Tully","Ergon","Summer","Coincident",2017,"POE50",11.6648993873523,0.82699152010299404]
[null,"QLD","QTLL","Tully","Ergon","Winter","Coincident",2018,"POE10",11.7548473662716,0.921083966787555]
[null,"QLD","QTLL","Tully","Ergon","Winter","Coincident",2021,"POE10",12.883943329828501,0.88487325012377205]
[null,"QLD","QTNN","Tennyson (Rail)","Powerlink","Summer","Coincident",2018,"POE10","NA","NA"]
[null,"QLD","QTNN","Tennyson (Rail)","Powerlink","Summer","Coincident",2025,"POE10","NA","NA"]
[null,"QLD","QTNN","Tennyson (Rail)","Powerlink","Summer","Coincident",2026,"POE50","NA","NA"]
[null,"QLD","QTNN","Tennyson (Rail)","Powerlink","Winter","Coincident",2018,"POE10","NA","NA"]
[null,"QLD","QTNN","Tennyson (Rail)","Powerlink","Winter","Coincident",2020,"POE50","NA","NA"]
[null,"QLD","QTNS","Tennyson","Energex","Summer","Coincident",2018,"POE10",183.90461204619399,1]
[null,"QLD","QTNS","Tennyson","Energex","Summer","Coincident",2020,"POE50",169.349099353133,1]
[null,"QLD","QTNS","Tennyson","Energex","Summer","Coincident",2026,"POE50",163.04073275666801,1]
[null,"QLD","QTNS","Tennyson","Energex","Winter","Coincident",2017,"POE50",151.14116710665499,1]
[null,"QLD","QTNS","Tennyson","Energex","Winter","Coincident",2020,"POE50",158.71812305123601,1]
[null,"QLD","QTRL","Tarong","Ergon","Summer","Coincident",2017,"POE50",36.834354300917397,0.93276337058903602]
[null,"QLD","QTRL","Tarong","Ergon","Summer","Coincident",2020,"POE50",37.173948401803102,0.93879539934960399]
[null,"QLD","QTRL","Tarong","Ergon","Winter","Coincident",2021,"POE10",46.342501195999098,0.96950665035998196]
[null,"QLD","QTRL","Tarong","Ergon","Winter","Coincident",2018,"POE50",43.0597072769147,1]
[null,"QLD","QTUH","Turkinje (Craiglee)","Ergon","Summer","Coincident",2017,"POE10",19.799003504676101,0.87807205178407599]
[null,"QLD","QTUH","Turkinje (Craiglee)","Ergon","Summer","Coincident",2017,"POE50",19.126185932536,0.89281295636970404]
[null,"QLD","QTUH","Turkinje (Craiglee)","Ergon","Winter","Coincident",2018,"POE10",18.110640775926399,1]
[null,"QLD","QTUH","Turkinje (Craiglee)","Ergon","Winter","Coincident",2021,"POE10",17.6000682694044,1]
[null,"QLD","QTUL","Turkinje","Ergon","Summer","Coincident",2018,"POE10",51.8911287365082,0.70309902111996003]
[null,"QLD","QTUL","Turkinje","Ergon","Summer","Coincident",2021,"POE10",56.570336575115903,0.70002037057469302]
[null,"QLD","QTUL","Turkinje","Ergon","Summer","Coincident",2018,"POE50",50.418430869830203,0.71285831006392797]
[null,"QLD","QTUL","Turkinje","Ergon","Winter","Coincident",2018,"POE10",57.6322664569281,0.722226289920746]
[null,"QLD","QTUL","Turkinje","Ergon","Winter","Coincident",2020,"POE50",56.995440354667601,0.70889248851568698]
[null,"QLD","QTZS","Townsville South (Kz)","Powerlink","Summer","Coincident",2018,"POE10","NA","NA"]
[null,"QLD","QTZS","Townsville South (Kz)","Powerlink","Summer","Coincident",2020,"POE50","NA","NA"]
[null,"QLD","QTZS","Townsville South (Kz)","Powerlink","Summer","Coincident",2023,"POE50","NA","NA"]
[null,"QLD","QTZS","Townsville South (Kz)","Powerlink","Winter","Coincident",2016,"POE50","NA","NA"]
[null,"QLD","QTZS","Townsville South (Kz)","Powerlink","Winter","Coincident",2020,"POE50","NA","NA"]
[null,"QLD","QWAN","Wandoo (Rail)","Powerlink","Summer","Coincident",2018,"POE10","NA","NA"]
[null,"QLD","QWAN","Wandoo (Rail)","Powerlink","Summer","Coincident",2020,"POE50","NA","NA"]
[null,"QLD","QWAN","Wandoo (Rail)","Powerlink","Winter","Coincident",2021,"POE10","NA","NA"]
[null,"QLD","QWAN","Wandoo (Rail)","Powerlink","Winter","Coincident",2018,"POE50","NA","NA"]
[null,"QLD","QWCB","Wycarbah","Powerlink","Summer","Coincident",2018,"POE10","NA","NA"]
[null,"QLD","QWCB","Wycarbah","Powerlink","Summer","Coincident",2023,"POE10","NA","NA"]
[null,"QLD","QWCB","Wycarbah","Powerlink","Winter","Coincident",2018,"POE10","NA","NA"]
[null,"QLD","QWCB","Wycarbah","Powerlink","Winter","Coincident",2021,"POE10","NA","NA"]
[null,"QLD","QWCB","Wycarbah","Powerlink","Winter","Coincident",2018,"POE50","NA","NA"]
[null,"QLD","QWLG","Woolooga (Energex)","Energex","Summer","Coincident",2021,"POE10",154.16902217988999,0.94042169389303998]
[null,"QLD","QWLG","Woolooga (Energex)","Energex","Summer","Coincident",2023,"POE50",135.698534837133,0.95666347276599495]
[null,"QLD","QWLG","Woolooga (Energex)","Energex","Winter","Coincident",2018,"POE10",183.27887058893799,1]
[null,"QLD","QWLG","Woolooga (Energex)","Energex","Winter","Coincident",2020,"POE50",160.421691695194,0.99027755051219701]
[null,"QLD","QWLG","Woolooga (Energex)","Energex","Winter","Coincident",2023,"POE50",151.646240606194,0.99137306784730395]
[null,"QLD","QWLN","Woolooga (Ergon)","Ergon","Summer","Coincident",2020,"POE50",15.651179622901999,0.56813901203666894]
[null,"QLD","QWLN","Woolooga (Ergon)","Ergon","Summer","Coincident",2023,"POE50",15.8663783837825,0.56591123864054405]
[null,"QLD","QWLN","Woolooga (Ergon)","Ergon","Winter","Coincident",2019,"POE10",19.6493139233616,0.93773711873150001]
[null,"QLD","QWLN","Woolooga (Ergon)","Ergon","Winter","Coincident",2019,"POE50",18.920493082278401,0.95370768220977398]
[null,"QLD","QWOT","Wotonga","Powerlink","Summer","Coincident",2023,"POE10","NA","NA"]
[null,"QLD","QWOT","Wotonga","Powerlink","Summer","Coincident",2020,"POE50","NA","NA"]
[null,"QLD","QWOT","Wotonga","Powerlink","Winter","Coincident",2021,"POE10","NA","NA"]
[null,"QLD","QWOT","Wotonga","Powerlink","Winter","Coincident",2018,"POE50","NA","NA"]
[null,"QLD","QWRE","Woree","Ergon","Summer","Coincident",2021,"POE10",43.6584116372401,0.83671603151382001]
[null,"QLD","QWRE","Woree","Ergon","Summer","Coincident",2019,"POE50",38.943245313645697,0.84912736775860198]
[null,"QLD","QWRE","Woree","Ergon","Summer","Coincident",2020,"POE50",39.766865253873199,0.85451745064802798]
[null,"QLD","QWRE","Woree","Ergon","Winter","Coincident",2021,"POE10",31.426273992996499,0.93676761093321004]
[null,"QLD","QWRE","Woree","Ergon","Winter","Coincident",2023,"POE50",30.366799304260301,0.95815834549357803]
[null,"QLD","QWSH","Wandoan South","Powerlink","Summer","Coincident",2021,"POE10","NA","NA"]
[null,"QLD","QWSH","Wandoan South","Powerlink","Summer","Coincident",2023,"POE50","NA","NA"]
[null,"QLD","QWSH","Wandoan South","Powerlink","Winter","Coincident",2019,"POE10","NA","NA"]
[null,"QLD","QWSH","Wandoan South","Powerlink","Winter","Coincident",2019,"POE50","NA","NA"]
[null,"QLD","QWSH","Wandoan South","Powerlink","Winter","Coincident",2023,"POE50","NA","NA"]
[null,"QLD","QWST","Wandoan South (Nw Surat)","Powerlink","Summer","Coincident",2021,"POE10","NA","NA"]
[null,"QLD","QWST","Wandoan South (Nw Surat)","Powerlink","Summer","Coincident",2023,"POE50","NA","NA"]
[null,"QLD","QWST","Wandoan South (Nw Surat)","Powerlink","Winter","Coincident",2019,"POE10","NA","NA"]
[null,"QLD","QWST","Wandoan South (Nw Surat)","Powerlink","Winter","Coincident",2021,"POE50","NA","NA"]
[null,"QLD","QYAE","Yarwun - Boat Creek","Ergon","Summer","Coincident",2021,"POE10",32.182756365661803,0.67441938022373205]
[null,"QLD","QYAE","Yarwun - Boat Creek","Ergon","Summer","Coincident",2020,"POE50",30.680568819725501,0.68876788271133804]
[null,"QLD","QYAE","Yarwun - Boat Creek","Ergon","Winter","Coincident",2021,"POE10",47.241921101552798,0.84146664915568203]
[null,"QLD","QYAE","Yarwun - Boat Creek","Ergon","Winter","Coincident",2024,"POE10",51.279959185322802,0.84241320685676502]
[null,"QLD","QYAE","Yarwun - Boat Creek","Ergon","Winter","Coincident",2021,"POE50",44.637879357071903,0.86010377334438504]
[null,"QLD","QYAR","Yarwun Alumina","Powerlink","Summer","Coincident",2024,"POE10","NA","NA"]
[null,"QLD","QYAR","Yarwun Alumina","Powerlink","Summer","Coincident",2022,"POE50","NA","NA"]
[null,"QLD","QYAR","Yarwun Alumina","Powerlink","Winter","Coincident",2021,"POE10","NA","NA"]
[null,"QLD","QYAR","Yarwun Alumina","Powerlink","Winter","Coincident",2023,"POE50","NA","NA"]
[null,"QLD","Rockhampton","Rockhampton Loop","Ergon","Summer","Coincident",2021,"POE10",231.79847293187601,0.92024260162356797]
[null,"QLD","Rockhampton","Rockhampton Loop","Ergon","Summer","Coincident",2023,"POE50",225.17255160168699,0.93613587263390496]
[null,"QLD","Rockhampton","Rockhampton Loop","Ergon","Summer","Coincident",2026,"POE50",242.83778903725101,0.93612462517924999]
[null,"QLD","Rockhampton","Rockhampton Loop","Ergon","Winter","Coincident",2022,"POE10",190.08012135719699,0.98288264370063405]
[null,"QLD","Rockhampton","Rockhampton Loop","Ergon","Winter","Coincident",2023,"POE50",194.510881057549,1]
[null,"QLD","QABRQMRXloop","Abermain - Middle Ridge Loop","Energex","Summer","Non-Coincident",2009,"TempCorrActualPOE50",82.645770777340701,"NA"]
[null,"QLD","QABRQMRXloop","Abermain - Middle Ridge Loop","Energex","Summer","Non-Coincident",2015,"TempCorrActualPOE50",90.111799293028099,"NA"]
[null,"QLD","QABRQMRXloop","Abermain - Middle Ridge Loop","Energex","Winter","Non-Coincident",2013,"TempCorrActualPOE50",72.722900155699307,"NA"]
[null,"QLD","QABM","Abermain 33","Energex","Summer","Non-Coincident",2007,"TempCorrActualPOE10",95.504411382319901,"NA"]
[null,"QLD","QABM","Abermain 33","Energex","Summer","Non-Coincident",2013,"TempCorrActualPOE10",94.377734406299794,"NA"]
[null,"QLD","QABM","Abermain 33","Energex","Winter","Non-Coincident",2006,"TempCorrActualPOE10",82.430271638497999,"NA"]
[null,"QLD","QABM","Abermain 33","Energex","Winter","Non-Coincident",2007,"TempCorrActualPOE50",82.942773852518897,"NA"]
[null,"QLD","QABM","Abermain 33","Energex","Winter","Non-Coincident",2013,"TempCorrActualPOE50",75.1730961625737,"NA"]
[null,"QLD","QASF","Alan Sherriff","Ergon","Summer","Non-Coincident",2007,"TempCorrActualPOE10",21.553946546467099,"NA"]
[null,"QLD","QASF","Alan Sherriff","Ergon","Summer","Non-Coincident",2013,"TempCorrActualPOE10",23.465678687735899,"NA"]
[null,"QLD","QASF","Alan Sherriff","Ergon","Winter","Non-Coincident",2008,"TempCorrActualPOE10",15.004489960904699,"NA"]
[null,"QLD","QASF","Alan Sherriff","Ergon","Winter","Non-Coincident",2012,"TempCorrActualPOE50",14.8768581242762,"NA"]
[null,"QLD","QALG","Algester","Energex","Summer","Non-Coincident",2009,"TempCorrActualPOE10",74.464213597123006,"NA"]
[null,"QLD","QALG","Algester","Energex","Summer","Non-Coincident",2013,"TempCorrActualPOE50",65.142806992998104,"NA"]
[null,"QLD","QALG","Algester","Energex","Summer","Non-Coincident",2014,"TempCorrActualPOE10",70.247434784716305,"NA"]
[null,"QLD","QALG","Algester","Energex","Winter","Non-Coincident",2011,"TempCorrActualPOE10",64.1633477843355,"NA"]
[null,"QLD","QALG","Algester","Energex","Winter","Non-Coincident",2015,"TempCorrActualPOE50",58.798454769573098,"NA"]
[null,"QLD","QALH","Alligator Creek 132","Ergon","Summer","Non-Coincident",2015,"TempCorrActualPOE10",40.9284990989701,"NA"]
[null,"QLD","QALC","Alligator Creek 33","Ergon","Summer","Non-Coincident",2011,"TempCorrActualPOE10",32.453830313771498,"NA"]
[null,"QLD","QALC","Alligator Creek 33","Ergon","Summer","Non-Coincident",2015,"TempCorrActualPOE50",32.110125743031801,"NA"]
[null,"QLD","QALC","Alligator Creek 33","Ergon","Winter","Non-Coincident",2014,"TempCorrActualPOE50",20.053723892622699,"NA"]
[null,"QLD","QCBW","Ashgrove West 110","Energex","Summer","Non-Coincident",2012,"TempCorrActualPOE10",124.376128457877,"NA"]
[null,"QLD","QCBW","Ashgrove West 110","Energex","Summer","Non-Coincident",2014,"TempCorrActualPOE50",105.16308786638299,"NA"]
[null,"QLD","QCBW","Ashgrove West 110","Energex","Winter","Non-Coincident",2014,"TempCorrActualPOE50",154.06486416726199,"NA"]
[null,"QLD","QAGW","Ashgrove West 33","Energex","Summer","Non-Coincident",2009,"TempCorrActualPOE50",75.810585315788202,"NA"]
[null,"QLD","QAGW","Ashgrove West 33","Energex","Summer","Non-Coincident",2014,"TempCorrActualPOE50",73.772778972241198,"NA"]
[null,"QLD","QAGW","Ashgrove West 33","Energex","Winter","Non-Coincident",2006,"TempCorrActualPOE10",74.158469041900503,"NA"]
[null,"QLD","QAGW","Ashgrove West 33","Energex","Winter","Non-Coincident",2012,"TempCorrActualPOE10",69.497644488698498,"NA"]
[null,"QLD","QMOB","Belmont Wecker Road 11","Powerlink","Summer","Non-Coincident",2012,"TempCorrActualPOE10","NA","NA"]
[null,"QLD","QMOB","Belmont Wecker Road 11","Powerlink","Summer","Non-Coincident",2016,"TempCorrActualPOE50","NA","NA"]
[null,"QLD","QMOB","Belmont Wecker Road 11","Powerlink","Winter","Non-Coincident",2009,"TempCorrActualPOE10","NA","NA"]
[null,"QLD","QMOB","Belmont Wecker Road 11","Powerlink","Winter","Non-Coincident",2015,"TempCorrActualPOE50","NA","NA"]
[null,"QLD","QBMH","Belmont Wecker Road 110","Energex","Summer","Non-Coincident",2009,"TempCorrActualPOE10",431.02474273991498,"NA"]
[null,"QLD","QBMH","Belmont Wecker Road 110","Energex","Summer","Non-Coincident",2015,"TempCorrActualPOE10",441.19851562570398,"NA"]
[null,"QLD","QBMH","Belmont Wecker Road 110","Energex","Winter","Non-Coincident",2008,"TempCorrActualPOE50",381.33418947135198,"NA"]
[null,"QLD","QBMH","Belmont Wecker Road 110","Energex","Winter","Non-Coincident",2014,"TempCorrActualPOE50",386.151326756846,"NA"]
[null,"QLD","QBBS","Belmont Wecker Road 33","Energex","Summer","Non-Coincident",2010,"TempCorrActualPOE50",119.502535526247,"NA"]
[null,"QLD","QBBS","Belmont Wecker Road 33","Energex","Summer","Non-Coincident",2014,"TempCorrActualPOE50",121.598462829781,"NA"]
[null,"QLD","QBBS","Belmont Wecker Road 33","Energex","Summer","Non-Coincident",2015,"TempCorrActualPOE10",134.40999361415501,"NA"]
[null,"QLD","QBBS","Belmont Wecker Road 33","Energex","Winter","Non-Coincident",2012,"TempCorrActualPOE10",106.647842852989,"NA"]
[null,"QLD","QBBS","Belmont Wecker Road 33","Energex","Winter","Non-Coincident",2014,"TempCorrActualPOE50",97.093004362246802,"NA"]
[null,"QLD","QBIL","Biloela","Ergon","Summer","Non-Coincident",2011,"TempCorrActualPOE50",31.5383652409039,"NA"]
[null,"QLD","QBIL","Biloela","Ergon","Summer","Non-Coincident",2015,"TempCorrActualPOE10",35.571588464535999,"NA"]
[null,"QLD","QBIL","Biloela","Ergon","Winter","Non-Coincident",2009,"TempCorrActualPOE50",32.562148059085303,"NA"]
[null,"QLD","QBIL","Biloela","Ergon","Winter","Non-Coincident",2015,"TempCorrActualPOE50",30.9593750519727,"NA"]
[null,"QLD","QBKS","Blackstone","Energex","Summer","Non-Coincident",2014,"TempCorrActualPOE10",94.431603167660896,"NA"]
[null,"QLD","QBKS","Blackstone","Energex","Summer","Non-Coincident",2016,"TempCorrActualPOE50",90.596099839907893,"NA"]
[null,"QLD","QBWH","Blackwater 132","Ergon","Summer","Non-Coincident",2012,"TempCorrActualPOE50",29.655687028643101,"NA"]
[null,"QLD","QBWH","Blackwater 132","Ergon","Summer","Non-Coincident",2013,"TempCorrActualPOE10",32.858691589683403,"NA"]
[null,"QLD","QBWH","Blackwater 132","Ergon","Winter","Non-Coincident",2012,"TempCorrActualPOE50",31.5429375106498,"NA"]
[null,"QLD","QBWH","Blackwater 132","Ergon","Winter","Non-Coincident",2015,"TempCorrActualPOE10",31.7484279608354,"NA"]
[null,"QLD","QBWL","Blackwater 66/11","Ergon","Summer","Non-Coincident",2013,"TempCorrActualPOE10",95.960020332748101,"NA"]
[null,"QLD","QBWL","Blackwater 66/11","Ergon","Winter","Non-Coincident",2010,"TempCorrActualPOE10",81.706517658340104,"NA"]
[null,"QLD","QBWL","Blackwater 66/11","Ergon","Winter","Non-Coincident",2014,"TempCorrActualPOE50",92.408706666720306,"NA"]
[null,"QLD","QBWL","Blackwater 66/11","Ergon","Winter","Non-Coincident",2015,"TempCorrActualPOE10",97.637573886556893,"NA"]
[null,"QLD","QBLF","Bluff (Rail)","Powerlink","Winter","Non-Coincident",2012,"TempCorrActualPOE10","NA","NA"]
[null,"QLD","QBNB","Bolingbroke (Rail)","Powerlink","Summer","Non-Coincident",2010,"TempCorrActualPOE10","NA","NA"]
[null,"QLD","QBNB","Bolingbroke (Rail)","Powerlink","Summer","Non-Coincident",2016,"TempCorrActualPOE10","NA","NA"]
[null,"QLD","QBNB","Bolingbroke (Rail)","Powerlink","Winter","Non-Coincident",2012,"TempCorrActualPOE50","NA","NA"]
[null,"QLD","QBNN","Bowen North","Ergon","Summer","Non-Coincident",2014,"TempCorrActualPOE50",23.624492833997401,"NA"]
[null,"QLD","QBNN","Bowen North","Ergon","Winter","Non-Coincident",2012,"TempCorrActualPOE10",26.142458971128999,"NA"]
[null,"QLD","QBOL","Boyne Island 132","Powerlink","Summer","Non-Coincident",2010,"TempCorrActualPOE50","NA","NA"]
[null,"QLD","QBOL","Boyne Island 132","Powerlink","Summer","Non-Coincident",2010,"TempCorrActualPOE10","NA","NA"]
[null,"QLD","QBOL","Boyne Island 132","Powerlink","Winter","Non-Coincident",2007,"TempCorrActualPOE10","NA","NA"]
[null,"QLD","QBOL","Boyne Island 132","Powerlink","Winter","Non-Coincident",2009,"TempCorrActualPOE50","NA","NA"]
[null,"QLD","QBOL","Boyne Island 132","Powerlink","Winter","Non-Coincident",2015,"TempCorrActualPOE50","NA","NA"]
[null,"QLD","QBOH","Boyne Island 275","Powerlink","Summer","Non-Coincident",2009,"TempCorrActualPOE10","NA","NA"]
[null,"QLD","QBOH","Boyne Island 275","Powerlink","Summer","Non-Coincident",2015,"TempCorrActualPOE10","NA","NA"]
[null,"QLD","QBOH","Boyne Island 275","Powerlink","Winter","Non-Coincident",2009,"TempCorrActualPOE10","NA","NA"]
[null,"QLD","QBOH","Boyne Island 275","Powerlink","Winter","Non-Coincident",2013,"TempCorrActualPOE10","NA","NA"]
[null,"QLD","QBOH","Boyne Island 275","Powerlink","Winter","Non-Coincident",2015,"TempCorrActualPOE50","NA","NA"]
[null,"QLD","QBK2","Bulli Creek","Essential Energy","Summer","Non-Coincident",2008,"TempCorrActualPOE50",9.9999999999999998E-20,"NA"]
[null,"QLD","QBK2","Bulli Creek","Essential Energy","Summer","Non-Coincident",2009,"TempCorrActualPOE10",9.9999999999999998E-20,"NA"]
[null,"QLD","QBK2","Bulli Creek","Essential Energy","Winter","Non-Coincident",2006,"TempCorrActualPOE10",9.9999999999999998E-20,"NA"]
[null,"QLD","QBK2","Bulli Creek","Essential Energy","Winter","Non-Coincident",2009,"TempCorrActualPOE50",9.9999999999999998E-20,"NA"]
[null,"QLD","QBK2","Bulli Creek","Essential Energy","Winter","Non-Coincident",2013,"TempCorrActualPOE10",9.9999999999999998E-20,"NA"]
[null,"QLD","QBLK","Bulli Creek (Waggamba)","Ergon","Summer","Non-Coincident",2008,"TempCorrActualPOE50",20.327402033145599,"NA"]
[null,"QLD","QBLK","Bulli Creek (Waggamba)","Ergon","Summer","Non-Coincident",2014,"TempCorrActualPOE50",18.7589031562045,"NA"]
[null,"QLD","QBLK","Bulli Creek (Waggamba)","Ergon","Summer","Non-Coincident",2015,"TempCorrActualPOE10",20.5967220193976,"NA"]
[null,"QLD","QBLK","Bulli Creek (Waggamba)","Ergon","Winter","Non-Coincident",2012,"TempCorrActualPOE10",19.713914765958499,"NA"]
[null,"QLD","QBLK","Bulli Creek (Waggamba)","Ergon","Winter","Non-Coincident",2014,"TempCorrActualPOE10",17.725922315641899,"NA"]
[null,"QLD","QBDA","Bundamba","Energex","Summer","Non-Coincident",2012,"TempCorrActualPOE10",34.470203122250403,"NA"]
[null,"QLD","QBDA","Bundamba","Energex","Summer","Non-Coincident",2014,"TempCorrActualPOE50",31.878011192109,"NA"]
[null,"QLD","QBDA","Bundamba","Energex","Winter","Non-Coincident",2009,"TempCorrActualPOE50",29.7567739123654,"NA"]
[null,"QLD","QBDA","Bundamba","Energex","Winter","Non-Coincident",2012,"TempCorrActualPOE10",34.559126281593102,"NA"]
[null,"QLD","QBUR","Burton Downs","Powerlink","Summer","Non-Coincident",2009,"TempCorrActualPOE10","NA","NA"]
[null,"QLD","QBUR","Burton Downs","Powerlink","Summer","Non-Coincident",2011,"TempCorrActualPOE50","NA","NA"]
[null,"QLD","QBUR","Burton Downs","Powerlink","Winter","Non-Coincident",2007,"TempCorrActualPOE10","NA","NA"]
[null,"QLD","QBUR","Burton Downs","Powerlink","Winter","Non-Coincident",2009,"TempCorrActualPOE50","NA","NA"]
[null,"QLD","QCRN","Cairns","Ergon","Summer","Non-Coincident",2008,"TempCorrActualPOE50",66.952284505897794,"NA"]
[null,"QLD","QCRN","Cairns","Ergon","Summer","Non-Coincident",2009,"TempCorrActualPOE10",75.847413764653496,"NA"]
[null,"QLD","QCRN","Cairns","Ergon","Summer","Non-Coincident",2015,"TempCorrActualPOE10",65.173982730009399,"NA"]
[null,"QLD","QCRN","Cairns","Ergon","Winter","Non-Coincident",2008,"TempCorrActualPOE50",51.122309042970002,"NA"]
[null,"QLD","QCRN","Cairns","Ergon","Winter","Non-Coincident",2014,"TempCorrActualPOE10",45.955319080776,"NA"]
[null,"QLD","QCNS","Cairns City","Ergon","Summer","Non-Coincident",2013,"TempCorrActualPOE50",45.9053678408387,"NA"]
[null,"QLD","QCNS","Cairns City","Ergon","Winter","Non-Coincident",2008,"TempCorrActualPOE50",41.860568690295302,"NA"]
[null,"QLD","QCNS","Cairns City","Ergon","Winter","Non-Coincident",2009,"TempCorrActualPOE10",41.808047446582897,"NA"]
[null,"QLD","QCMD","Callemondah (Rail)","Powerlink","Summer","Non-Coincident",2008,"TempCorrActualPOE10","NA","NA"]
[null,"QLD","QCMD","Callemondah (Rail)","Powerlink","Summer","Non-Coincident",2010,"TempCorrActualPOE50","NA","NA"]
[null,"QLD","QCMD","Callemondah (Rail)","Powerlink","Summer","Non-Coincident",2016,"TempCorrActualPOE50","NA","NA"]
[null,"QLD","QCMD","Callemondah (Rail)","Powerlink","Winter","Non-Coincident",2008,"TempCorrActualPOE50","NA","NA"]
[null,"QLD","QCMD","Callemondah (Rail)","Powerlink","Winter","Non-Coincident",2014,"TempCorrActualPOE50","NA","NA"]
[null,"QLD","QCAR","Calliope River","Ergon","Summer","Non-Coincident",2015,"TempCorrActualPOE10",46.149545967879298,"NA"]
[null,"QLD","QCDW","Cardwell","Ergon","Summer","Non-Coincident",2011,"TempCorrActualPOE10",5.4871010266748401,"NA"]
[null,"QLD","QCDW","Cardwell","Ergon","Summer","Non-Coincident",2013,"TempCorrActualPOE50",5.0684678147461604,"NA"]
[null,"QLD","QCDW","Cardwell","Ergon","Winter","Non-Coincident",2010,"TempCorrActualPOE10",4.1044638089824996,"NA"]
[null,"QLD","QCDW","Cardwell","Ergon","Winter","Non-Coincident",2014,"TempCorrActualPOE50",3.7109737053847001,"NA"]
[null,"QLD","QCHA","Chinchilla","Ergon","Winter","Non-Coincident",2012,"TempCorrActualPOE50",17.984511420055501,"NA"]
[null,"QLD","QCHA","Chinchilla","Ergon","Winter","Non-Coincident",2015,"TempCorrActualPOE10",19.3314483544066,"NA"]
[null,"QLD","QCLR","Clare","Ergon","Winter","Non-Coincident",2008,"TempCorrActualPOE10",58.185314371806498,"NA"]
[null,"QLD","QCLR","Clare","Ergon","Winter","Non-Coincident",2012,"TempCorrActualPOE50",55.0517202755535,"NA"]
[null,"QLD","QCOL","Collinsville Load","Ergon","Summer","Non-Coincident",2011,"TempCorrActualPOE50",17.459939879249699,"NA"]
[null,"QLD","QCOL","Collinsville Load","Ergon","Summer","Non-Coincident",2013,"TempCorrActualPOE50",17.225732861290599,"NA"]
[null,"QLD","QCOL","Collinsville Load","Ergon","Winter","Non-Coincident",2011,"TempCorrActualPOE50",16.084837886335201,"NA"]
[null,"QLD","QCOL","Collinsville Load","Ergon","Winter","Non-Coincident",2012,"TempCorrActualPOE10",16.643704916207302,"NA"]
[null,"QLD","QCND","Columboola Bellvue","Powerlink","Summer","Non-Coincident",2016,"TempCorrActualPOE50","NA","NA"]
[null,"QLD","QCBL","Columboola","Ergon","Summer","Non-Coincident",2016,"TempCorrActualPOE50",69.822554675706598,"NA"]
[null,"QLD","QCOP","Coppabella (Rail)","Powerlink","Summer","Non-Coincident",2008,"TempCorrActualPOE50","NA","NA"]
[null,"QLD","QCOP","Coppabella (Rail)","Powerlink","Summer","Non-Coincident",2009,"TempCorrActualPOE10","NA","NA"]
[null,"QLD","QCOP","Coppabella (Rail)","Powerlink","Winter","Non-Coincident",2006,"TempCorrActualPOE50","NA","NA"]
[null,"QLD","QCOP","Coppabella (Rail)","Powerlink","Winter","Non-Coincident",2007,"TempCorrActualPOE10","NA","NA"]
[null,"QLD","QCOP","Coppabella (Rail)","Powerlink","Winter","Non-Coincident",2015,"TempCorrActualPOE10","NA","NA"]
[null,"QLD","QDNG","Dingo (Rail)","Powerlink","Summer","Non-Coincident",2008,"TempCorrActualPOE50","NA","NA"]
[null,"QLD","QDNG","Dingo (Rail)","Powerlink","Summer","Non-Coincident",2011,"TempCorrActualPOE10","NA","NA"]
[null,"QLD","QDNG","Dingo (Rail)","Powerlink","Winter","Non-Coincident",2008,"TempCorrActualPOE50","NA","NA"]
[null,"QLD","QDNG","Dingo (Rail)","Powerlink","Winter","Non-Coincident",2012,"TempCorrActualPOE50","NA","NA"]
[null,"QLD","QDNG","Dingo (Rail)","Powerlink","Winter","Non-Coincident",2015,"TempCorrActualPOE10","NA","NA"]
[null,"QLD","QDRG","Duaringa","Powerlink","Winter","Non-Coincident",2014,"TempCorrActualPOE10","NA","NA"]
[null,"QLD","QDYS","Dysart","Ergon","Summer","Non-Coincident",2015,"TempCorrActualPOE50",40.823025943129501,"NA"]
[null,"QLD","QEGD","Eagle Downs Mine","Powerlink","Summer","Non-Coincident",2016,"TempCorrActualPOE50","NA","NA"]
[null,"QLD","QEMT","Edmonton","Ergon","Summer","Non-Coincident",2007,"TempCorrActualPOE10",41.4647544859818,"NA"]
[null,"QLD","QEMT","Edmonton","Ergon","Summer","Non-Coincident",2009,"TempCorrActualPOE10",45.910971139189499,"NA"]
[null,"QLD","QEMT","Edmonton","Ergon","Summer","Non-Coincident",2015,"TempCorrActualPOE10",45.825044971487102,"NA"]
[null,"QLD","QEMT","Edmonton","Ergon","Winter","Non-Coincident",2010,"TempCorrActualPOE10",28.657870992189899,"NA"]
[null,"QLD","QEMT","Edmonton","Ergon","Winter","Non-Coincident",2014,"TempCorrActualPOE50",32.513106582558301,"NA"]
[null,"QLD","QELA","El Arish","Ergon","Summer","Non-Coincident",2014,"TempCorrActualPOE50",4.5245526099881799,"NA"]
[null,"QLD","QELA","El Arish","Ergon","Winter","Non-Coincident",2010,"TempCorrActualPOE10",4.3468306175560798,"NA"]
[null,"QLD","QELA","El Arish","Ergon","Winter","Non-Coincident",2014,"TempCorrActualPOE50",4.0300731905851501,"NA"]
[null,"QLD","QGNG","Gin Gin","Ergon","Summer","Non-Coincident",2010,"TempCorrActualPOE10",175.31961235563799,"NA"]
[null,"QLD","QGNG","Gin Gin","Ergon","Summer","Non-Coincident",2014,"TempCorrActualPOE50",146.26156344422799,"NA"]
[null,"QLD","QGNG","Gin Gin","Ergon","Winter","Non-Coincident",2009,"TempCorrActualPOE50",152.33118979817701,"NA"]
[null,"QLD","QGNG","Gin Gin","Ergon","Winter","Non-Coincident",2015,"TempCorrActualPOE50",123.87751107272101,"NA"]
[null,"QLD","QGST","Gladstone South","Ergon","Summer","Non-Coincident",2009,"TempCorrActualPOE10",76.731624305140798,"NA"]
[null,"QLD","QGST","Gladstone South","Ergon","Summer","Non-Coincident",2012,"TempCorrActualPOE10",74.752987377305303,"NA"]
[null,"QLD","QGST","Gladstone South","Ergon","Winter","Non-Coincident",2007,"TempCorrActualPOE10",59.529074891013003,"NA"]
[null,"QLD","QGST","Gladstone South","Ergon","Winter","Non-Coincident",2013,"TempCorrActualPOE10",59.753287347852797,"NA"]
[null,"QLD","QGST","Gladstone South","Ergon","Winter","Non-Coincident",2015,"TempCorrActualPOE50",50.331500566648302,"NA"]
[null,"QLD","QGDA","Goodna","Energex","Summer","Non-Coincident",2009,"TempCorrActualPOE10",108.078562702076,"NA"]
[null,"QLD","QGDA","Goodna","Energex","Summer","Non-Coincident",2015,"TempCorrActualPOE10",114.294077301378,"NA"]
[null,"QLD","QGDA","Goodna","Energex","Winter","Non-Coincident",2012,"TempCorrActualPOE50",80.866676756310397,"NA"]
[null,"QLD","QGDA","Goodna","Energex","Winter","Non-Coincident",2014,"TempCorrActualPOE10",95.019111005197203,"NA"]
[null,"QLD","QGYR","Goonyella Riverside Mine","Powerlink","Winter","Non-Coincident",2012,"TempCorrActualPOE10","NA","NA"]
[null,"QLD","QGRN","Grantleigh (Rail)","Powerlink","Summer","Non-Coincident",2007,"TempCorrActualPOE50","NA","NA"]
[null,"QLD","QGRN","Grantleigh (Rail)","Powerlink","Summer","Non-Coincident",2013,"TempCorrActualPOE50","NA","NA"]
[null,"QLD","QGRN","Grantleigh (Rail)","Powerlink","Summer","Non-Coincident",2014,"TempCorrActualPOE10","NA","NA"]
[null,"QLD","QGRN","Grantleigh (Rail)","Powerlink","Winter","Non-Coincident",2007,"TempCorrActualPOE50","NA","NA"]
[null,"QLD","QGRN","Grantleigh (Rail)","Powerlink","Winter","Non-Coincident",2014,"TempCorrActualPOE10","NA","NA"]
[null,"QLD","GreaterTownsville","Greater Townsville Loop","Ergon","Summer","Non-Coincident",2007,"TempCorrActualPOE50",282.83961225713699,"NA"]
[null,"QLD","GreaterTownsville","Greater Townsville Loop","Ergon","Summer","Non-Coincident",2013,"TempCorrActualPOE50",282.88670134321899,"NA"]
[null,"QLD","GreaterTownsville","Greater Townsville Loop","Ergon","Winter","Non-Coincident",2008,"TempCorrActualPOE50",201.64775945530801,"NA"]
[null,"QLD","GreaterTownsville","Greater Townsville Loop","Ergon","Winter","Non-Coincident",2011,"TempCorrActualPOE10",202.43737686859399,"NA"]
[null,"QLD","QGRE","Gregory (Rail)","Powerlink","Summer","Non-Coincident",2008,"TempCorrActualPOE10","NA","NA"]
[null,"QLD","QGRE","Gregory (Rail)","Powerlink","Summer","Non-Coincident",2011,"TempCorrActualPOE50","NA","NA"]
[null,"QLD","QGRE","Gregory (Rail)","Powerlink","Summer","Non-Coincident",2013,"TempCorrActualPOE50","NA","NA"]
[null,"QLD","QGRE","Gregory (Rail)","Powerlink","Winter","Non-Coincident",2008,"TempCorrActualPOE50","NA","NA"]
[null,"QLD","QGRE","Gregory (Rail)","Powerlink","Winter","Non-Coincident",2011,"TempCorrActualPOE10","NA","NA"]
[null,"QLD","QING","Ingham","Ergon","Summer","Non-Coincident",2013,"TempCorrActualPOE10",20.520895771983799,"NA"]
[null,"QLD","QING","Ingham","Ergon","Winter","Non-Coincident",2014,"TempCorrActualPOE10",15.494149121486799,"NA"]
[null,"QLD","QINF","Innisfail","Ergon","Summer","Non-Coincident",2012,"TempCorrActualPOE10",28.7909630340598,"NA"]
[null,"QLD","QINF","Innisfail","Ergon","Winter","Non-Coincident",2013,"TempCorrActualPOE10",20.234136079489801,"NA"]
[null,"QLD","QINV","Invicta Load","Powerlink","Summer","Non-Coincident",2008,"TempCorrActualPOE50","NA","NA"]
[null,"QLD","QINV","Invicta Load","Powerlink","Summer","Non-Coincident",2009,"TempCorrActualPOE10","NA","NA"]
[null,"QLD","QINV","Invicta Load","Powerlink","Summer","Non-Coincident",2016,"TempCorrActualPOE10","NA","NA"]
[null,"QLD","QINV","Invicta Load","Powerlink","Winter","Non-Coincident",2009,"TempCorrActualPOE50","NA","NA"]
[null,"QLD","QINV","Invicta Load","Powerlink","Winter","Non-Coincident",2015,"TempCorrActualPOE50","NA","NA"]
[null,"QLD","QKAM","Kamerunga","Ergon","Summer","Non-Coincident",2009,"TempCorrActualPOE50",59.0530896494557,"NA"]
[null,"QLD","QKAM","Kamerunga","Ergon","Summer","Non-Coincident",2015,"TempCorrActualPOE50",57.294563391007699,"NA"]
[null,"QLD","QKAM","Kamerunga","Ergon","Winter","Non-Coincident",2010,"TempCorrActualPOE50",40.549736270484601,"NA"]
[null,"QLD","QKAM","Kamerunga","Ergon","Winter","Non-Coincident",2013,"TempCorrActualPOE10",40.8368665091905,"NA"]
[null,"QLD","QKAM","Kamerunga","Ergon","Winter","Non-Coincident",2015,"TempCorrActualPOE50",39.302799124541899,"NA"]
[null,"QLD","QEMS","Kemmis","Ergon","Summer","Non-Coincident",2013,"TempCorrActualPOE50","NA","NA"]
[null,"QLD","QEMS","Kemmis","Ergon","Winter","Non-Coincident",2010,"TempCorrActualPOE10","NA","NA"]
[null,"QLD","QEMS","Kemmis","Ergon","Winter","Non-Coincident",2013,"TempCorrActualPOE50","NA","NA"]
[null,"QLD","QKCK","King Creek","Ergon","Summer","Non-Coincident",2014,"TempCorrActualPOE10","NA","NA"]
[null,"QLD","QLIL","Lilyvale","Ergon","Summer","Non-Coincident",2010,"TempCorrActualPOE10",145.12222738349001,"NA"]
[null,"QLD","QLIL","Lilyvale","Ergon","Summer","Non-Coincident",2016,"TempCorrActualPOE10",156.552920502484,"NA"]
[null,"QLD","QLIL","Lilyvale","Ergon","Winter","Non-Coincident",2012,"TempCorrActualPOE50",145.62341221326901,"NA"]
[null,"QLD","QLCM","Lilyvale (Barcaldine)","Ergon","Summer","Non-Coincident",2014,"TempCorrActualPOE50",42.868513671998201,"NA"]
[null,"QLD","QLCM","Lilyvale (Barcaldine)","Ergon","Winter","Non-Coincident",2013,"TempCorrActualPOE50",39.033106071393298,"NA"]
[null,"QLD","QLGH","Loganlea 110","Energex","Summer","Non-Coincident",2007,"TempCorrActualPOE10",370.93317871216902,"NA"]
[null,"QLD","QLGH","Loganlea 110","Energex","Summer","Non-Coincident",2013,"TempCorrActualPOE10",371.05619856521702,"NA"]
[null,"QLD","QLGH","Loganlea 110","Energex","Winter","Non-Coincident",2006,"TempCorrActualPOE50",365.272310728457,"NA"]
[null,"QLD","QLGH","Loganlea 110","Energex","Winter","Non-Coincident",2012,"TempCorrActualPOE50",308.58191530527802,"NA"]
[null,"QLD","QLGH","Loganlea 110","Energex","Winter","Non-Coincident",2015,"TempCorrActualPOE10",307.56452590755998,"NA"]
[null,"QLD","QLGL","Loganlea 33","Energex","Summer","Non-Coincident",2012,"TempCorrActualPOE50",88.901113777566493,"NA"]
[null,"QLD","QLGL","Loganlea 33","Energex","Summer","Non-Coincident",2013,"TempCorrActualPOE10",92.073656005918195,"NA"]
[null,"QLD","QLGL","Loganlea 33","Energex","Winter","Non-Coincident",2008,"TempCorrActualPOE10",82.474392901539304,"NA"]
[null,"QLD","QLGL","Loganlea 33","Energex","Winter","Non-Coincident",2012,"TempCorrActualPOE50",75.323067957663099,"NA"]
[null,"QLD","QMKA","Mackay","Ergon","Summer","Non-Coincident",2009,"TempCorrActualPOE50",111.417131807096,"NA"]
[null,"QLD","QMKA","Mackay","Ergon","Summer","Non-Coincident",2012,"TempCorrActualPOE10",116.816122079392,"NA"]
[null,"QLD","QMKA","Mackay","Ergon","Winter","Non-Coincident",2006,"TempCorrActualPOE50",75.000428584448599,"NA"]
[null,"QLD","QMKA","Mackay","Ergon","Winter","Non-Coincident",2013,"TempCorrActualPOE50",68.735879801539994,"NA"]
[null,"QLD","QMRG","Middle Ridge (Ergon)","Ergon","Summer","Non-Coincident",2007,"TempCorrActualPOE10",262.78443330023202,"NA"]
[null,"QLD","QMRG","Middle Ridge (Ergon)","Ergon","Summer","Non-Coincident",2009,"TempCorrActualPOE50",257.40032060805203,"NA"]
[null,"QLD","QMRG","Middle Ridge (Ergon)","Ergon","Winter","Non-Coincident",2006,"TempCorrActualPOE50",245.73033762680001,"NA"]
[null,"QLD","QMRG","Middle Ridge (Ergon)","Ergon","Winter","Non-Coincident",2007,"TempCorrActualPOE10",273.51417933742601,"NA"]
[null,"QLD","QMRG","Middle Ridge (Ergon)","Ergon","Winter","Non-Coincident",2011,"TempCorrActualPOE10",253.696232654618,"NA"]
[null,"QLD","QMND","Mindi (Rail)","Powerlink","Summer","Non-Coincident",2010,"TempCorrActualPOE10","NA","NA"]
[null,"QLD","QMND","Mindi (Rail)","Powerlink","Summer","Non-Coincident",2016,"TempCorrActualPOE10","NA","NA"]
[null,"QLD","QMND","Mindi (Rail)","Powerlink","Winter","Non-Coincident",2015,"TempCorrActualPOE10","NA","NA"]
[null,"QLD","QMAR","Molendinar","Energex","Summer","Non-Coincident",2010,"TempCorrActualPOE50",442.616216175864,"NA"]
[null,"QLD","QMAR","Molendinar","Energex","Summer","Non-Coincident",2011,"TempCorrActualPOE10",473.79029901116297,"NA"]
[null,"QLD","QMAR","Molendinar","Energex","Winter","Non-Coincident",2008,"TempCorrActualPOE50",410.38409937251998,"NA"]
[null,"QLD","QMAR","Molendinar","Energex","Winter","Non-Coincident",2009,"TempCorrActualPOE10",431.04822879631502,"NA"]
[null,"QLD","QMAR","Molendinar","Energex","Winter","Non-Coincident",2015,"TempCorrActualPOE10",374.67732385957902,"NA"]
[null,"QLD","QMRN","Moranbah (Mine)","Ergon","Winter","Non-Coincident",2013,"TempCorrActualPOE50",65.207143117220696,"NA"]
[null,"QLD","QMRL","Moranbah (Town)","Ergon","Summer","Non-Coincident",2011,"TempCorrActualPOE50",12.050941904762199,"NA"]
[null,"QLD","QMRL","Moranbah (Town)","Ergon","Summer","Non-Coincident",2014,"TempCorrActualPOE10",13.9440256152575,"NA"]
[null,"QLD","QMRL","Moranbah (Town)","Ergon","Winter","Non-Coincident",2010,"TempCorrActualPOE10",8.5418245145515996,"NA"]
[null,"QLD","QMRL","Moranbah (Town)","Ergon","Winter","Non-Coincident",2014,"TempCorrActualPOE10",8.6287302877242702,"NA"]
[null,"QLD","QMBS","Moranbah South (Rail)","Powerlink","Summer","Non-Coincident",2010,"TempCorrActualPOE10","NA","NA"]
[null,"QLD","QMBS","Moranbah South (Rail)","Powerlink","Summer","Non-Coincident",2012,"TempCorrActualPOE50","NA","NA"]
[null,"QLD","QMBS","Moranbah South (Rail)","Powerlink","Winter","Non-Coincident",2007,"TempCorrActualPOE50","NA","NA"]
[null,"QLD","QMBS","Moranbah South (Rail)","Powerlink","Winter","Non-Coincident",2010,"TempCorrActualPOE10","NA","NA"]
[null,"QLD","QMRH","Moranbah Substation","Ergon","Summer","Non-Coincident",2014,"TempCorrActualPOE10",46.079678976536897,"NA"]
[null,"QLD","QMRH","Moranbah Substation","Ergon","Winter","Non-Coincident",2014,"TempCorrActualPOE50",39.877697548343697,"NA"]
[null,"QLD","QMRA","Moura","Ergon","Summer","Non-Coincident",2013,"TempCorrActualPOE10",56.638717268321599,"NA"]
[null,"QLD","QMRA","Moura","Ergon","Summer","Non-Coincident",2015,"TempCorrActualPOE50",57.985967918918,"NA"]
[null,"QLD","QMTM","Mt Mclaren (Rail)","Powerlink","Summer","Non-Coincident",2007,"TempCorrActualPOE50","NA","NA"]
[null,"QLD","QMTM","Mt Mclaren (Rail)","Powerlink","Summer","Non-Coincident",2008,"TempCorrActualPOE10","NA","NA"]
[null,"QLD","QMTM","Mt Mclaren (Rail)","Powerlink","Summer","Non-Coincident",2014,"TempCorrActualPOE10","NA","NA"]
[null,"QLD","QMTM","Mt Mclaren (Rail)","Powerlink","Winter","Non-Coincident",2006,"TempCorrActualPOE10","NA","NA"]
[null,"QLD","QMTM","Mt Mclaren (Rail)","Powerlink","Winter","Non-Coincident",2012,"TempCorrActualPOE10","NA","NA"]
[null,"QLD","QMGB","Mudgeeraba 110","Energex","Summer","Non-Coincident",2007,"TempCorrActualPOE50",322.528955257473,"NA"]
[null,"QLD","QMGB","Mudgeeraba 110","Energex","Summer","Non-Coincident",2013,"TempCorrActualPOE50",315.78517225695498,"NA"]
[null,"QLD","QMGB","Mudgeeraba 110","Energex","Summer","Non-Coincident",2014,"TempCorrActualPOE10",327.147506093988,"NA"]
[null,"QLD","QMGB","Mudgeeraba 110","Energex","Winter","Non-Coincident",2011,"TempCorrActualPOE10",270.20674382102902,"NA"]
[null,"QLD","QMGL","Mudgeeraba 33","Energex","Summer","Non-Coincident",2010,"TempCorrActualPOE50",17.925645462834002,"NA"]
[null,"QLD","QMGL","Mudgeeraba 33","Energex","Summer","Non-Coincident",2014,"TempCorrActualPOE10",18.3342842544312,"NA"]
[null,"QLD","QMGL","Mudgeeraba 33","Energex","Summer","Non-Coincident",2016,"TempCorrActualPOE50",17.9414713109453,"NA"]
[null,"QLD","QMGL","Mudgeeraba 33","Energex","Winter","Non-Coincident",2015,"TempCorrActualPOE50",17.798377867485701,"NA"]
[null,"QLD","QMRE","Murarrie (Belmont)","Energex","Summer","Non-Coincident",2009,"TempCorrActualPOE10",424.06070573705603,"NA"]
[null,"QLD","QMRE","Murarrie (Belmont)","Energex","Summer","Non-Coincident",2015,"TempCorrActualPOE10",410.41044958149098,"NA"]
[null,"QLD","QMRE","Murarrie (Belmont)","Energex","Winter","Non-Coincident",2007,"TempCorrActualPOE50",315.40134788440901,"NA"]
[null,"QLD","QMRE","Murarrie (Belmont)","Energex","Winter","Non-Coincident",2014,"TempCorrActualPOE10",319.84005122758799,"NA"]
[null,"QLD","QNEB","Nebo","Ergon","Summer","Non-Coincident",2007,"TempCorrActualPOE50",3.0836739447996799,"NA"]
[null,"QLD","QNEB","Nebo","Ergon","Summer","Non-Coincident",2015,"TempCorrActualPOE50",2.9429182779630301,"NA"]
[null,"QLD","QNEB","Nebo","Ergon","Summer","Non-Coincident",2016,"TempCorrActualPOE10",3.4198624124179902,"NA"]
[null,"QLD","QNEB","Nebo","Ergon","Winter","Non-Coincident",2011,"TempCorrActualPOE10",2.7747048830693699,"NA"]
[null,"QLD","QNEB","Nebo","Ergon","Winter","Non-Coincident",2015,"TempCorrActualPOE50",2.5976035087691098,"NA"]
[null,"QLD","QNGY","North Goonyella","Powerlink","Summer","Non-Coincident",2009,"TempCorrActualPOE50","NA","NA"]
[null,"QLD","QNGY","North Goonyella","Powerlink","Summer","Non-Coincident",2011,"TempCorrActualPOE50","NA","NA"]
[null,"QLD","QNGY","North Goonyella","Powerlink","Winter","Non-Coincident",2008,"TempCorrActualPOE50","NA","NA"]
[null,"QLD","QNGY","North Goonyella","Powerlink","Winter","Non-Coincident",2009,"TempCorrActualPOE10","NA","NA"]
[null,"QLD","QNOR","Norwich Park (Rail)","Powerlink","Summer","Non-Coincident",2008,"TempCorrActualPOE10","NA","NA"]
[null,"QLD","QNOR","Norwich Park (Rail)","Powerlink","Summer","Non-Coincident",2010,"TempCorrActualPOE50","NA","NA"]
[null,"QLD","QNOR","Norwich Park (Rail)","Powerlink","Summer","Non-Coincident",2014,"TempCorrActualPOE10","NA","NA"]
[null,"QLD","QNOR","Norwich Park (Rail)","Powerlink","Winter","Non-Coincident",2008,"TempCorrActualPOE50","NA","NA"]
[null,"QLD","QNOR","Norwich Park (Rail)","Powerlink","Winter","Non-Coincident",2014,"TempCorrActualPOE50","NA","NA"]
[null,"QLD","QOKT","Oakey","Ergon","Summer","Non-Coincident",2013,"TempCorrActualPOE10",34.961554180037702,"NA"]
[null,"QLD","QOKT","Oakey","Ergon","Winter","Non-Coincident",2011,"TempCorrActualPOE10",29.548332068276501,"NA"]
[null,"QLD","QOKT","Oakey","Ergon","Winter","Non-Coincident",2013,"TempCorrActualPOE50",29.415498202870101,"NA"]
[null,"QLD","QOON","Oonooie (Rail)","Powerlink","Summer","Non-Coincident",2015,"TempCorrActualPOE50","NA","NA"]
[null,"QLD","QOON","Oonooie (Rail)","Powerlink","Summer","Non-Coincident",2016,"TempCorrActualPOE50","NA","NA"]
[null,"QLD","QOON","Oonooie (Rail)","Powerlink","Winter","Non-Coincident",2011,"TempCorrActualPOE50","NA","NA"]
[null,"QLD","QOON","Oonooie (Rail)","Powerlink","Winter","Non-Coincident",2014,"TempCorrActualPOE10","NA","NA"]
[null,"QLD","QPWD","Palmwoods","Energex","Summer","Non-Coincident",2008,"TempCorrActualPOE10",370.96679804403698,"NA"]
[null,"QLD","QPWD","Palmwoods","Energex","Summer","Non-Coincident",2012,"TempCorrActualPOE50",348.79136489192399,"NA"]
[null,"QLD","QPWD","Palmwoods","Energex","Winter","Non-Coincident",2007,"TempCorrActualPOE50",326.305327736256,"NA"]
[null,"QLD","QPWD","Palmwoods","Energex","Winter","Non-Coincident",2011,"TempCorrActualPOE10",334.34406886849501,"NA"]
[null,"QLD","QPKD","Peak Downs (Rail)","Powerlink","Summer","Non-Coincident",2007,"TempCorrActualPOE50","NA","NA"]
[null,"QLD","QPKD","Peak Downs (Rail)","Powerlink","Summer","Non-Coincident",2008,"TempCorrActualPOE10","NA","NA"]
[null,"QLD","QPKD","Peak Downs (Rail)","Powerlink","Summer","Non-Coincident",2012,"TempCorrActualPOE50","NA","NA"]
[null,"QLD","QPKD","Peak Downs (Rail)","Powerlink","Winter","Non-Coincident",2007,"TempCorrActualPOE50","NA","NA"]
[null,"QLD","QPKD","Peak Downs (Rail)","Powerlink","Winter","Non-Coincident",2013,"TempCorrActualPOE50","NA","NA"]
[null,"QLD","QPIV","Pioneer Valley","Ergon","Summer","Non-Coincident",2014,"TempCorrActualPOE50",54.4835514841728,"NA"]
[null,"QLD","QPIV","Pioneer Valley","Ergon","Winter","Non-Coincident",2013,"TempCorrActualPOE50",37.397204642561697,"NA"]
[null,"QLD","QPIV","Pioneer Valley","Ergon","Winter","Non-Coincident",2014,"TempCorrActualPOE10",37.922310741114003,"NA"]
[null,"QLD","QPRO","Proserpine","Ergon","Summer","Non-Coincident",2013,"TempCorrActualPOE10",53.6796512482087,"NA"]
[null,"QLD","QPRO","Proserpine","Ergon","Summer","Non-Coincident",2015,"TempCorrActualPOE50",54.0278244887959,"NA"]
[null,"QLD","QPRO","Proserpine","Ergon","Winter","Non-Coincident",2007,"TempCorrActualPOE10",37.467903154779002,"NA"]
[null,"QLD","QPRO","Proserpine","Ergon","Winter","Non-Coincident",2013,"TempCorrActualPOE10",36.7659949684884,"NA"]
[null,"QLD","QQAH","Queensland Alumina Ltd (Gladstone South)","Powerlink","Summer","Non-Coincident",2010,"TempCorrActualPOE50","NA","NA"]
[null,"QLD","QQAH","Queensland Alumina Ltd (Gladstone South)","Powerlink","Summer","Non-Coincident",2013,"TempCorrActualPOE10","NA","NA"]
[null,"QLD","QQAH","Queensland Alumina Ltd (Gladstone South)","Powerlink","Winter","Non-Coincident",2008,"TempCorrActualPOE10","NA","NA"]
[null,"QLD","QQAH","Queensland Alumina Ltd (Gladstone South)","Powerlink","Winter","Non-Coincident",2010,"TempCorrActualPOE50","NA","NA"]
[null,"QLD","QQNH","Queensland Nickel (Yabulu)","Powerlink","Summer","Non-Coincident",2009,"TempCorrActualPOE50","NA","NA"]
[null,"QLD","QQNH","Queensland Nickel (Yabulu)","Powerlink","Summer","Non-Coincident",2010,"TempCorrActualPOE10","NA","NA"]
[null,"QLD","QQNH","Queensland Nickel (Yabulu)","Powerlink","Summer","Non-Coincident",2015,"TempCorrActualPOE50","NA","NA"]
[null,"QLD","QQNH","Queensland Nickel (Yabulu)","Powerlink","Winter","Non-Coincident",2008,"TempCorrActualPOE10","NA","NA"]
[null,"QLD","QQNH","Queensland Nickel (Yabulu)","Powerlink","Winter","Non-Coincident",2014,"TempCorrActualPOE10","NA","NA"]
[null,"QLD","QRGL","Raglan","Powerlink","Summer","Non-Coincident",2014,"TempCorrActualPOE50","NA","NA"]
[null,"QLD","QRGL","Raglan","Powerlink","Winter","Non-Coincident",2015,"TempCorrActualPOE50","NA","NA"]
[null,"QLD","QRPN","Redbank Plains","Energex","Summer","Non-Coincident",2009,"TempCorrActualPOE10",21.033946479296201,"NA"]
[null,"QLD","QRPN","Redbank Plains","Energex","Summer","Non-Coincident",2011,"TempCorrActualPOE10",23.796944728412701,"NA"]
[null,"QLD","QRPN","Redbank Plains","Energex","Summer","Non-Coincident",2016,"TempCorrActualPOE10",22.3151366291731,"NA"]
[null,"QLD","QRPN","Redbank Plains","Energex","Winter","Non-Coincident",2009,"TempCorrActualPOE50",18.082624452963302,"NA"]
[null,"QLD","QRPN","Redbank Plains","Energex","Winter","Non-Coincident",2015,"TempCorrActualPOE50",15.9185436937491,"NA"]
[null,"QLD","QRLD","Richlands","Energex","Summer","Non-Coincident",2012,"TempCorrActualPOE50",116.11455979887501,"NA"]
[null,"QLD","QRLD","Richlands","Energex","Summer","Non-Coincident",2015,"TempCorrActualPOE10",115.48609085576,"NA"]
[null,"QLD","QRLD","Richlands","Energex","Winter","Non-Coincident",2010,"TempCorrActualPOE50",80.694048934672495,"NA"]
[null,"QLD","QRLD","Richlands","Energex","Winter","Non-Coincident",2013,"TempCorrActualPOE10",85.290546517570604,"NA"]
[null,"QLD","Rockhampton","Rockhampton Loop","Ergon","Summer","Non-Coincident",2010,"TempCorrActualPOE10",183.962376959876,"NA"]
[null,"QLD","Rockhampton","Rockhampton Loop","Ergon","Summer","Non-Coincident",2012,"TempCorrActualPOE50",203.803828724715,"NA"]
[null,"QLD","Rockhampton","Rockhampton Loop","Ergon","Summer","Non-Coincident",2015,"TempCorrActualPOE10",215.65750454049601,"NA"]
[null,"QLD","Rockhampton","Rockhampton Loop","Ergon","Winter","Non-Coincident",2010,"TempCorrActualPOE10",105.994073990524,"NA"]
[null,"QLD","Rockhampton","Rockhampton Loop","Ergon","Winter","Non-Coincident",2014,"TempCorrActualPOE50",144.933740721183,"NA"]
[null,"QLD","QRCK","Rocklands (Rail)","Powerlink","Summer","Non-Coincident",2011,"TempCorrActualPOE10","NA","NA"]
[null,"QLD","QRCK","Rocklands (Rail)","Powerlink","Summer","Non-Coincident",2016,"TempCorrActualPOE10","NA","NA"]
[null,"QLD","QRCK","Rocklands (Rail)","Powerlink","Winter","Non-Coincident",2009,"TempCorrActualPOE50","NA","NA"]
[null,"QLD","QRCK","Rocklands (Rail)","Powerlink","Winter","Non-Coincident",2015,"TempCorrActualPOE50","NA","NA"]
[null,"QLD","QRLE","Rocklea (Archerfield)","Energex","Summer","Non-Coincident",2007,"TempCorrActualPOE10",178.363302957255,"NA"]
[null,"QLD","QRLE","Rocklea (Archerfield)","Energex","Summer","Non-Coincident",2011,"TempCorrActualPOE50",198.94052335791099,"NA"]
[null,"QLD","QRLE","Rocklea (Archerfield)","Energex","Winter","Non-Coincident",2006,"TempCorrActualPOE50",132.579100363149,"NA"]
[null,"QLD","QRLE","Rocklea (Archerfield)","Energex","Winter","Non-Coincident",2009,"TempCorrActualPOE50",146.92141832235501,"NA"]
[null,"QLD","QRLE","Rocklea (Archerfield)","Energex","Winter","Non-Coincident",2015,"TempCorrActualPOE50",136.12689364081601,"NA"]
[null,"QLD","QROS","Ross","Ergon","Summer","Non-Coincident",2012,"TempCorrActualPOE50",36.443448834426903,"NA"]
[null,"QLD","QROS","Ross","Ergon","Summer","Non-Coincident",2015,"TempCorrActualPOE10",42.080202768349302,"NA"]
[null,"QLD","QROS","Ross","Ergon","Winter","Non-Coincident",2010,"TempCorrActualPOE10",27.616265341360901,"NA"]
[null,"QLD","QROS","Ross","Ergon","Winter","Non-Coincident",2011,"TempCorrActualPOE10",29.770669718611,"NA"]
[null,"QLD","QROS","Ross","Ergon","Winter","Non-Coincident",2015,"TempCorrActualPOE50",28.670549755207599,"NA"]
[null,"QLD","QRBS","Runcorn","Energex","Summer","Non-Coincident",2014,"TempCorrActualPOE50",63.009520164576202,"NA"]
[null,"QLD","QRBS","Runcorn","Energex","Winter","Non-Coincident",2009,"TempCorrActualPOE10",65.058362791741303,"NA"]
[null,"QLD","QRBS","Runcorn","Energex","Winter","Non-Coincident",2015,"TempCorrActualPOE10",47.501535250858801,"NA"]
[null,"QLD","QSPN","South Pine","Energex","Summer","Non-Coincident",2012,"TempCorrActualPOE10",902.06952638704297,"NA"]
[null,"QLD","QSPN","South Pine","Energex","Winter","Non-Coincident",2006,"TempCorrActualPOE50",774.05576048080002,"NA"]
[null,"QLD","QSPN","South Pine","Energex","Winter","Non-Coincident",2010,"TempCorrActualPOE10",719.992124787477,"NA"]
[null,"QLD","QSPN","South Pine","Energex","Winter","Non-Coincident",2014,"TempCorrActualPOE50",653.88272194842295,"NA"]
[null,"QLD","QSPN","South Pine","Energex","Winter","Non-Coincident",2015,"TempCorrActualPOE10",687.04994936963703,"NA"]
[null,"QLD","QSYC","Stony Creek","Ergon","Summer","Non-Coincident",2016,"TempCorrActualPOE10",2.6674529956633402,"NA"]
[null,"QLD","QSYC","Stony Creek","Ergon","Winter","Non-Coincident",2013,"TempCorrActualPOE50",2.7362311412471301,"NA"]
[null,"QLD","QSUM","Sumner","Energex","Summer","Non-Coincident",2010,"TempCorrActualPOE50",35.902456160238103,"NA"]
[null,"QLD","QSUM","Sumner","Energex","Summer","Non-Coincident",2015,"TempCorrActualPOE10",36.568983462146697,"NA"]
[null,"QLD","QSUM","Sumner","Energex","Winter","Non-Coincident",2009,"TempCorrActualPOE50",26.983223251442499,"NA"]
[null,"QLD","QSUM","Sumner","Energex","Winter","Non-Coincident",2015,"TempCorrActualPOE50",25.982380226738801,"NA"]
[null,"QLD","QTKM","Tangkam (Dalby)","Ergon","Summer","Non-Coincident",2013,"TempCorrActualPOE10",35.939901173575699,"NA"]
[null,"QLD","QTKM","Tangkam (Dalby)","Ergon","Summer","Non-Coincident",2015,"TempCorrActualPOE50",29.825353996973799,"NA"]
[null,"QLD","QTKM","Tangkam (Dalby)","Ergon","Winter","Non-Coincident",2014,"TempCorrActualPOE50",30.546653798202701,"NA"]
[null,"QLD","QTRL","Tarong","Ergon","Summer","Non-Coincident",2010,"TempCorrActualPOE50",41.468631019413102,"NA"]
[null,"QLD","QTRL","Tarong","Ergon","Summer","Non-Coincident",2014,"TempCorrActualPOE50",40.532166699122797,"NA"]
[null,"QLD","QTRL","Tarong","Ergon","Winter","Non-Coincident",2009,"TempCorrActualPOE50",41.639241446502602,"NA"]
[null,"QLD","QTRL","Tarong","Ergon","Winter","Non-Coincident",2012,"TempCorrActualPOE10",41.877062593845601,"NA"]
[null,"QLD","QTBC","Teebar Creek","Ergon","Summer","Non-Coincident",2011,"TempCorrActualPOE10",154.049383886079,"NA"]
[null,"QLD","QTBC","Teebar Creek","Ergon","Summer","Non-Coincident",2015,"TempCorrActualPOE50",132.97112076050001,"NA"]
[null,"QLD","QTBC","Teebar Creek","Ergon","Winter","Non-Coincident",2008,"TempCorrActualPOE10",109.74850547537601,"NA"]
[null,"QLD","QTBC","Teebar Creek","Ergon","Winter","Non-Coincident",2013,"TempCorrActualPOE50",121.979877401259,"NA"]
[null,"QLD","QTNS","Tennyson","Energex","Summer","Non-Coincident",2007,"TempCorrActualPOE10",192.55398684382101,"NA"]
[null,"QLD","QTNS","Tennyson","Energex","Summer","Non-Coincident",2013,"TempCorrActualPOE10",184.65080775439,"NA"]
[null,"QLD","QTNS","Tennyson","Energex","Winter","Non-Coincident",2006,"TempCorrActualPOE50",152.500642923919,"NA"]
[null,"QLD","QTNS","Tennyson","Energex","Winter","Non-Coincident",2012,"TempCorrActualPOE50",161.85002949475901,"NA"]
[null,"QLD","QTNN","Tennyson (Rail)","Powerlink","Summer","Non-Coincident",2009,"TempCorrActualPOE50","NA","NA"]
[null,"QLD","QTNN","Tennyson (Rail)","Powerlink","Summer","Non-Coincident",2010,"TempCorrActualPOE50","NA","NA"]
[null,"QLD","QTNN","Tennyson (Rail)","Powerlink","Summer","Non-Coincident",2013,"TempCorrActualPOE10","NA","NA"]
[null,"QLD","QTNN","Tennyson (Rail)","Powerlink","Winter","Non-Coincident",2008,"TempCorrActualPOE10","NA","NA"]
[null,"QLD","QTNN","Tennyson (Rail)","Powerlink","Winter","Non-Coincident",2012,"TempCorrActualPOE50","NA","NA"]
[null,"QLD","QTZS","Townsville South (Kz)","Powerlink","Summer","Non-Coincident",2009,"TempCorrActualPOE50","NA","NA"]
[null,"QLD","QTZS","Townsville South (Kz)","Powerlink","Summer","Non-Coincident",2012,"TempCorrActualPOE10","NA","NA"]
[null,"QLD","QTZS","Townsville South (Kz)","Powerlink","Winter","Non-Coincident",2008,"TempCorrActualPOE10","NA","NA"]
[null,"QLD","QTZS","Townsville South (Kz)","Powerlink","Winter","Non-Coincident",2013,"TempCorrActualPOE50","NA","NA"]
[null,"QLD","QTLL","Tully","Ergon","Summer","Non-Coincident",2011,"TempCorrActualPOE10",15.2904449817577,"NA"]
[null,"QLD","QTLL","Tully","Ergon","Summer","Non-Coincident",2013,"TempCorrActualPOE50",14.779511518151599,"NA"]
[null,"QLD","QTLL","Tully","Ergon","Winter","Non-Coincident",2015,"TempCorrActualPOE50",10.570746264923701,"NA"]
[null,"QLD","QTUL","Turkinje","Ergon","Summer","Non-Coincident",2007,"TempCorrActualPOE10",63.7338625651022,"NA"]
[null,"QLD","QTUL","Turkinje","Ergon","Summer","Non-Coincident",2014,"TempCorrActualPOE50",63.232490494527703,"NA"]
[null,"QLD","QTUL","Turkinje","Ergon","Summer","Non-Coincident",2016,"TempCorrActualPOE10",67.059128443962393,"NA"]
[null,"QLD","QTUL","Turkinje","Ergon","Winter","Non-Coincident",2011,"TempCorrActualPOE10",65.568694047162197,"NA"]
[null,"QLD","QTUH","Turkinje (Craiglee)","Ergon","Summer","Non-Coincident",2011,"TempCorrActualPOE10",22.905317276908701,"NA"]
[null,"QLD","QTUH","Turkinje (Craiglee)","Ergon","Summer","Non-Coincident",2015,"TempCorrActualPOE50",21.143237345150499,"NA"]
[null,"QLD","QTUH","Turkinje (Craiglee)","Ergon","Summer","Non-Coincident",2016,"TempCorrActualPOE10",22.218998171134899,"NA"]
[null,"QLD","QTUH","Turkinje (Craiglee)","Ergon","Winter","Non-Coincident",2015,"TempCorrActualPOE10",17.918558966705501,"NA"]
[null,"QLD","QWSH","Wandoan South","Powerlink","Winter","Non-Coincident",2014,"TempCorrActualPOE10","NA","NA"]
[null,"QLD","QWAN","Wandoo (Rail)","Powerlink","Summer","Non-Coincident",2009,"TempCorrActualPOE10","NA","NA"]
[null,"QLD","QWAN","Wandoo (Rail)","Powerlink","Summer","Non-Coincident",2013,"TempCorrActualPOE50","NA","NA"]
[null,"QLD","QWAN","Wandoo (Rail)","Powerlink","Winter","Non-Coincident",2008,"TempCorrActualPOE50","NA","NA"]
[null,"QLD","QWAN","Wandoo (Rail)","Powerlink","Winter","Non-Coincident",2014,"TempCorrActualPOE50","NA","NA"]
[null,"QLD","QWLG","Woolooga (Energex)","Energex","Summer","Non-Coincident",2008,"TempCorrActualPOE10",190.30885776206,"NA"]
[null,"QLD","QWLG","Woolooga (Energex)","Energex","Summer","Non-Coincident",2011,"TempCorrActualPOE50",171.185736538485,"NA"]
[null,"QLD","QWLG","Woolooga (Energex)","Energex","Winter","Non-Coincident",2006,"TempCorrActualPOE10",230.99883913185101,"NA"]
[null,"QLD","QWLG","Woolooga (Energex)","Energex","Winter","Non-Coincident",2008,"TempCorrActualPOE50",203.380878609159,"NA"]
[null,"QLD","QWLG","Woolooga (Energex)","Energex","Winter","Non-Coincident",2014,"TempCorrActualPOE50",180.76030026861801,"NA"]
[null,"QLD","QWLN","Woolooga (Ergon)","Ergon","Summer","Non-Coincident",2012,"TempCorrActualPOE10",22.989645702619899,"NA"]
[null,"QLD","QWLN","Woolooga (Ergon)","Ergon","Winter","Non-Coincident",2011,"TempCorrActualPOE10",20.558850994998501,"NA"]
[null,"QLD","QWLN","Woolooga (Ergon)","Ergon","Winter","Non-Coincident",2013,"TempCorrActualPOE10",18.648763753575501,"NA"]
[null,"QLD","QWRE","Woree","Ergon","Summer","Non-Coincident",2014,"TempCorrActualPOE10",52.933318026757398,"NA"]
[null,"QLD","QWRE","Woree","Ergon","Summer","Non-Coincident",2016,"TempCorrActualPOE50",45.548899185031097,"NA"]
[null,"QLD","QWOT","Wotonga","Powerlink","Winter","Non-Coincident",2015,"TempCorrActualPOE50","NA","NA"]
[null,"QLD","QWCB","Wycarbah","Powerlink","Summer","Non-Coincident",2013,"TempCorrActualPOE10","NA","NA"]
[null,"QLD","QWCB","Wycarbah","Powerlink","Winter","Non-Coincident",2014,"TempCorrActualPOE10","NA","NA"]
[null,"QLD","QYAE","Yarwun - Boat Creek","Ergon","Summer","Non-Coincident",2014,"TempCorrActualPOE50",49.874224280544702,"NA"]
[null,"QLD","QYAE","Yarwun - Boat Creek","Ergon","Winter","Non-Coincident",2011,"TempCorrActualPOE10",53.569761310053202,"NA"]
[null,"QLD","QYAE","Yarwun - Boat Creek","Ergon","Winter","Non-Coincident",2015,"TempCorrActualPOE50",44.925718823386703,"NA"]
[null,"QLD","QYAR","Yarwun Alumina","Powerlink","Summer","Non-Coincident",2015,"TempCorrActualPOE50","NA","NA"]
[null,"QLD","QYAR","Yarwun Alumina","Powerlink","Summer","Non-Coincident",2016,"TempCorrActualPOE10","NA","NA"]
[null,"QLD","QABRQMRXloop","Abermain - Middle Ridge Loop","Energex","Summer","Coincident",2008,"TempCorrActualPOE10",74.104750175456104,"NA"]
[null,"QLD","QABRQMRXloop","Abermain - Middle Ridge Loop","Energex","Summer","Coincident",2010,"TempCorrActualPOE50",71.433819217638799,"NA"]
[null,"QLD","QABRQMRXloop","Abermain - Middle Ridge Loop","Energex","Summer","Coincident",2016,"TempCorrActualPOE10",83.022542821243604,"NA"]
[null,"QLD","QABRQMRXloop","Abermain - Middle Ridge Loop","Energex","Winter","Coincident",2011,"TempCorrActualPOE50",68.406413815837695,"NA"]
[null,"QLD","QABM","Abermain 33","Energex","Summer","Coincident",2008,"TempCorrActualPOE50",85.792589432544801,"NA"]
[null,"QLD","QABM","Abermain 33","Energex","Summer","Coincident",2011,"TempCorrActualPOE10",94.641997826496606,"NA"]
[null,"QLD","QABM","Abermain 33","Energex","Winter","Coincident",2006,"TempCorrActualPOE10",82.430271638497999,"NA"]
[null,"QLD","QABM","Abermain 33","Energex","Winter","Coincident",2008,"TempCorrActualPOE50",85.106723926315794,"NA"]
[null,"QLD","QABM","Abermain 33","Energex","Winter","Coincident",2014,"TempCorrActualPOE50",62.386350420665003,"NA"]
[null,"QLD","QASF","Alan Sherriff","Ergon","Summer","Coincident",2008,"TempCorrActualPOE50",17.553868998264399,"NA"]
[null,"QLD","QASF","Alan Sherriff","Ergon","Summer","Coincident",2016,"TempCorrActualPOE50",16.945126986917298,"NA"]
[null,"QLD","QASF","Alan Sherriff","Ergon","Winter","Coincident",2006,"TempCorrActualPOE10",10.956644603792499,"NA"]
[null,"QLD","QASF","Alan Sherriff","Ergon","Winter","Coincident",2012,"TempCorrActualPOE10",12.6790747799683,"NA"]
[null,"QLD","QALG","Algester","Energex","Summer","Coincident",2008,"TempCorrActualPOE50",67.743907803651098,"NA"]
[null,"QLD","QALG","Algester","Energex","Summer","Coincident",2011,"TempCorrActualPOE10",77.263831710687896,"NA"]
[null,"QLD","QALG","Algester","Energex","Summer","Coincident",2015,"TempCorrActualPOE50",65.421537339136407,"NA"]
[null,"QLD","QALG","Algester","Energex","Winter","Coincident",2014,"TempCorrActualPOE50",52.380675407509599,"NA"]
[null,"QLD","QALG","Algester","Energex","Winter","Coincident",2015,"TempCorrActualPOE10",58.402177966910699,"NA"]
[null,"QLD","QALH","Alligator Creek 132","Ergon","Winter","Coincident",2014,"TempCorrActualPOE10",26.9480592683487,"NA"]
[null,"QLD","QALC","Alligator Creek 33","Ergon","Summer","Coincident",2010,"TempCorrActualPOE50",12.6240071600094,"NA"]
[null,"QLD","QALC","Alligator Creek 33","Ergon","Winter","Coincident",2010,"TempCorrActualPOE50",10.371239732380999,"NA"]
[null,"QLD","QALC","Alligator Creek 33","Ergon","Winter","Coincident",2012,"TempCorrActualPOE50",11.1784951224273,"NA"]
[null,"QLD","QCBW","Ashgrove West 110","Energex","Summer","Coincident",2013,"TempCorrActualPOE50",64.800432941558896,"NA"]
[null,"QLD","QCBW","Ashgrove West 110","Energex","Summer","Coincident",2016,"TempCorrActualPOE10",95.634182777471494,"NA"]
[null,"QLD","QAGW","Ashgrove West 33","Energex","Summer","Coincident",2007,"TempCorrActualPOE10",56.212658454142101,"NA"]
[null,"QLD","QAGW","Ashgrove West 33","Energex","Summer","Coincident",2009,"TempCorrActualPOE50",74.619062614679706,"NA"]
[null,"QLD","QAGW","Ashgrove West 33","Energex","Winter","Coincident",2006,"TempCorrActualPOE50",55.210305556316698,"NA"]
[null,"QLD","QAGW","Ashgrove West 33","Energex","Winter","Coincident",2009,"TempCorrActualPOE10",73.939551435519505,"NA"]
[null,"QLD","QAGW","Ashgrove West 33","Energex","Winter","Coincident",2013,"TempCorrActualPOE50",62.245876563626801,"NA"]
[null,"QLD","QMOB","Belmont Wecker Road 11","Powerlink","Summer","Coincident",2010,"TempCorrActualPOE10","NA","NA"]
[null,"QLD","QMOB","Belmont Wecker Road 11","Powerlink","Summer","Coincident",2016,"TempCorrActualPOE10","NA","NA"]
[null,"QLD","QMOB","Belmont Wecker Road 11","Powerlink","Winter","Coincident",2012,"TempCorrActualPOE50","NA","NA"]
[null,"QLD","QBMH","Belmont Wecker Road 110","Energex","Summer","Coincident",2009,"TempCorrActualPOE50",340.95714755440099,"NA"]
[null,"QLD","QBMH","Belmont Wecker Road 110","Energex","Summer","Coincident",2012,"TempCorrActualPOE50",395.71232479267701,"NA"]
[null,"QLD","QBMH","Belmont Wecker Road 110","Energex","Winter","Coincident",2007,"TempCorrActualPOE50",292.44449874203599,"NA"]
[null,"QLD","QBMH","Belmont Wecker Road 110","Energex","Winter","Coincident",2008,"TempCorrActualPOE10",372.63201900036,"NA"]
[null,"QLD","QBMH","Belmont Wecker Road 110","Energex","Winter","Coincident",2014,"TempCorrActualPOE10",305.88500628406098,"NA"]
[null,"QLD","QBBS","Belmont Wecker Road 33","Energex","Summer","Coincident",2009,"TempCorrActualPOE50",112.746107288357,"NA"]
[null,"QLD","QBBS","Belmont Wecker Road 33","Energex","Summer","Coincident",2015,"TempCorrActualPOE50",117.84863056281,"NA"]
[null,"QLD","QBBS","Belmont Wecker Road 33","Energex","Winter","Coincident",2006,"TempCorrActualPOE10",109.31031118637399,"NA"]
[null,"QLD","QBBS","Belmont Wecker Road 33","Energex","Winter","Coincident",2013,"TempCorrActualPOE50",91.583450681267607,"NA"]
[null,"QLD","QBBS","Belmont Wecker Road 33","Energex","Winter","Coincident",2014,"TempCorrActualPOE10",98.166587342895696,"NA"]
[null,"QLD","QBIL","Biloela","Ergon","Summer","Coincident",2013,"TempCorrActualPOE10",33.608408390342298,"NA"]
[null,"QLD","QBIL","Biloela","Ergon","Summer","Coincident",2015,"TempCorrActualPOE50",23.243747274581899,"NA"]
[null,"QLD","QBIL","Biloela","Ergon","Winter","Coincident",2007,"TempCorrActualPOE10",34.8250030612503,"NA"]
[null,"QLD","QBIL","Biloela","Ergon","Winter","Coincident",2013,"TempCorrActualPOE10",26.123585961869701,"NA"]
[null,"QLD","QBKS","Blackstone","Energex","Summer","Coincident",2013,"TempCorrActualPOE50",80.781831260765799,"NA"]
[null,"QLD","QBKS","Blackstone","Energex","Winter","Coincident",2013,"TempCorrActualPOE10",65.813968469081502,"NA"]
[null,"QLD","QBWH","Blackwater 132","Ergon","Summer","Coincident",2013,"TempCorrActualPOE10",18.535737776643298,"NA"]
[null,"QLD","QBWH","Blackwater 132","Ergon","Summer","Coincident",2015,"TempCorrActualPOE50",21.563828147999502,"NA"]
[null,"QLD","QBWL","Blackwater 66/11","Ergon","Summer","Coincident",2008,"TempCorrActualPOE50",77.859402694089098,"NA"]
[null,"QLD","QBWL","Blackwater 66/11","Ergon","Summer","Coincident",2009,"TempCorrActualPOE10",82.785367861472395,"NA"]
[null,"QLD","QBWL","Blackwater 66/11","Ergon","Summer","Coincident",2016,"TempCorrActualPOE10",77.891873609204296,"NA"]
[null,"QLD","QBWL","Blackwater 66/11","Ergon","Winter","Coincident",2009,"TempCorrActualPOE10",70.604362154879198,"NA"]
[null,"QLD","QBWL","Blackwater 66/11","Ergon","Winter","Coincident",2015,"TempCorrActualPOE10",90.792165201281804,"NA"]
[null,"QLD","QBLF","Bluff (Rail)","Powerlink","Summer","Coincident",2016,"TempCorrActualPOE50","NA","NA"]
[null,"QLD","QBNB","Bolingbroke (Rail)","Powerlink","Summer","Coincident",2012,"TempCorrActualPOE50","NA","NA"]
[null,"QLD","QBNB","Bolingbroke (Rail)","Powerlink","Summer","Coincident",2015,"TempCorrActualPOE10","NA","NA"]
[null,"QLD","QBNB","Bolingbroke (Rail)","Powerlink","Winter","Coincident",2012,"TempCorrActualPOE50","NA","NA"]
[null,"QLD","QBNB","Bolingbroke (Rail)","Powerlink","Winter","Coincident",2014,"TempCorrActualPOE10","NA","NA"]
[null,"QLD","QBNN","Bowen North","Ergon","Summer","Coincident",2014,"TempCorrActualPOE50",14.8163404368601,"NA"]
[null,"QLD","QBNN","Bowen North","Ergon","Winter","Coincident",2015,"TempCorrActualPOE50",19.2673573771736,"NA"]
[null,"QLD","QBOL","Boyne Island 132","Powerlink","Summer","Coincident",2012,"TempCorrActualPOE50","NA","NA"]
[null,"QLD","QBOL","Boyne Island 132","Powerlink","Summer","Coincident",2015,"TempCorrActualPOE10","NA","NA"]
[null,"QLD","QBOL","Boyne Island 132","Powerlink","Winter","Coincident",2010,"TempCorrActualPOE10","NA","NA"]
[null,"QLD","QBOL","Boyne Island 132","Powerlink","Winter","Coincident",2013,"TempCorrActualPOE10","NA","NA"]
[null,"QLD","QBOH","Boyne Island 275","Powerlink","Summer","Coincident",2010,"TempCorrActualPOE10","NA","NA"]
[null,"QLD","QBOH","Boyne Island 275","Powerlink","Summer","Coincident",2012,"TempCorrActualPOE50","NA","NA"]
[null,"QLD","QBOH","Boyne Island 275","Powerlink","Summer","Coincident",2015,"TempCorrActualPOE10","NA","NA"]
[null,"QLD","QBOH","Boyne Island 275","Powerlink","Winter","Coincident",2010,"TempCorrActualPOE10","NA","NA"]
[null,"QLD","QBRE","Braemer Kumbarilla Park","Powerlink","Summer","Coincident",2014,"TempCorrActualPOE10","NA","NA"]
[null,"QLD","QBRE","Braemer Kumbarilla Park","Powerlink","Winter","Coincident",2014,"TempCorrActualPOE50","NA","NA"]
[null,"QLD","QBK2","Bulli Creek","Essential Energy","Summer","Coincident",2011,"TempCorrActualPOE10",9.9999999999999998E-20,"NA"]
[null,"QLD","QBK2","Bulli Creek","Essential Energy","Summer","Coincident",2015,"TempCorrActualPOE50",9.9999999999999998E-20,"NA"]
[null,"QLD","QBK2","Bulli Creek","Essential Energy","Winter","Coincident",2010,"TempCorrActualPOE50",9.9999999999999998E-20,"NA"]
[null,"QLD","QBK2","Bulli Creek","Essential Energy","Winter","Coincident",2011,"TempCorrActualPOE10",9.9999999999999998E-20,"NA"]
[null,"QLD","QBK2","Bulli Creek","Essential Energy","Winter","Coincident",2015,"TempCorrActualPOE50",9.9999999999999998E-20,"NA"]
[null,"QLD","QBLK","Bulli Creek (Waggamba)","Ergon","Summer","Coincident",2010,"TempCorrActualPOE10",11.000141411742201,"NA"]
[null,"QLD","QBLK","Bulli Creek (Waggamba)","Ergon","Summer","Coincident",2015,"TempCorrActualPOE50",0,"NA"]
[null,"QLD","QBLK","Bulli Creek (Waggamba)","Ergon","Winter","Coincident",2010,"TempCorrActualPOE50",18.902900983582001,"NA"]
[null,"QLD","QBDA","Bundamba","Energex","Summer","Coincident",2007,"TempCorrActualPOE50",20.4676568845221,"NA"]
[null,"QLD","QBDA","Bundamba","Energex","Summer","Coincident",2010,"TempCorrActualPOE10",18.044174186447801,"NA"]
[null,"QLD","QBDA","Bundamba","Energex","Summer","Coincident",2016,"TempCorrActualPOE10",33.108922208594798,"NA"]
[null,"QLD","QBDA","Bundamba","Energex","Winter","Coincident",2009,"TempCorrActualPOE50",22.822898075427801,"NA"]
[null,"QLD","QBDA","Bundamba","Energex","Winter","Coincident",2010,"TempCorrActualPOE50",28.106887727681599,"NA"]
[null,"QLD","QBUR","Burton Downs","Powerlink","Summer","Coincident",2007,"TempCorrActualPOE50","NA","NA"]
[null,"QLD","QBUR","Burton Downs","Powerlink","Summer","Coincident",2010,"TempCorrActualPOE10","NA","NA"]
[null,"QLD","QBUR","Burton Downs","Powerlink","Summer","Coincident",2016,"TempCorrActualPOE10","NA","NA"]
[null,"QLD","QBUR","Burton Downs","Powerlink","Winter","Coincident",2011,"TempCorrActualPOE10","NA","NA"]
[null,"QLD","QBUR","Burton Downs","Powerlink","Winter","Coincident",2015,"TempCorrActualPOE50","NA","NA"]
[null,"QLD","QCRN","Cairns","Ergon","Summer","Coincident",2010,"TempCorrActualPOE10",72.308887096313597,"NA"]
[null,"QLD","QCRN","Cairns","Ergon","Summer","Coincident",2013,"TempCorrActualPOE50",50.581243543762298,"NA"]
[null,"QLD","QCRN","Cairns","Ergon","Summer","Coincident",2016,"TempCorrActualPOE10",51.982533022682503,"NA"]
[null,"QLD","QCRN","Cairns","Ergon","Winter","Coincident",2011,"TempCorrActualPOE10",39.308610080966098,"NA"]
[null,"QLD","QCRN","Cairns","Ergon","Winter","Coincident",2015,"TempCorrActualPOE50",25.4421164106368,"NA"]
[null,"QLD","QCNS","Cairns City","Ergon","Winter","Coincident",2006,"TempCorrActualPOE50",30.1953355591641,"NA"]
[null,"QLD","QCNS","Cairns City","Ergon","Winter","Coincident",2010,"TempCorrActualPOE50",25.917280245776499,"NA"]
[null,"QLD","QCNS","Cairns City","Ergon","Winter","Coincident",2015,"TempCorrActualPOE50",23.357354705279501,"NA"]
[null,"QLD","QCMD","Callemondah (Rail)","Powerlink","Summer","Coincident",2012,"TempCorrActualPOE50","NA","NA"]
[null,"QLD","QCMD","Callemondah (Rail)","Powerlink","Summer","Coincident",2015,"TempCorrActualPOE10","NA","NA"]
[null,"QLD","QCMD","Callemondah (Rail)","Powerlink","Winter","Coincident",2006,"TempCorrActualPOE50","NA","NA"]
[null,"QLD","QCMD","Callemondah (Rail)","Powerlink","Winter","Coincident",2012,"TempCorrActualPOE50","NA","NA"]
[null,"QLD","QCMD","Callemondah (Rail)","Powerlink","Winter","Coincident",2015,"TempCorrActualPOE10","NA","NA"]
[null,"QLD","QCDW","Cardwell","Ergon","Summer","Coincident",2009,"TempCorrActualPOE50",3.4629862689316702,"NA"]
[null,"QLD","QCDW","Cardwell","Ergon","Summer","Coincident",2015,"TempCorrActualPOE50",3.5098611377033202,"NA"]
[null,"QLD","QCDW","Cardwell","Ergon","Winter","Coincident",2010,"TempCorrActualPOE10",3.1861493107450798,"NA"]
[null,"QLD","QCHA","Chinchilla","Ergon","Summer","Coincident",2013,"TempCorrActualPOE10",17.0063843880341,"NA"]
[null,"QLD","QCHA","Chinchilla","Ergon","Winter","Coincident",2013,"TempCorrActualPOE50",16.886793904796399,"NA"]
[null,"QLD","QCHA","Chinchilla","Ergon","Winter","Coincident",2014,"TempCorrActualPOE10",18.3620495159286,"NA"]
[null,"QLD","QCLR","Clare","Ergon","Summer","Coincident",2015,"TempCorrActualPOE50",73.676788168978902,"NA"]
[null,"QLD","QCLR","Clare","Ergon","Winter","Coincident",2010,"TempCorrActualPOE10",49.447212842996898,"NA"]
[null,"QLD","QCOL","Collinsville Load","Ergon","Summer","Coincident",2009,"TempCorrActualPOE10",12.9064398114852,"NA"]
[null,"QLD","QCOL","Collinsville Load","Ergon","Summer","Coincident",2013,"TempCorrActualPOE50",15.5386219385353,"NA"]
[null,"QLD","QCOL","Collinsville Load","Ergon","Winter","Coincident",2010,"TempCorrActualPOE50",12.8149435691729,"NA"]
[null,"QLD","QCND","Columboola Bellvue","Powerlink","Summer","Coincident",2016,"TempCorrActualPOE50","NA","NA"]
[null,"QLD","QCBL","Columboola","Ergon","Summer","Coincident",2013,"TempCorrActualPOE10",34.874450301710901,"NA"]
[null,"QLD","QCBL","Columboola","Ergon","Summer","Coincident",2014,"TempCorrActualPOE10",42.5659793683663,"NA"]
[null,"QLD","QCOP","Coppabella (Rail)","Powerlink","Summer","Coincident",2007,"TempCorrActualPOE10","NA","NA"]
[null,"QLD","QCOP","Coppabella (Rail)","Powerlink","Summer","Coincident",2011,"TempCorrActualPOE50","NA","NA"]
[null,"QLD","QCOP","Coppabella (Rail)","Powerlink","Winter","Coincident",2006,"TempCorrActualPOE50","NA","NA"]
[null,"QLD","QCOP","Coppabella (Rail)","Powerlink","Winter","Coincident",2009,"TempCorrActualPOE10","NA","NA"]
[null,"QLD","QCOP","Coppabella (Rail)","Powerlink","Winter","Coincident",2015,"TempCorrActualPOE50","NA","NA"]
[null,"QLD","QDNG","Dingo (Rail)","Powerlink","Summer","Coincident",2012,"TempCorrActualPOE50","NA","NA"]
[null,"QLD","QDNG","Dingo (Rail)","Powerlink","Summer","Coincident",2015,"TempCorrActualPOE10","NA","NA"]
[null,"QLD","QDNG","Dingo (Rail)","Powerlink","Winter","Coincident",2006,"TempCorrActualPOE50","NA","NA"]
[null,"QLD","QDNG","Dingo (Rail)","Powerlink","Winter","Coincident",2012,"TempCorrActualPOE50","NA","NA"]
[null,"QLD","QDNG","Dingo (Rail)","Powerlink","Winter","Coincident",2015,"TempCorrActualPOE10","NA","NA"]
[null,"QLD","QDRG","Duaringa","Powerlink","Winter","Coincident",2013,"TempCorrActualPOE10","NA","NA"]
[null,"QLD","QDYS","Dysart","Ergon","Summer","Coincident",2014,"TempCorrActualPOE10",36.614958049148797,"NA"]
[null,"QLD","QEGD","Eagle Downs Mine","Powerlink","Summer","Coincident",2015,"TempCorrActualPOE10","NA","NA"]
[null,"QLD","QEMT","Edmonton","Ergon","Summer","Coincident",2010,"TempCorrActualPOE10",32.270721929385999,"NA"]
[null,"QLD","QEMT","Edmonton","Ergon","Summer","Coincident",2014,"TempCorrActualPOE50",25.5036427328088,"NA"]
[null,"QLD","QEMT","Edmonton","Ergon","Summer","Coincident",2015,"TempCorrActualPOE10",30.447827129006999,"NA"]
[null,"QLD","QEMT","Edmonton","Ergon","Winter","Coincident",2012,"TempCorrActualPOE10",22.175908809267899,"NA"]
[null,"QLD","QEMT","Edmonton","Ergon","Winter","Coincident",2014,"TempCorrActualPOE50",30.511894731725,"NA"]
[null,"QLD","QELA","El Arish","Ergon","Summer","Coincident",2014,"TempCorrActualPOE10",1.75270881470282,"NA"]
[null,"QLD","QELA","El Arish","Ergon","Winter","Coincident",2011,"TempCorrActualPOE50",3.2076050630475699,"NA"]
[null,"QLD","QGNG","Gin Gin","Ergon","Summer","Coincident",2010,"TempCorrActualPOE50",143.82716074530299,"NA"]
[null,"QLD","QGNG","Gin Gin","Ergon","Summer","Coincident",2016,"TempCorrActualPOE50",122.051354165826,"NA"]
[null,"QLD","QGNG","Gin Gin","Ergon","Winter","Coincident",2008,"TempCorrActualPOE10",149.809387254401,"NA"]
[null,"QLD","QGNG","Gin Gin","Ergon","Winter","Coincident",2013,"TempCorrActualPOE10",113.533910090257,"NA"]
[null,"QLD","QGST","Gladstone South","Ergon","Summer","Coincident",2008,"TempCorrActualPOE10",65.671188079501704,"NA"]
[null,"QLD","QGST","Gladstone South","Ergon","Summer","Coincident",2010,"TempCorrActualPOE50",67.1251971265458,"NA"]
[null,"QLD","QGST","Gladstone South","Ergon","Summer","Coincident",2016,"TempCorrActualPOE50",51.695526766241201,"NA"]
[null,"QLD","QGST","Gladstone South","Ergon","Winter","Coincident",2008,"TempCorrActualPOE10",52.025643507387798,"NA"]
[null,"QLD","QGST","Gladstone South","Ergon","Winter","Coincident",2014,"TempCorrActualPOE10",40.8381448094908,"NA"]
[null,"QLD","QGDA","Goodna","Energex","Summer","Coincident",2010,"TempCorrActualPOE50",88.269593089162697,"NA"]
[null,"QLD","QGDA","Goodna","Energex","Summer","Coincident",2014,"TempCorrActualPOE10",112.987531033165,"NA"]
[null,"QLD","QGDA","Goodna","Energex","Summer","Coincident",2016,"TempCorrActualPOE50",96.852006581628601,"NA"]
[null,"QLD","QGDA","Goodna","Energex","Winter","Coincident",2014,"TempCorrActualPOE50",82.806232131007306,"NA"]
[null,"QLD","QGDA","Goodna","Energex","Winter","Coincident",2015,"TempCorrActualPOE10",83.660300404522999,"NA"]
[null,"QLD","QGYR","Goonyella Riverside Mine","Powerlink","Winter","Coincident",2014,"TempCorrActualPOE10","NA","NA"]
[null,"QLD","QGRN","Grantleigh (Rail)","Powerlink","Summer","Coincident",2009,"TempCorrActualPOE50","NA","NA"]
[null,"QLD","QGRN","Grantleigh (Rail)","Powerlink","Summer","Coincident",2014,"TempCorrActualPOE10","NA","NA"]
[null,"QLD","QGRN","Grantleigh (Rail)","Powerlink","Winter","Coincident",2007,"TempCorrActualPOE50","NA","NA"]
[null,"QLD","QGRN","Grantleigh (Rail)","Powerlink","Winter","Coincident",2013,"TempCorrActualPOE50","NA","NA"]
[null,"QLD","QGRN","Grantleigh (Rail)","Powerlink","Winter","Coincident",2014,"TempCorrActualPOE10","NA","NA"]
[null,"QLD","GreaterTownsville","Greater Townsville Loop","Ergon","Summer","Coincident",2013,"TempCorrActualPOE10",244.007730657113,"NA"]
[null,"QLD","GreaterTownsville","Greater Townsville Loop","Ergon","Summer","Coincident",2015,"TempCorrActualPOE50",231.771601780206,"NA"]
[null,"QLD","GreaterTownsville","Greater Townsville Loop","Ergon","Winter","Coincident",2009,"TempCorrActualPOE50",193.55634713512899,"NA"]
[null,"QLD","GreaterTownsville","Greater Townsville Loop","Ergon","Winter","Coincident",2013,"TempCorrActualPOE50",167.21555354054601,"NA"]
[null,"QLD","QGRE","Gregory (Rail)","Powerlink","Summer","Coincident",2010,"TempCorrActualPOE50","NA","NA"]
[null,"QLD","QGRE","Gregory (Rail)","Powerlink","Summer","Coincident",2013,"TempCorrActualPOE10","NA","NA"]
[null,"QLD","QGRE","Gregory (Rail)","Powerlink","Winter","Coincident",2008,"TempCorrActualPOE10","NA","NA"]
[null,"QLD","QGRE","Gregory (Rail)","Powerlink","Winter","Coincident",2010,"TempCorrActualPOE50","NA","NA"]
[null,"QLD","QGRE","Gregory (Rail)","Powerlink","Winter","Coincident",2014,"TempCorrActualPOE10","NA","NA"]
[null,"QLD","QING","Ingham","Ergon","Summer","Coincident",2015,"TempCorrActualPOE50",14.2312064317601,"NA"]
[null,"QLD","QINF","Innisfail","Ergon","Summer","Coincident",2014,"TempCorrActualPOE50",24.298783116867899,"NA"]
[null,"QLD","QINF","Innisfail","Ergon","Summer","Coincident",2015,"TempCorrActualPOE10",20.5386994290741,"NA"]
[null,"QLD","QINF","Innisfail","Ergon","Winter","Coincident",2015,"TempCorrActualPOE10",15.9967970684559,"NA"]
[null,"QLD","QINV","Invicta Load","Powerlink","Summer","Coincident",2010,"TempCorrActualPOE50","NA","NA"]
[null,"QLD","QINV","Invicta Load","Powerlink","Winter","Coincident",2006,"TempCorrActualPOE50","NA","NA"]
[null,"QLD","QINV","Invicta Load","Powerlink","Winter","Coincident",2007,"TempCorrActualPOE50","NA","NA"]
[null,"QLD","QINV","Invicta Load","Powerlink","Winter","Coincident",2015,"TempCorrActualPOE50","NA","NA"]
[null,"QLD","QKAM","Kamerunga","Ergon","Summer","Coincident",2007,"TempCorrActualPOE10",53.671157733649302,"NA"]
[null,"QLD","QKAM","Kamerunga","Ergon","Summer","Coincident",2015,"TempCorrActualPOE10",46.025244430579001,"NA"]
[null,"QLD","QKAM","Kamerunga","Ergon","Winter","Coincident",2006,"TempCorrActualPOE50",30.608911368007,"NA"]
[null,"QLD","QKAM","Kamerunga","Ergon","Winter","Coincident",2012,"TempCorrActualPOE50",34.236911356909602,"NA"]
[null,"QLD","QEMS","Kemmis","Ergon","Summer","Coincident",2008,"TempCorrActualPOE10","NA","NA"]
[null,"QLD","QEMS","Kemmis","Ergon","Summer","Coincident",2013,"TempCorrActualPOE50","NA","NA"]
[null,"QLD","QEMS","Kemmis","Ergon","Summer","Coincident",2014,"TempCorrActualPOE10","NA","NA"]
[null,"QLD","QEMS","Kemmis","Ergon","Winter","Coincident",2013,"TempCorrActualPOE10","NA","NA"]
[null,"QLD","QEMS","Kemmis","Ergon","Winter","Coincident",2015,"TempCorrActualPOE50","NA","NA"]
[null,"QLD","QLIL","Lilyvale","Ergon","Summer","Coincident",2011,"TempCorrActualPOE50",124.29173922972601,"NA"]
[null,"QLD","QLIL","Lilyvale","Ergon","Summer","Coincident",2013,"TempCorrActualPOE50",113.927333683317,"NA"]
[null,"QLD","QLIL","Lilyvale","Ergon","Winter","Coincident",2010,"TempCorrActualPOE50",101.87877503497999,"NA"]
[null,"QLD","QLIL","Lilyvale","Ergon","Winter","Coincident",2013,"TempCorrActualPOE10",125.73195736035601,"NA"]
[null,"QLD","QLCM","Lilyvale (Barcaldine)","Ergon","Winter","Coincident",2013,"TempCorrActualPOE10",30.0905754763141,"NA"]
[null,"QLD","QLGH","Loganlea 110","Energex","Summer","Coincident",2008,"TempCorrActualPOE50",344.62958910977898,"NA"]
[null,"QLD","QLGH","Loganlea 110","Energex","Summer","Coincident",2014,"TempCorrActualPOE50",317.27653529303001,"NA"]
[null,"QLD","QLGH","Loganlea 110","Energex","Summer","Coincident",2015,"TempCorrActualPOE10",368.99474578398798,"NA"]
[null,"QLD","QLGH","Loganlea 110","Energex","Winter","Coincident",2012,"TempCorrActualPOE50",300.58499511795401,"NA"]
[null,"QLD","QLGH","Loganlea 110","Energex","Winter","Coincident",2013,"TempCorrActualPOE10",288.47075925092702,"NA"]
[null,"QLD","QLGL","Loganlea 33","Energex","Summer","Coincident",2010,"TempCorrActualPOE10",99.429472722503803,"NA"]
[null,"QLD","QLGL","Loganlea 33","Energex","Summer","Coincident",2014,"TempCorrActualPOE50",88.026166491889896,"NA"]
[null,"QLD","QLGL","Loganlea 33","Energex","Winter","Coincident",2009,"TempCorrActualPOE50",77.792151780408204,"NA"]
[null,"QLD","QLGL","Loganlea 33","Energex","Winter","Coincident",2012,"TempCorrActualPOE10",73.877743377361895,"NA"]
[null,"QLD","QLGL","Loganlea 33","Energex","Winter","Coincident",2015,"TempCorrActualPOE50",76.679520013521099,"NA"]
[null,"QLD","QMKA","Mackay","Ergon","Summer","Coincident",2010,"TempCorrActualPOE10",93.936017391629406,"NA"]
[null,"QLD","QMKA","Mackay","Ergon","Winter","Coincident",2007,"TempCorrActualPOE10",59.059259517223403,"NA"]
[null,"QLD","QMKA","Mackay","Ergon","Winter","Coincident",2009,"TempCorrActualPOE50",50.660173460359701,"NA"]
[null,"QLD","QMKA","Mackay","Ergon","Winter","Coincident",2012,"TempCorrActualPOE10",62.289907991219799,"NA"]
[null,"QLD","QMRG","Middle Ridge (Ergon)","Ergon","Summer","Coincident",2009,"TempCorrActualPOE10",273.431455247781,"NA"]
[null,"QLD","QMRG","Middle Ridge (Ergon)","Ergon","Summer","Coincident",2015,"TempCorrActualPOE10",217.026209539245,"NA"]
[null,"QLD","QMRG","Middle Ridge (Ergon)","Ergon","Winter","Coincident",2007,"TempCorrActualPOE10",264.44395873905597,"NA"]
[null,"QLD","QMRG","Middle Ridge (Ergon)","Ergon","Winter","Coincident",2013,"TempCorrActualPOE10",232.28240076540399,"NA"]
[null,"QLD","QMRG","Middle Ridge (Ergon)","Ergon","Winter","Coincident",2015,"TempCorrActualPOE50",224.337926161978,"NA"]
[null,"QLD","QMND","Mindi (Rail)","Powerlink","Winter","Coincident",2010,"TempCorrActualPOE50","NA","NA"]
[null,"QLD","QMND","Mindi (Rail)","Powerlink","Winter","Coincident",2011,"TempCorrActualPOE10","NA","NA"]
[null,"QLD","QMAR","Molendinar","Energex","Summer","Coincident",2008,"TempCorrActualPOE50",350.56034150519702,"NA"]
[null,"QLD","QMAR","Molendinar","Energex","Summer","Coincident",2011,"TempCorrActualPOE10",409.19038903780802,"NA"]
[null,"QLD","QMAR","Molendinar","Energex","Winter","Coincident",2006,"TempCorrActualPOE10",337.79617335022499,"NA"]
[null,"QLD","QMAR","Molendinar","Energex","Winter","Coincident",2010,"TempCorrActualPOE50",384.09361880756501,"NA"]
[null,"QLD","QMRN","Moranbah (Mine)","Ergon","Summer","Coincident",2014,"TempCorrActualPOE50",58.630601422859897,"NA"]
[null,"QLD","QMRN","Moranbah (Mine)","Ergon","Summer","Coincident",2015,"TempCorrActualPOE10",71.506429884356606,"NA"]
[null,"QLD","QMRL","Moranbah (Town)","Ergon","Summer","Coincident",2008,"TempCorrActualPOE10",10.2162956912846,"NA"]
[null,"QLD","QMRL","Moranbah (Town)","Ergon","Summer","Coincident",2012,"TempCorrActualPOE10",9.4327763091765604,"NA"]
[null,"QLD","QMRL","Moranbah (Town)","Ergon","Summer","Coincident",2016,"TempCorrActualPOE50",8.8039703955619206,"NA"]
[null,"QLD","QMRL","Moranbah (Town)","Ergon","Winter","Coincident",2012,"TempCorrActualPOE50",6.1883958745451402,"NA"]
[null,"QLD","QMBS","Moranbah South (Rail)","Powerlink","Summer","Coincident",2009,"TempCorrActualPOE50","NA","NA"]
[null,"QLD","QMBS","Moranbah South (Rail)","Powerlink","Summer","Coincident",2012,"TempCorrActualPOE10","NA","NA"]
[null,"QLD","QMBS","Moranbah South (Rail)","Powerlink","Winter","Coincident",2007,"TempCorrActualPOE10","NA","NA"]
[null,"QLD","QMBS","Moranbah South (Rail)","Powerlink","Winter","Coincident",2009,"TempCorrActualPOE50","NA","NA"]
[null,"QLD","QMRH","Moranbah Substation","Ergon","Summer","Coincident",2014,"TempCorrActualPOE10",28.993841888570699,"NA"]
[null,"QLD","QMRH","Moranbah Substation","Ergon","Summer","Coincident",2016,"TempCorrActualPOE50",33.227933080760202,"NA"]
[null,"QLD","QMRH","Moranbah Substation","Ergon","Winter","Coincident",2015,"TempCorrActualPOE10",30.3111194743291,"NA"]
[null,"QLD","QMRA","Moura","Ergon","Summer","Coincident",2015,"TempCorrActualPOE10",35.499421346642301,"NA"]
[null,"QLD","QMRA","Moura","Ergon","Winter","Coincident",2014,"TempCorrActualPOE10",47.352642716851101,"NA"]
[null,"QLD","QMTM","Mt Mclaren (Rail)","Powerlink","Summer","Coincident",2010,"TempCorrActualPOE10","NA","NA"]
[null,"QLD","QMTM","Mt Mclaren (Rail)","Powerlink","Summer","Coincident",2014,"TempCorrActualPOE10","NA","NA"]
[null,"QLD","QMTM","Mt Mclaren (Rail)","Powerlink","Winter","Coincident",2007,"TempCorrActualPOE50","NA","NA"]
[null,"QLD","QMTM","Mt Mclaren (Rail)","Powerlink","Winter","Coincident",2013,"TempCorrActualPOE50","NA","NA"]
[null,"QLD","QMTM","Mt Mclaren (Rail)","Powerlink","Winter","Coincident",2014,"TempCorrActualPOE10","NA","NA"]
[null,"QLD","QMGB","Mudgeeraba 110","Energex","Summer","Coincident",2009,"TempCorrActualPOE50",334.886039518274,"NA"]
[null,"QLD","QMGB","Mudgeeraba 110","Energex","Summer","Coincident",2016,"TempCorrActualPOE50",291.59181775300698,"NA"]
[null,"QLD","QMGB","Mudgeeraba 110","Energex","Winter","Coincident",2009,"TempCorrActualPOE10",250.64069275807501,"NA"]
[null,"QLD","QMGB","Mudgeeraba 110","Energex","Winter","Coincident",2013,"TempCorrActualPOE50",213.01702739522199,"NA"]
[null,"QLD","QMGL","Mudgeeraba 33","Energex","Summer","Coincident",2013,"TempCorrActualPOE50",13.8973994151097,"NA"]
[null,"QLD","QMGL","Mudgeeraba 33","Energex","Summer","Coincident",2016,"TempCorrActualPOE10",16.4519068056732,"NA"]
[null,"QLD","QMGL","Mudgeeraba 33","Energex","Winter","Coincident",2015,"TempCorrActualPOE10",18.8773715408885,"NA"]
[null,"QLD","QMRE","Murarrie (Belmont)","Energex","Summer","Coincident",2008,"TempCorrActualPOE50",438.61261937182297,"NA"]
[null,"QLD","QMRE","Murarrie (Belmont)","Energex","Summer","Coincident",2013,"TempCorrActualPOE10",412.01162149691299,"NA"]
[null,"QLD","QMRE","Murarrie (Belmont)","Energex","Winter","Coincident",2007,"TempCorrActualPOE50",300.41981210202101,"NA"]
[null,"QLD","QMRE","Murarrie (Belmont)","Energex","Winter","Coincident",2010,"TempCorrActualPOE10",315.82749224431302,"NA"]
[null,"QLD","QNEB","Nebo","Ergon","Summer","Coincident",2007,"TempCorrActualPOE10",3.1006788128721299,"NA"]
[null,"QLD","QNEB","Nebo","Ergon","Summer","Coincident",2013,"TempCorrActualPOE10",2.8197806001300201,"NA"]
[null,"QLD","QNEB","Nebo","Ergon","Winter","Coincident",2006,"TempCorrActualPOE50",2.0765128142197802,"NA"]
[null,"QLD","QNEB","Nebo","Ergon","Winter","Coincident",2009,"TempCorrActualPOE50",1.76176086720951,"NA"]
[null,"QLD","QNEB","Nebo","Ergon","Winter","Coincident",2013,"TempCorrActualPOE50",2.1582082502051398,"NA"]
[null,"QLD","QNLD","Newlands","Ergon","Summer","Coincident",2016,"TempCorrActualPOE10",69.690386417895397,"NA"]
[null,"QLD","QNGY","North Goonyella","Powerlink","Summer","Coincident",2011,"TempCorrActualPOE10","NA","NA"]
[null,"QLD","QNGY","North Goonyella","Powerlink","Summer","Coincident",2015,"TempCorrActualPOE50","NA","NA"]
[null,"QLD","QNGY","North Goonyella","Powerlink","Winter","Coincident",2010,"TempCorrActualPOE50","NA","NA"]
[null,"QLD","QNGY","North Goonyella","Powerlink","Winter","Coincident",2012,"TempCorrActualPOE10","NA","NA"]
[null,"QLD","QNOR","Norwich Park (Rail)","Powerlink","Summer","Coincident",2010,"TempCorrActualPOE50","NA","NA"]
[null,"QLD","QNOR","Norwich Park (Rail)","Powerlink","Summer","Coincident",2016,"TempCorrActualPOE50","NA","NA"]
[null,"QLD","QNOR","Norwich Park (Rail)","Powerlink","Winter","Coincident",2008,"TempCorrActualPOE10","NA","NA"]
[null,"QLD","QNOR","Norwich Park (Rail)","Powerlink","Winter","Coincident",2010,"TempCorrActualPOE50","NA","NA"]
[null,"QLD","QOKT","Oakey","Ergon","Summer","Coincident",2012,"TempCorrActualPOE50",26.107840771452999,"NA"]
[null,"QLD","QOKT","Oakey","Ergon","Winter","Coincident",2010,"TempCorrActualPOE50",20.7943934645245,"NA"]
[null,"QLD","QOKT","Oakey","Ergon","Winter","Coincident",2013,"TempCorrActualPOE50",19.250467875860899,"NA"]
[null,"QLD","QOON","Oonooie (Rail)","Powerlink","Summer","Coincident",2013,"TempCorrActualPOE50","NA","NA"]
[null,"QLD","QOON","Oonooie (Rail)","Powerlink","Summer","Coincident",2016,"TempCorrActualPOE10","NA","NA"]
[null,"QLD","QOON","Oonooie (Rail)","Powerlink","Winter","Coincident",2011,"TempCorrActualPOE10","NA","NA"]
[null,"QLD","QOON","Oonooie (Rail)","Powerlink","Winter","Coincident",2015,"TempCorrActualPOE50","NA","NA"]
[null,"QLD","QORH","Orana","Powerlink","Summer","Coincident",2015,"TempCorrActualPOE10","NA","NA"]
[null,"QLD","QPWD","Palmwoods","Energex","Summer","Coincident",2011,"TempCorrActualPOE10",374.38683323131102,"NA"]
[null,"QLD","QPWD","Palmwoods","Energex","Summer","Coincident",2013,"TempCorrActualPOE10",322.22087482831103,"NA"]
[null,"QLD","QPWD","Palmwoods","Energex","Winter","Coincident",2008,"TempCorrActualPOE10",382.16373313296498,"NA"]
[null,"QLD","QPWD","Palmwoods","Energex","Winter","Coincident",2014,"TempCorrActualPOE10",311.00255974550402,"NA"]
[null,"QLD","QPKD","Peak Downs (Rail)","Powerlink","Summer","Coincident",2009,"TempCorrActualPOE50","NA","NA"]
[null,"QLD","QPKD","Peak Downs (Rail)","Powerlink","Summer","Coincident",2015,"TempCorrActualPOE50","NA","NA"]
[null,"QLD","QPKD","Peak Downs (Rail)","Powerlink","Winter","Coincident",2006,"TempCorrActualPOE50","NA","NA"]
[null,"QLD","QPKD","Peak Downs (Rail)","Powerlink","Winter","Coincident",2008,"TempCorrActualPOE10","NA","NA"]
[null,"QLD","QPKD","Peak Downs (Rail)","Powerlink","Winter","Coincident",2014,"TempCorrActualPOE10","NA","NA"]
[null,"QLD","QPIV","Pioneer Valley","Ergon","Summer","Coincident",2015,"TempCorrActualPOE50",42.918408169035402,"NA"]
[null,"QLD","QPIV","Pioneer Valley","Ergon","Winter","Coincident",2015,"TempCorrActualPOE50",31.6726137421647,"NA"]
[null,"QLD","QPRO","Proserpine","Ergon","Summer","Coincident",2009,"TempCorrActualPOE10",31.9767674612999,"NA"]
[null,"QLD","QPRO","Proserpine","Ergon","Summer","Coincident",2013,"TempCorrActualPOE10",40.411009478489099,"NA"]
[null,"QLD","QPRO","Proserpine","Ergon","Winter","Coincident",2010,"TempCorrActualPOE50",33.097226261051297,"NA"]
[null,"QLD","QPRO","Proserpine","Ergon","Winter","Coincident",2013,"TempCorrActualPOE10",32.975922648913198,"NA"]
[null,"QLD","QPRO","Proserpine","Ergon","Winter","Coincident",2015,"TempCorrActualPOE50",31.028676435299001,"NA"]
[null,"QLD","QQAH","Queensland Alumina Ltd (Gladstone South)","Powerlink","Summer","Coincident",2012,"TempCorrActualPOE50","NA","NA"]
[null,"QLD","QQAH","Queensland Alumina Ltd (Gladstone South)","Powerlink","Summer","Coincident",2015,"TempCorrActualPOE10","NA","NA"]
[null,"QLD","QQAH","Queensland Alumina Ltd (Gladstone South)","Powerlink","Winter","Coincident",2010,"TempCorrActualPOE10","NA","NA"]
[null,"QLD","QQAH","Queensland Alumina Ltd (Gladstone South)","Powerlink","Winter","Coincident",2013,"TempCorrActualPOE50","NA","NA"]
[null,"QLD","QQNH","Queensland Nickel (Yabulu)","Powerlink","Summer","Coincident",2010,"TempCorrActualPOE10","NA","NA"]
[null,"QLD","QQNH","Queensland Nickel (Yabulu)","Powerlink","Summer","Coincident",2016,"TempCorrActualPOE10","NA","NA"]
[null,"QLD","QQNH","Queensland Nickel (Yabulu)","Powerlink","Winter","Coincident",2009,"TempCorrActualPOE50","NA","NA"]
[null,"QLD","QQNH","Queensland Nickel (Yabulu)","Powerlink","Winter","Coincident",2010,"TempCorrActualPOE10","NA","NA"]
[null,"QLD","QRGL","Raglan","Powerlink","Summer","Coincident",2015,"TempCorrActualPOE10","NA","NA"]
[null,"QLD","QRGL","Raglan","Powerlink","Winter","Coincident",2014,"TempCorrActualPOE10","NA","NA"]
[null,"QLD","QRPN","Redbank Plains","Energex","Summer","Coincident",2008,"TempCorrActualPOE10",19.653323470636899,"NA"]
[null,"QLD","QRPN","Redbank Plains","Energex","Summer","Coincident",2012,"TempCorrActualPOE50",18.2190183848526,"NA"]
[null,"QLD","QRPN","Redbank Plains","Energex","Winter","Coincident",2007,"TempCorrActualPOE50",15.818545653999699,"NA"]
[null,"QLD","QRPN","Redbank Plains","Energex","Winter","Coincident",2013,"TempCorrActualPOE50",16.0075232570866,"NA"]
[null,"QLD","QRLD","Richlands","Energex","Summer","Coincident",2007,"TempCorrActualPOE10",91.409186182229007,"NA"]
[null,"QLD","QRLD","Richlands","Energex","Summer","Coincident",2011,"TempCorrActualPOE50",92.668774773143596,"NA"]
[null,"QLD","QRLD","Richlands","Energex","Summer","Coincident",2016,"TempCorrActualPOE10",98.739717897257805,"NA"]
[null,"QLD","QRLD","Richlands","Energex","Winter","Coincident",2007,"TempCorrActualPOE50",62.772367225353399,"NA"]
[null,"QLD","QRLD","Richlands","Energex","Winter","Coincident",2013,"TempCorrActualPOE50",63.665514349359903,"NA"]
[null,"QLD","Rockhampton","Rockhampton Loop","Ergon","Summer","Coincident",2007,"TempCorrActualPOE10",154.94668364281,"NA"]
[null,"QLD","Rockhampton","Rockhampton Loop","Ergon","Summer","Coincident",2013,"TempCorrActualPOE10",189.304085000068,"NA"]
[null,"QLD","Rockhampton","Rockhampton Loop","Ergon","Winter","Coincident",2008,"TempCorrActualPOE10",111.730591895481,"NA"]
[null,"QLD","Rockhampton","Rockhampton Loop","Ergon","Winter","Coincident",2010,"TempCorrActualPOE10",91.142652478465806,"NA"]
[null,"QLD","Rockhampton","Rockhampton Loop","Ergon","Winter","Coincident",2013,"TempCorrActualPOE50",113.899534839835,"NA"]
[null,"QLD","QRCK","Rocklands (Rail)","Powerlink","Summer","Coincident",2012,"TempCorrActualPOE50","NA","NA"]
[null,"QLD","QRCK","Rocklands (Rail)","Powerlink","Summer","Coincident",2013,"TempCorrActualPOE10","NA","NA"]
[null,"QLD","QRCK","Rocklands (Rail)","Powerlink","Winter","Coincident",2008,"TempCorrActualPOE10","NA","NA"]
[null,"QLD","QRCK","Rocklands (Rail)","Powerlink","Winter","Coincident",2012,"TempCorrActualPOE50","NA","NA"]
[null,"QLD","QRLE","Rocklea (Archerfield)","Energex","Summer","Coincident",2007,"TempCorrActualPOE50",161.36439311797,"NA"]
[null,"QLD","QRLE","Rocklea (Archerfield)","Energex","Summer","Coincident",2012,"TempCorrActualPOE50",172.693069709024,"NA"]
[null,"QLD","QRLE","Rocklea (Archerfield)","Energex","Winter","Coincident",2007,"TempCorrActualPOE50",109.952705124006,"NA"]
[null,"QLD","QRLE","Rocklea (Archerfield)","Energex","Winter","Coincident",2008,"TempCorrActualPOE10",104.160312119648,"NA"]
[null,"QLD","QROS","Ross","Ergon","Summer","Coincident",2007,"TempCorrActualPOE10",34.466799961509501,"NA"]
[null,"QLD","QROS","Ross","Ergon","Summer","Coincident",2009,"TempCorrActualPOE50",26.320378795438401,"NA"]
[null,"QLD","QROS","Ross","Ergon","Summer","Coincident",2016,"TempCorrActualPOE10",30.063725400535098,"NA"]
[null,"QLD","QROS","Ross","Ergon","Winter","Coincident",2007,"TempCorrActualPOE50",20.524180575820399,"NA"]
[null,"QLD","QROS","Ross","Ergon","Winter","Coincident",2013,"TempCorrActualPOE50",20.454073909742501,"NA"]
[null,"QLD","QRBS","Runcorn","Energex","Summer","Coincident",2009,"TempCorrActualPOE10",80.054773150998102,"NA"]
[null,"QLD","QRBS","Runcorn","Energex","Summer","Coincident",2015,"TempCorrActualPOE10",62.501028488283801,"NA"]
[null,"QLD","QRBS","Runcorn","Energex","Winter","Coincident",2009,"TempCorrActualPOE50",61.708786167549597,"NA"]
[null,"QLD","QSPN","South Pine","Energex","Summer","Coincident",2007,"TempCorrActualPOE50",851.14881266329496,"NA"]
[null,"QLD","QSPN","South Pine","Energex","Summer","Coincident",2009,"TempCorrActualPOE50",912.53008120869697,"NA"]
[null,"QLD","QSPN","South Pine","Energex","Summer","Coincident",2015,"TempCorrActualPOE50",813.47417714482901,"NA"]
[null,"QLD","QSPN","South Pine","Energex","Winter","Coincident",2007,"TempCorrActualPOE10",671.53919996910997,"NA"]
[null,"QLD","QSPN","South Pine","Energex","Winter","Coincident",2013,"TempCorrActualPOE10",678.33329860764297,"NA"]
[null,"QLD","QSYC","Stony Creek","Ergon","Summer","Coincident",2012,"TempCorrActualPOE50",-3.6400987530028298E-3,"NA"]
[null,"QLD","QSYC","Stony Creek","Ergon","Winter","Coincident",2011,"TempCorrActualPOE50",-9.9288663716863707E-3,"NA"]
[null,"QLD","QSYC","Stony Creek","Ergon","Winter","Coincident",2014,"TempCorrActualPOE10",2.5764593553945301,"NA"]
[null,"QLD","QSUM","Sumner","Energex","Summer","Coincident",2011,"TempCorrActualPOE50",33.169757495336299,"NA"]
[null,"QLD","QSUM","Sumner","Energex","Summer","Coincident",2012,"TempCorrActualPOE10",34.586274393838998,"NA"]
[null,"QLD","QSUM","Sumner","Energex","Winter","Coincident",2010,"TempCorrActualPOE10",26.441273905275899,"NA"]
[null,"QLD","QSUM","Sumner","Energex","Winter","Coincident",2012,"TempCorrActualPOE50",23.9403874355867,"NA"]
[null,"QLD","QTKM","Tangkam (Dalby)","Ergon","Summer","Coincident",2013,"TempCorrActualPOE50",27.254432565277099,"NA"]
[null,"QLD","QTKM","Tangkam (Dalby)","Ergon","Summer","Coincident",2016,"TempCorrActualPOE50",23.973817858938499,"NA"]
[null,"QLD","QTKM","Tangkam (Dalby)","Ergon","Winter","Coincident",2015,"TempCorrActualPOE50",23.338395220146499,"NA"]
[null,"QLD","QTRL","Tarong","Ergon","Summer","Coincident",2007,"TempCorrActualPOE10",36.2083804455239,"NA"]
[null,"QLD","QTRL","Tarong","Ergon","Summer","Coincident",2015,"TempCorrActualPOE10",38.265684263469502,"NA"]
[null,"QLD","QTRL","Tarong","Ergon","Winter","Coincident",2006,"TempCorrActualPOE50",36.524017506824698,"NA"]
[null,"QLD","QTRL","Tarong","Ergon","Winter","Coincident",2014,"TempCorrActualPOE50",39.547808790443803,"NA"]
[null,"QLD","QTRL","Tarong","Ergon","Winter","Coincident",2014,"TempCorrActualPOE10",41.428531927931999,"NA"]
[null,"QLD","QTBC","Teebar Creek","Ergon","Summer","Coincident",2014,"TempCorrActualPOE50",103.642177519122,"NA"]
[null,"QLD","QTBC","Teebar Creek","Ergon","Winter","Coincident",2008,"TempCorrActualPOE10",106.753967727164,"NA"]
[null,"QLD","QTBC","Teebar Creek","Ergon","Winter","Coincident",2014,"TempCorrActualPOE10",80.055343073905604,"NA"]
[null,"QLD","QTNS","Tennyson","Energex","Summer","Coincident",2009,"TempCorrActualPOE50",184.67746711214599,"NA"]
[null,"QLD","QTNS","Tennyson","Energex","Summer","Coincident",2015,"TempCorrActualPOE50",167.54790047158801,"NA"]
[null,"QLD","QTNS","Tennyson","Energex","Summer","Coincident",2016,"TempCorrActualPOE10",178.09281695489301,"NA"]
[null,"QLD","QTNS","Tennyson","Energex","Winter","Coincident",2013,"TempCorrActualPOE50",94.095917891363399,"NA"]
[null,"QLD","QTNS","Tennyson","Energex","Winter","Coincident",2014,"TempCorrActualPOE10",139.18273160383399,"NA"]
[null,"QLD","QTNN","Tennyson (Rail)","Powerlink","Summer","Coincident",2011,"TempCorrActualPOE10","NA","NA"]
[null,"QLD","QTNN","Tennyson (Rail)","Powerlink","Summer","Coincident",2015,"TempCorrActualPOE50","NA","NA"]
[null,"QLD","QTNN","Tennyson (Rail)","Powerlink","Winter","Coincident",2010,"TempCorrActualPOE50","NA","NA"]
[null,"QLD","QTNN","Tennyson (Rail)","Powerlink","Winter","Coincident",2013,"TempCorrActualPOE10","NA","NA"]
[null,"QLD","QTZS","Townsville South (Kz)","Powerlink","Summer","Coincident",2009,"TempCorrActualPOE10","NA","NA"]
[null,"QLD","QTZS","Townsville South (Kz)","Powerlink","Summer","Coincident",2011,"TempCorrActualPOE10","NA","NA"]
[null,"QLD","QTZS","Townsville South (Kz)","Powerlink","Winter","Coincident",2008,"TempCorrActualPOE10","NA","NA"]
[null,"QLD","QTZS","Townsville South (Kz)","Powerlink","Winter","Coincident",2010,"TempCorrActualPOE50","NA","NA"]
[null,"QLD","QTLL","Tully","Ergon","Summer","Coincident",2011,"TempCorrActualPOE50",7.1667628788660398,"NA"]
[null,"QLD","QTLL","Tully","Ergon","Summer","Coincident",2014,"TempCorrActualPOE10",9.4717168563641092,"NA"]
[null,"QLD","QTLL","Tully","Ergon","Winter","Coincident",2013,"TempCorrActualPOE50",8.91690883567437,"NA"]
[null,"QLD","QTUL","Turkinje","Ergon","Summer","Coincident",2008,"TempCorrActualPOE10",47.026671493741397,"NA"]
[null,"QLD","QTUL","Turkinje","Ergon","Summer","Coincident",2014,"TempCorrActualPOE10",54.445621857793803,"NA"]
[null,"QLD","QTUL","Turkinje","Ergon","Summer","Coincident",2016,"TempCorrActualPOE50",1.41639361922331,"NA"]
[null,"QLD","QTUL","Turkinje","Ergon","Winter","Coincident",2013,"TempCorrActualPOE50",47.792094108692602,"NA"]
[null,"QLD","QTUL","Turkinje","Ergon","Winter","Coincident",2014,"TempCorrActualPOE10",64.850357311936804,"NA"]
[null,"QLD","QTUH","Turkinje (Craiglee)","Ergon","Summer","Coincident",2012,"TempCorrActualPOE10",20.459969666652899,"NA"]
[null,"QLD","QTUH","Turkinje (Craiglee)","Ergon","Winter","Coincident",2010,"TempCorrActualPOE10",18.817297213165599,"NA"]
[null,"QLD","QWSH","Wandoan South","Powerlink","Summer","Coincident",2015,"TempCorrActualPOE10","NA","NA"]
[null,"QLD","QWST","Wandoan South (Nw Surat)","Powerlink","Summer","Coincident",2016,"TempCorrActualPOE50","NA","NA"]
[null,"QLD","QWAN","Wandoo (Rail)","Powerlink","Summer","Coincident",2011,"TempCorrActualPOE50","NA","NA"]
[null,"QLD","QWAN","Wandoo (Rail)","Powerlink","Summer","Coincident",2012,"TempCorrActualPOE10","NA","NA"]
[null,"QLD","QWAN","Wandoo (Rail)","Powerlink","Winter","Coincident",2009,"TempCorrActualPOE10","NA","NA"]
[null,"QLD","QWAN","Wandoo (Rail)","Powerlink","Winter","Coincident",2010,"TempCorrActualPOE50","NA","NA"]
[null,"QLD","QWAN","Wandoo (Rail)","Powerlink","Winter","Coincident",2014,"TempCorrActualPOE50","NA","NA"]
[null,"QLD","QWLG","Woolooga (Energex)","Energex","Summer","Coincident",2011,"TempCorrActualPOE50",106.752087826523,"NA"]
[null,"QLD","QWLG","Woolooga (Energex)","Energex","Winter","Coincident",2006,"TempCorrActualPOE50",217.507112386551,"NA"]
[null,"QLD","QWLG","Woolooga (Energex)","Energex","Winter","Coincident",2009,"TempCorrActualPOE10",71.189385434507798,"NA"]
[null,"QLD","QWLG","Woolooga (Energex)","Energex","Winter","Coincident",2015,"TempCorrActualPOE10",183.04761691322699,"NA"]
[null,"QLD","QWLN","Woolooga (Ergon)","Ergon","Summer","Coincident",2014,"TempCorrActualPOE10",23.1236945585771,"NA"]
[null,"QLD","QWLN","Woolooga (Ergon)","Ergon","Winter","Coincident",2012,"TempCorrActualPOE10",17.1923801758476,"NA"]
[null,"QLD","QWLN","Woolooga (Ergon)","Ergon","Winter","Coincident",2014,"TempCorrActualPOE50",17.695046250011899,"NA"]
[null,"QLD","QWRE","Woree","Ergon","Summer","Coincident",2011,"TempCorrActualPOE10",44.689266939621497,"NA"]
[null,"QLD","QWRE","Woree","Ergon","Winter","Coincident",2010,"TempCorrActualPOE10",31.39396779574,"NA"]
[null,"QLD","QWOT","Wotonga","Powerlink","Summer","Coincident",2016,"TempCorrActualPOE10","NA","NA"]
[null,"QLD","QWCB","Wycarbah","Powerlink","Summer","Coincident",2015,"TempCorrActualPOE50","NA","NA"]
[null,"QLD","QWCB","Wycarbah","Powerlink","Winter","Coincident",2015,"TempCorrActualPOE10","NA","NA"]
[null,"QLD","QYAE","Yarwun - Boat Creek","Ergon","Summer","Coincident",2013,"TempCorrActualPOE50",52.373609898409498,"NA"]
[null,"QLD","QYAE","Yarwun - Boat Creek","Ergon","Winter","Coincident",2013,"TempCorrActualPOE50",36.952040090616002,"NA"]
[null,"QLD","QYAE","Yarwun - Boat Creek","Ergon","Winter","Coincident",2014,"TempCorrActualPOE10",25.954191494605301,"NA"]
[null,"QLD","QYAR","Yarwun Alumina","Powerlink","Summer","Coincident",2012,"TempCorrActualPOE50","NA","NA"]
[null,"QLD","QYAR","Yarwun Alumina","Powerlink","Winter","Coincident",2011,"TempCorrActualPOE50","NA","NA"]
[null,"QLD","QYAR","Yarwun Alumina","Powerlink","Winter","Coincident",2015,"TempCorrActualPOE10","NA","NA"]
[null,"QLD","QABRQMRXloop","Abermain - Middle Ridge Loop","Energex","Winter","Non-Coincident",2010,"Actual",68.174409999999995,"NA"]
[null,"QLD","QABM","Abermain 33","Energex","Winter","Non-Coincident",2006,"Actual",111.3592,"NA"]
[null,"QLD","QABM","Abermain 33","Energex","Summer","Non-Coincident",2010,"Actual",110.785286,"NA"]
[null,"QLD","QABM","Abermain 33","Energex","Summer","Non-Coincident",2016,"Actual",89.507093999999995,"NA"]
[null,"QLD","QASF","Alan Sherriff","Ergon","Winter","Non-Coincident",2007,"Actual",14.02422,"NA"]
[null,"QLD","QASF","Alan Sherriff","Ergon","Winter","Non-Coincident",2011,"Actual",16.49296,"NA"]
[null,"QLD","QALG","Algester","Energex","Winter","Non-Coincident",2007,"Actual",3.3099999999999997E-2,"NA"]
[null,"QLD","QALG","Algester","Energex","Summer","Non-Coincident",2011,"Actual",72.721180000000004,"NA"]
[null,"QLD","QALH","Alligator Creek 132","Ergon","Winter","Non-Coincident",2010,"Actual",41.505740000000003,"NA"]
[null,"QLD","QALC","Alligator Creek 33","Ergon","Winter","Non-Coincident",2006,"Actual",39.20928,"NA"]
[null,"QLD","QALC","Alligator Creek 33","Ergon","Summer","Non-Coincident",2010,"Actual",52.049480000000003,"NA"]
[null,"QLD","QALC","Alligator Creek 33","Ergon","Winter","Non-Coincident",2015,"Actual",27.387568000000002,"NA"]
[null,"QLD","QCBW","Ashgrove West 110","Energex","Summer","Non-Coincident",2011,"Actual",125.375606,"NA"]
[null,"QLD","QCBW","Ashgrove West 110","Energex","Winter","Non-Coincident",2014,"Actual",115.089326,"NA"]
[null,"QLD","QAGW","Ashgrove West 33","Energex","Winter","Non-Coincident",2010,"Actual",66.5107,"NA"]
[null,"QLD","QAGW","Ashgrove West 33","Energex","Summer","Non-Coincident",2014,"Actual",80.912880000000001,"NA"]
[null,"QLD","QMOB","Belmont Wecker Road 11","Powerlink","Summer","Non-Coincident",2013,"Actual","NA","NA"]
[null,"QLD","QBMH","Belmont Wecker Road 110","Energex","Summer","Non-Coincident",2008,"Actual",386.98806400000001,"NA"]
[null,"QLD","QBMH","Belmont Wecker Road 110","Energex","Summer","Non-Coincident",2012,"Actual",366.80985199999998,"NA"]
[null,"QLD","QBBS","Belmont Wecker Road 33","Energex","Summer","Non-Coincident",2008,"Actual",156.20728,"NA"]
[null,"QLD","QBBS","Belmont Wecker Road 33","Energex","Winter","Non-Coincident",2009,"Actual",153.01759999999999,"NA"]
[null,"QLD","QBBS","Belmont Wecker Road 33","Energex","Summer","Non-Coincident",2013,"Actual",162.21346,"NA"]
[null,"QLD","QBIL","Biloela","Ergon","Summer","Non-Coincident",2009,"Actual",33.493079999999999,"NA"]
[null,"QLD","QBIL","Biloela","Ergon","Winter","Non-Coincident",2012,"Actual",28.170860000000001,"NA"]
[null,"QLD","QBKS","Blackstone","Energex","Winter","Non-Coincident",2013,"Actual",62.555019999999999,"NA"]
[null,"QLD","QBWH","Blackwater 132","Ergon","Summer","Non-Coincident",2009,"Actual",25.653300000000002,"NA"]
[null,"QLD","QBWH","Blackwater 132","Ergon","Winter","Non-Coincident",2012,"Actual",29.3994,"NA"]
[null,"QLD","QBWL","Blackwater 66/11","Ergon","Winter","Non-Coincident",2008,"Actual",85.184399999999997,"NA"]
[null,"QLD","QBWL","Blackwater 66/11","Ergon","Summer","Non-Coincident",2012,"Actual",100.46288,"NA"]
[null,"QLD","QBWL","Blackwater 66/11","Ergon","Winter","Non-Coincident",2013,"Actual",90.616759999999999,"NA"]
[null,"QLD","QBLF","Bluff (Rail)","Powerlink","Summer","Non-Coincident",2015,"Actual","NA","NA"]
[null,"QLD","QBNB","Bolingbroke (Rail)","Powerlink","Summer","Non-Coincident",2011,"Actual","NA","NA"]
[null,"QLD","QBNN","Bowen North","Ergon","Winter","Non-Coincident",2012,"Actual",26.5991,"NA"]
[null,"QLD","QBOL","Boyne Island 132","Powerlink","Winter","Non-Coincident",2008,"Actual","NA","NA"]
[null,"QLD","QBOL","Boyne Island 132","Powerlink","Summer","Non-Coincident",2012,"Actual","NA","NA"]
[null,"QLD","QBOH","Boyne Island 275","Powerlink","Summer","Non-Coincident",2008,"Actual","NA","NA"]
[null,"QLD","QBOH","Boyne Island 275","Powerlink","Winter","Non-Coincident",2008,"Actual","NA","NA"]
[null,"QLD","QBOH","Boyne Island 275","Powerlink","Winter","Non-Coincident",2012,"Actual","NA","NA"]
[null,"QLD","QBRE","Braemer Kumbarilla Park","Powerlink","Winter","Non-Coincident",2015,"Actual","NA","NA"]
[null,"QLD","QBK2","Bulli Creek","Essential Energy","Summer","Non-Coincident",2009,"Actual",9.9999999999999998E-20,"NA"]
[null,"QLD","QBK2","Bulli Creek","Essential Energy","Summer","Non-Coincident",2015,"Actual",9.9999999999999998E-20,"NA"]
[null,"QLD","QBLK","Bulli Creek (Waggamba)","Ergon","Winter","Non-Coincident",2008,"Actual",18.395679999999999,"NA"]
[null,"QLD","QBLK","Bulli Creek (Waggamba)","Ergon","Winter","Non-Coincident",2014,"Actual",20.411762,"NA"]
[null,"QLD","QBDA","Bundamba","Energex","Summer","Non-Coincident",2010,"Actual",15.47756,"NA"]
[null,"QLD","QBDA","Bundamba","Energex","Winter","Non-Coincident",2013,"Actual",28.146239999999999,"NA"]
[null,"QLD","QBDA","Bundamba","Energex","Summer","Non-Coincident",2015,"Actual",33.057098000000003,"NA"]
[null,"QLD","QBUR","Burton Downs","Powerlink","Summer","Non-Coincident",2011,"Actual","NA","NA"]
[null,"QLD","QBUR","Burton Downs","Powerlink","Winter","Non-Coincident",2014,"Actual","NA","NA"]
[null,"QLD","QCRN","Cairns","Ergon","Winter","Non-Coincident",2010,"Actual",52.723219999999998,"NA"]
[null,"QLD","QCRN","Cairns","Ergon","Winter","Non-Coincident",2015,"Actual",42.038184000000001,"NA"]
[null,"QLD","QCNS","Cairns City","Ergon","Winter","Non-Coincident",2009,"Actual",53.522834000000003,"NA"]
[null,"QLD","QCNS","Cairns City","Ergon","Winter","Non-Coincident",2015,"Actual",35.402653999999998,"NA"]
[null,"QLD","QCMD","Callemondah (Rail)","Powerlink","Summer","Non-Coincident",2009,"Actual","NA","NA"]
[null,"QLD","QCMD","Callemondah (Rail)","Powerlink","Winter","Non-Coincident",2010,"Actual","NA","NA"]
[null,"QLD","QCAR","Calliope River","Ergon","Winter","Non-Coincident",2013,"Actual",43.748779999999996,"NA"]
[null,"QLD","QCDW","Cardwell","Ergon","Summer","Non-Coincident",2008,"Actual",4.6966200000000002,"NA"]
[null,"QLD","QCDW","Cardwell","Ergon","Winter","Non-Coincident",2012,"Actual",3.4864799999999998,"NA"]
[null,"QLD","QCDW","Cardwell","Ergon","Summer","Non-Coincident",2016,"Actual",5.0450900000000001,"NA"]
[null,"QLD","QCLR","Clare","Ergon","Summer","Non-Coincident",2008,"Actual",81.704359999999994,"NA"]
[null,"QLD","QCLR","Clare","Ergon","Summer","Non-Coincident",2014,"Actual",74.864940000000004,"NA"]
[null,"QLD","QCOL","Collinsville Load","Ergon","Winter","Non-Coincident",2007,"Actual",11.2,"NA"]
[null,"QLD","QCOL","Collinsville Load","Ergon","Winter","Non-Coincident",2009,"Actual",16.98,"NA"]
[null,"QLD","QCND","Columboola Bellvue","Powerlink","Winter","Non-Coincident",2014,"Actual","NA","NA"]
[null,"QLD","QCND","Columboola Bellvue","Powerlink","Summer","Non-Coincident",2016,"Actual","NA","NA"]
[null,"QLD","QCBL_LNG","Columboola_Lng","Powerlink","Summer","Non-Coincident",2015,"Actual","NA","NA"]
[null,"QLD","QCOP","Coppabella (Rail)","Powerlink","Winter","Non-Coincident",2008,"Actual","NA","NA"]
[null,"QLD","QCOP","Coppabella (Rail)","Powerlink","Winter","Non-Coincident",2014,"Actual","NA","NA"]
[null,"QLD","QDNG","Dingo (Rail)","Powerlink","Winter","Non-Coincident",2010,"Actual","NA","NA"]
[null,"QLD","QDNG","Dingo (Rail)","Powerlink","Summer","Non-Coincident",2011,"Actual","NA","NA"]
[null,"QLD","QDNG","Dingo (Rail)","Powerlink","Summer","Non-Coincident",2015,"Actual","NA","NA"]
[null,"QLD","QDYS","Dysart","Ergon","Winter","Non-Coincident",2009,"Actual",55.469079999999998,"NA"]
[null,"QLD","QDYS","Dysart","Ergon","Summer","Non-Coincident",2011,"Actual",53.858020000000003,"NA"]
[null,"QLD","QEGD","Eagle Downs Mine","Powerlink","Winter","Non-Coincident",2015,"Actual","NA","NA"]
[null,"QLD","QEMT","Edmonton","Ergon","Summer","Non-Coincident",2009,"Actual",42.548699999999997,"NA"]
[null,"QLD","QEMT","Edmonton","Ergon","Winter","Non-Coincident",2015,"Actual",28.759512000000001,"NA"]
[null,"QLD","QELA","El Arish","Ergon","Summer","Non-Coincident",2014,"Actual",6.4824999999999999,"NA"]
[null,"QLD","QGNG","Gin Gin","Ergon","Winter","Non-Coincident",2007,"Actual",111.767194,"NA"]
[null,"QLD","QGNG","Gin Gin","Ergon","Summer","Non-Coincident",2009,"Actual",151.27603999999999,"NA"]
[null,"QLD","QGST","Gladstone South","Ergon","Summer","Non-Coincident",2007,"Actual",82.585279999999997,"NA"]
[null,"QLD","QGST","Gladstone South","Ergon","Winter","Non-Coincident",2008,"Actual",66.963319999999996,"NA"]
[null,"QLD","QGST","Gladstone South","Ergon","Winter","Non-Coincident",2014,"Actual",58.118777999999999,"NA"]
[null,"QLD","QGDA","Goodna","Energex","Summer","Non-Coincident",2008,"Actual",76.463579999999993,"NA"]
[null,"QLD","QGDA","Goodna","Energex","Summer","Non-Coincident",2014,"Actual",92.293080000000003,"NA"]
[null,"QLD","QGYR","Goonyella Riverside Mine","Powerlink","Winter","Non-Coincident",2013,"Actual","NA","NA"]
[null,"QLD","QGRN","Grantleigh (Rail)","Powerlink","Winter","Non-Coincident",2009,"Actual","NA","NA"]
[null,"QLD","QGRN","Grantleigh (Rail)","Powerlink","Summer","Non-Coincident",2011,"Actual","NA","NA"]
[null,"QLD","GreaterTownsville","Greater Townsville Loop","Ergon","Summer","Non-Coincident",2009,"Actual",288.96267999999998,"NA"]
[null,"QLD","GreaterTownsville","Greater Townsville Loop","Ergon","Winter","Non-Coincident",2011,"Actual",194.76746,"NA"]
[null,"QLD","GreaterTownsville","Greater Townsville Loop","Ergon","Summer","Non-Coincident",2016,"Actual",291.536768,"NA"]
[null,"QLD","QGRE","Gregory (Rail)","Powerlink","Winter","Non-Coincident",2009,"Actual","NA","NA"]
[null,"QLD","QGRE","Gregory (Rail)","Powerlink","Winter","Non-Coincident",2015,"Actual","NA","NA"]
[null,"QLD","QING","Ingham","Ergon","Summer","Non-Coincident",2009,"Actual",21.768979999999999,"NA"]
[null,"QLD","QING","Ingham","Ergon","Summer","Non-Coincident",2015,"Actual",18.47626,"NA"]
[null,"QLD","QINF","Innisfail","Ergon","Summer","Non-Coincident",2007,"Actual",30.327660000000002,"NA"]
[null,"QLD","QINF","Innisfail","Ergon","Summer","Non-Coincident",2014,"Actual",23.705120000000001,"NA"]
[null,"QLD","QINF","Innisfail","Ergon","Winter","Non-Coincident",2015,"Actual",21.554238000000002,"NA"]
[null,"QLD","QINV","Invicta Load","Powerlink","Winter","Non-Coincident",2013,"Actual","NA","NA"]
[null,"QLD","QINV","Invicta Load","Powerlink","Summer","Non-Coincident",2015,"Actual","NA","NA"]
[null,"QLD","QKAM","Kamerunga","Ergon","Summer","Non-Coincident",2011,"Actual",53.075699999999998,"NA"]
[null,"QLD","QEMS","Kemmis","Ergon","Winter","Non-Coincident",2006,"Actual","NA","NA"]
[null,"QLD","QEMS","Kemmis","Ergon","Summer","Non-Coincident",2010,"Actual","NA","NA"]
[null,"QLD","QEMS","Kemmis","Ergon","Winter","Non-Coincident",2011,"Actual","NA","NA"]
[null,"QLD","QKCK","King Creek","Ergon","Winter","Non-Coincident",2010,"Actual","NA","NA"]
[null,"QLD","QKCK","King Creek","Ergon","Summer","Non-Coincident",2012,"Actual","NA","NA"]
[null,"QLD","QLIL","Lilyvale","Ergon","Summer","Non-Coincident",2010,"Actual",132.600854,"NA"]
[null,"QLD","QLIL","Lilyvale","Ergon","Summer","Non-Coincident",2013,"Actual",141.55404999999999,"NA"]
[null,"QLD","QLCM","Lilyvale (Barcaldine)","Ergon","Summer","Non-Coincident",2007,"Actual",82.326746,"NA"]
[null,"QLD","QLCM","Lilyvale (Barcaldine)","Ergon","Winter","Non-Coincident",2010,"Actual",77.717326,"NA"]
[null,"QLD","QLGH","Loganlea 110","Energex","Winter","Non-Coincident",2006,"Actual",326.30976199999998,"NA"]
[null,"QLD","QLGH","Loganlea 110","Energex","Summer","Non-Coincident",2008,"Actual",341.92306400000001,"NA"]
[null,"QLD","QLGH","Loganlea 110","Energex","Summer","Non-Coincident",2016,"Actual",350.98771399999998,"NA"]
[null,"QLD","QLGL","Loganlea 33","Energex","Winter","Non-Coincident",2007,"Actual",111.2109,"NA"]
[null,"QLD","QLGL","Loganlea 33","Energex","Winter","Non-Coincident",2013,"Actual",79.927959999999999,"NA"]
[null,"QLD","QMKA","Mackay","Ergon","Winter","Non-Coincident",2006,"Actual",90.20326,"NA"]
[null,"QLD","QMKA","Mackay","Ergon","Winter","Non-Coincident",2012,"Actual",67.580432000000002,"NA"]
[null,"QLD","QMKA","Mackay","Ergon","Summer","Non-Coincident",2016,"Actual",97.933171999999999,"NA"]
[null,"QLD","QMRG","Middle Ridge (Ergon)","Ergon","Summer","Non-Coincident",2012,"Actual",215.866242,"NA"]
[null,"QLD","QMRG","Middle Ridge (Ergon)","Ergon","Winter","Non-Coincident",2015,"Actual",252.43688800000001,"NA"]
[null,"QLD","QMND","Mindi (Rail)","Powerlink","Winter","Non-Coincident",2010,"Actual","NA","NA"]
[null,"QLD","QMND","Mindi (Rail)","Powerlink","Summer","Non-Coincident",2014,"Actual","NA","NA"]
[null,"QLD","QMAR","Molendinar","Energex","Summer","Non-Coincident",2012,"Actual",403.62419999999997,"NA"]
[null,"QLD","QMAR","Molendinar","Energex","Winter","Non-Coincident",2013,"Actual",352.42657000000003,"NA"]
[null,"QLD","QMRN","Moranbah (Mine)","Ergon","Winter","Non-Coincident",2009,"Actual",113.186396,"NA"]
[null,"QLD","QMRN","Moranbah (Mine)","Ergon","Summer","Non-Coincident",2013,"Actual",94.675464000000005,"NA"]
[null,"QLD","QMRN","Moranbah (Mine)","Ergon","Summer","Non-Coincident",2016,"Actual",93.642868000000007,"NA"]
[null,"QLD","QMRL","Moranbah (Town)","Ergon","Summer","Non-Coincident",2012,"Actual",18.976479999999999,"NA"]
[null,"QLD","QMBS","Moranbah South (Rail)","Powerlink","Summer","Non-Coincident",2008,"Actual","NA","NA"]
[null,"QLD","QMBS","Moranbah South (Rail)","Powerlink","Winter","Non-Coincident",2009,"Actual","NA","NA"]
[null,"QLD","QMRH","Moranbah Substation","Ergon","Winter","Non-Coincident",2014,"Actual",35.180320000000002,"NA"]
[null,"QLD","QMRH","Moranbah Substation","Ergon","Summer","Non-Coincident",2016,"Actual",38.101348000000002,"NA"]
[null,"QLD","QMRA","Moura","Ergon","Winter","Non-Coincident",2009,"Actual",50.354120000000002,"NA"]
[null,"QLD","QMTM","Mt Mclaren (Rail)","Powerlink","Winter","Non-Coincident",2007,"Actual","NA","NA"]
[null,"QLD","QMTM","Mt Mclaren (Rail)","Powerlink","Summer","Non-Coincident",2011,"Actual","NA","NA"]
[null,"QLD","QMTM","Mt Mclaren (Rail)","Powerlink","Winter","Non-Coincident",2014,"Actual","NA","NA"]
[null,"QLD","QMGB","Mudgeeraba 110","Energex","Winter","Non-Coincident",2010,"Actual",231.55792,"NA"]
[null,"QLD","QMGB","Mudgeeraba 110","Energex","Summer","Non-Coincident",2012,"Actual",314.46451999999999,"NA"]
[null,"QLD","QMGL","Mudgeeraba 33","Energex","Winter","Non-Coincident",2013,"Actual",17.810960000000001,"NA"]
[null,"QLD","QMRE","Murarrie (Belmont)","Energex","Winter","Non-Coincident",2006,"Actual",0,"NA"]
[null,"QLD","QMRE","Murarrie (Belmont)","Energex","Summer","Non-Coincident",2008,"Actual",332.39501999999999,"NA"]
[null,"QLD","QMRE","Murarrie (Belmont)","Energex","Summer","Non-Coincident",2014,"Actual",382.90334000000001,"NA"]
[null,"QLD","QNEB","Nebo","Ergon","Summer","Non-Coincident",2010,"Actual",2.9773399999999999,"NA"]
[null,"QLD","QNEB","Nebo","Ergon","Winter","Non-Coincident",2013,"Actual",2.8185799999999999,"NA"]
[null,"QLD","QNLD","Newlands","Ergon","Winter","Non-Coincident",2009,"Actual",29.272600000000001,"NA"]
[null,"QLD","QNLD","Newlands","Ergon","Summer","Non-Coincident",2012,"Actual",28.792179999999998,"NA"]
[null,"QLD","QNGY","North Goonyella","Powerlink","Winter","Non-Coincident",2008,"Actual","NA","NA"]
[null,"QLD","QNGY","North Goonyella","Powerlink","Summer","Non-Coincident",2010,"Actual","NA","NA"]
[null,"QLD","QNGY","North Goonyella","Powerlink","Winter","Non-Coincident",2013,"Actual","NA","NA"]
[null,"QLD","QNOR","Norwich Park (Rail)","Powerlink","Winter","Non-Coincident",2009,"Actual","NA","NA"]
[null,"QLD","QNOR","Norwich Park (Rail)","Powerlink","Winter","Non-Coincident",2015,"Actual","NA","NA"]
[null,"QLD","QOKT","Oakey","Ergon","Winter","Non-Coincident",2011,"Actual",23.713840000000001,"NA"]
[null,"QLD","QOKT","Oakey","Ergon","Summer","Non-Coincident",2015,"Actual",25.109687999999998,"NA"]
[null,"QLD","QOON","Oonooie (Rail)","Powerlink","Winter","Non-Coincident",2010,"Actual","NA","NA"]
[null,"QLD","QORH","Orana","Powerlink","Winter","Non-Coincident",2014,"Actual","NA","NA"]
[null,"QLD","QORH","Orana","Powerlink","Summer","Non-Coincident",2016,"Actual","NA","NA"]
[null,"QLD","QPWD","Palmwoods","Energex","Winter","Non-Coincident",2009,"Actual",350.35487000000001,"NA"]
[null,"QLD","QPWD","Palmwoods","Energex","Winter","Non-Coincident",2015,"Actual",313.66247399999997,"NA"]
[null,"QLD","QPKD","Peak Downs (Rail)","Powerlink","Winter","Non-Coincident",2008,"Actual","NA","NA"]
[null,"QLD","QPKD","Peak Downs (Rail)","Powerlink","Winter","Non-Coincident",2014,"Actual","NA","NA"]
[null,"QLD","QPIV","Pioneer Valley","Ergon","Winter","Non-Coincident",2010,"Actual",11.03654,"NA"]
[null,"QLD","QPIV","Pioneer Valley","Ergon","Summer","Non-Coincident",2014,"Actual",54.390860000000004,"NA"]
[null,"QLD","QPRO","Proserpine","Ergon","Summer","Non-Coincident",2010,"Actual",71.485259999999997,"NA"]
[null,"QLD","QPRO","Proserpine","Ergon","Winter","Non-Coincident",2011,"Actual",52.537680000000002,"NA"]
[null,"QLD","QQAH","Queensland Alumina Ltd (Gladstone South)","Powerlink","Summer","Non-Coincident",2008,"Actual","NA","NA"]
[null,"QLD","QQAH","Queensland Alumina Ltd (Gladstone South)","Powerlink","Winter","Non-Coincident",2010,"Actual","NA","NA"]
[null,"QLD","QQNH","Queensland Nickel (Yabulu)","Powerlink","Winter","Non-Coincident",2006,"Actual","NA","NA"]
[null,"QLD","QQNH","Queensland Nickel (Yabulu)","Powerlink","Summer","Non-Coincident",2010,"Actual","NA","NA"]
[null,"QLD","QQNH","Queensland Nickel (Yabulu)","Powerlink","Summer","Non-Coincident",2016,"Actual","NA","NA"]
[null,"QLD","QRGL","Raglan","Powerlink","Summer","Non-Coincident",2015,"Actual","NA","NA"]
[null,"QLD","QRPN","Redbank Plains","Energex","Summer","Non-Coincident",2009,"Actual",23.836919999999999,"NA"]
[null,"QLD","QRPN","Redbank Plains","Energex","Summer","Non-Coincident",2012,"Actual",25.790579999999999,"NA"]
[null,"QLD","QRPN","Redbank Plains","Energex","Winter","Non-Coincident",2015,"Actual",15.503632,"NA"]
[null,"QLD","QRLD","Richlands","Energex","Winter","Non-Coincident",2011,"Actual",94.698880000000003,"NA"]
[null,"QLD","QRLD","Richlands","Energex","Summer","Non-Coincident",2015,"Actual",105.511348,"NA"]
[null,"QLD","Rockhampton","Rockhampton Loop","Ergon","Summer","Non-Coincident",2011,"Actual",190.79921999999999,"NA"]
[null,"QLD","QRCK","Rocklands (Rail)","Powerlink","Summer","Non-Coincident",2007,"Actual","NA","NA"]
[null,"QLD","QRCK","Rocklands (Rail)","Powerlink","Winter","Non-Coincident",2009,"Actual","NA","NA"]
[null,"QLD","QRCK","Rocklands (Rail)","Powerlink","Summer","Non-Coincident",2016,"Actual","NA","NA"]
[null,"QLD","QRLE","Rocklea (Archerfield)","Energex","Winter","Non-Coincident",2007,"Actual",87.048839999999998,"NA"]
[null,"QLD","QRLE","Rocklea (Archerfield)","Energex","Summer","Non-Coincident",2011,"Actual",228.58292,"NA"]
[null,"QLD","QROS","Ross","Ergon","Summer","Non-Coincident",2007,"Actual",41.84516,"NA"]
[null,"QLD","QROS","Ross","Ergon","Winter","Non-Coincident",2010,"Actual",31.783439999999999,"NA"]
[null,"QLD","QROS","Ross","Ergon","Summer","Non-Coincident",2015,"Actual",39.697040000000001,"NA"]
[null,"QLD","QRBS","Runcorn","Energex","Summer","Non-Coincident",2012,"Actual",61.693759999999997,"NA"]
[null,"QLD","QRBS","Runcorn","Energex","Winter","Non-Coincident",2015,"Actual",47.226010000000002,"NA"]
[null,"QLD","QSPN","South Pine","Energex","Winter","Non-Coincident",2011,"Actual",774.39098799999999,"NA"]
[null,"QLD","QSPN","South Pine","Energex","Summer","Non-Coincident",2015,"Actual",869.33200799999997,"NA"]
[null,"QLD","QSYC","Stony Creek","Ergon","Winter","Non-Coincident",2007,"Actual",1.81874,"NA"]
[null,"QLD","QSYC","Stony Creek","Ergon","Winter","Non-Coincident",2015,"Actual",4.8243640000000001,"NA"]
[null,"QLD","QSUM","Sumner","Energex","Summer","Non-Coincident",2007,"Actual",30.058340000000001,"NA"]
[null,"QLD","QSUM","Sumner","Energex","Summer","Non-Coincident",2013,"Actual",33.19914,"NA"]
[null,"QLD","QTKM","Tangkam (Dalby)","Ergon","Summer","Non-Coincident",2009,"Actual",33.005946000000002,"NA"]
[null,"QLD","QTKM","Tangkam (Dalby)","Ergon","Winter","Non-Coincident",2012,"Actual",38.525224000000001,"NA"]
[null,"QLD","QTRL","Tarong","Ergon","Winter","Non-Coincident",2008,"Actual",41.9,"NA"]
[null,"QLD","QTRL","Tarong","Ergon","Summer","Non-Coincident",2012,"Actual",41.511920000000003,"NA"]
[null,"QLD","QTBC","Teebar Creek","Ergon","Summer","Non-Coincident",2008,"Actual",80.741439999999997,"NA"]
[null,"QLD","QTBC","Teebar Creek","Ergon","Winter","Non-Coincident",2010,"Actual",127.509658,"NA"]
[null,"QLD","QTBC","Teebar Creek","Ergon","Summer","Non-Coincident",2014,"Actual",125.486716,"NA"]
[null,"QLD","QTNS","Tennyson","Energex","Summer","Non-Coincident",2010,"Actual",180.58132000000001,"NA"]
[null,"QLD","QTNS","Tennyson","Energex","Summer","Non-Coincident",2016,"Actual",167.60637600000001,"NA"]
[null,"QLD","QTNN","Tennyson (Rail)","Powerlink","Winter","Non-Coincident",2009,"Actual","NA","NA"]
[null,"QLD","QTNN","Tennyson (Rail)","Powerlink","Winter","Non-Coincident",2013,"Actual","NA","NA"]
[null,"QLD","QTZS","Townsville South (Kz)","Powerlink","Winter","Non-Coincident",2008,"Actual","NA","NA"]
[null,"QLD","QTZS","Townsville South (Kz)","Powerlink","Summer","Non-Coincident",2010,"Actual","NA","NA"]
[null,"QLD","QTZS","Townsville South (Kz)","Powerlink","Summer","Non-Coincident",2016,"Actual","NA","NA"]
[null,"QLD","QTLL","Tully","Ergon","Winter","Non-Coincident",2009,"Actual",13.964040000000001,"NA"]
[null,"QLD","QTLL","Tully","Ergon","Winter","Non-Coincident",2015,"Actual",11.29612,"NA"]
[null,"QLD","QTUL","Turkinje","Ergon","Summer","Non-Coincident",2009,"Actual",61.662619999999997,"NA"]
[null,"QLD","QTUL","Turkinje","Ergon","Winter","Non-Coincident",2014,"Actual",60.883608000000002,"NA"]
[null,"QLD","QTUH","Turkinje (Craiglee)","Ergon","Winter","Non-Coincident",2010,"Actual",18.879439999999999,"NA"]
[null,"QLD","QTUH","Turkinje (Craiglee)","Ergon","Summer","Non-Coincident",2014,"Actual",21.593240000000002,"NA"]
[null,"QLD","QTUH","Turkinje (Craiglee)","Ergon","Winter","Non-Coincident",2015,"Actual",17.064399999999999,"NA"]
[null,"QLD","QWAN","Wandoo (Rail)","Powerlink","Winter","Non-Coincident",2008,"Actual","NA","NA"]
[null,"QLD","QWAN","Wandoo (Rail)","Powerlink","Winter","Non-Coincident",2011,"Actual","NA","NA"]
[null,"QLD","QWLG","Woolooga (Energex)","Energex","Winter","Non-Coincident",2007,"Actual",208.65504000000001,"NA"]
[null,"QLD","QWLG","Woolooga (Energex)","Energex","Summer","Non-Coincident",2011,"Actual",184.0427,"NA"]
[null,"QLD","QWLN","Woolooga (Ergon)","Ergon","Winter","Non-Coincident",2007,"Actual",185.18212800000001,"NA"]
[null,"QLD","QWLN","Woolooga (Ergon)","Ergon","Winter","Non-Coincident",2013,"Actual",30.623640000000002,"NA"]
[null,"QLD","QWRE","Woree","Ergon","Winter","Non-Coincident",2009,"Actual",24.04148,"NA"]
[null,"QLD","QWRE","Woree","Ergon","Summer","Non-Coincident",2011,"Actual",33.339860000000002,"NA"]
[null,"QLD","QWCB","Wycarbah","Powerlink","Summer","Non-Coincident",2014,"Actual","NA","NA"]
[null,"QLD","QWCB","Wycarbah","Powerlink","Summer","Non-Coincident",2015,"Actual","NA","NA"]
[null,"QLD","QYAE","Yarwun - Boat Creek","Ergon","Winter","Non-Coincident",2014,"Actual",41.428400000000003,"NA"]
[null,"QLD","QYAR","Yarwun Alumina","Powerlink","Winter","Non-Coincident",2011,"Actual","NA","NA"]
[null,"QLD","QABRQMRXloop","Abermain - Middle Ridge Loop","Energex","Winter","Coincident",2007,"Actual",68.771897999999993,"NA"]
[null,"QLD","QABRQMRXloop","Abermain - Middle Ridge Loop","Energex","Winter","Coincident",2013,"Actual",62.903877999999999,"NA"]
[null,"QLD","QABM","Abermain 33","Energex","Winter","Coincident",2006,"Actual",111.3592,"NA"]
[null,"QLD","QABM","Abermain 33","Energex","Summer","Coincident",2008,"Actual",93.184119999999993,"NA"]
[null,"QLD","QABM","Abermain 33","Energex","Summer","Coincident",2016,"Actual",86.656858,"NA"]
[null,"QLD","QASF","Alan Sherriff","Ergon","Winter","Coincident",2007,"Actual",12.4339,"NA"]
[null,"QLD","QASF","Alan Sherriff","Ergon","Winter","Coincident",2013,"Actual",11.85994,"NA"]
[null,"QLD","QALG","Algester","Energex","Winter","Coincident",2008,"Actual",67.045060000000007,"NA"]
[null,"QLD","QALG","Algester","Energex","Winter","Coincident",2013,"Actual",49.053359999999998,"NA"]
[null,"QLD","QALH","Alligator Creek 132","Ergon","Winter","Coincident",2013,"Actual",24.025200000000002,"NA"]
[null,"QLD","QALC","Alligator Creek 33","Ergon","Summer","Coincident",2007,"Actual",32.356619999999999,"NA"]
[null,"QLD","QALC","Alligator Creek 33","Ergon","Winter","Coincident",2008,"Actual",33.390680000000003,"NA"]
[null,"QLD","QCBW","Ashgrove West 110","Energex","Summer","Coincident",2011,"Actual",96.957285999999996,"NA"]
[null,"QLD","QCBW","Ashgrove West 110","Energex","Winter","Coincident",2012,"Actual",63.952184000000003,"NA"]
[null,"QLD","QAGW","Ashgrove West 33","Energex","Winter","Coincident",2008,"Actual",79.846860000000007,"NA"]
[null,"QLD","QAGW","Ashgrove West 33","Energex","Summer","Coincident",2012,"Actual",64.829359999999994,"NA"]
[null,"QLD","QMOB","Belmont Wecker Road 11","Powerlink","Winter","Coincident",2010,"Actual","NA","NA"]
[null,"QLD","QMOB","Belmont Wecker Road 11","Powerlink","Summer","Coincident",2014,"Actual","NA","NA"]
[null,"QLD","QBMH","Belmont Wecker Road 110","Energex","Summer","Coincident",2010,"Actual",315.28993600000001,"NA"]
[null,"QLD","QBMH","Belmont Wecker Road 110","Energex","Winter","Coincident",2011,"Actual",339.59589599999998,"NA"]
[null,"QLD","QBBS","Belmont Wecker Road 33","Energex","Winter","Coincident",2009,"Actual",153.01759999999999,"NA"]
[null,"QLD","QBBS","Belmont Wecker Road 33","Energex","Winter","Coincident",2010,"Actual",135.43564000000001,"NA"]
[null,"QLD","QBIL","Biloela","Ergon","Winter","Coincident",2006,"Actual",17.57264,"NA"]
[null,"QLD","QBIL","Biloela","Ergon","Summer","Coincident",2010,"Actual",30.009440000000001,"NA"]
[null,"QLD","QBIL","Biloela","Ergon","Summer","Coincident",2016,"Actual",26.116792,"NA"]
[null,"QLD","QBKS","Blackstone","Energex","Summer","Coincident",2015,"Actual",85.015727999999996,"NA"]
[null,"QLD","QBWH","Blackwater 132","Ergon","Summer","Coincident",2011,"Actual",10.569879999999999,"NA"]
[null,"QLD","QBWH","Blackwater 132","Ergon","Winter","Coincident",2015,"Actual",19.541049999999998,"NA"]
[null,"QLD","QBWL","Blackwater 66/11","Ergon","Summer","Coincident",2010,"Actual",86.853579999999994,"NA"]
[null,"QLD","QBWL","Blackwater 66/11","Ergon","Winter","Coincident",2011,"Actual",82.770960000000002,"NA"]
[null,"QLD","QBLF","Bluff (Rail)","Powerlink","Summer","Coincident",2014,"Actual","NA","NA"]
[null,"QLD","QBNB","Bolingbroke (Rail)","Powerlink","Winter","Coincident",2010,"Actual","NA","NA"]
[null,"QLD","QBNN","Bowen North","Ergon","Summer","Coincident",2012,"Actual",14.22608,"NA"]
[null,"QLD","QBNN","Bowen North","Ergon","Summer","Coincident",2016,"Actual",18.786439999999999,"NA"]
[null,"QLD","QBOL","Boyne Island 132","Powerlink","Summer","Coincident",2011,"Actual","NA","NA"]
[null,"QLD","QBOL","Boyne Island 132","Powerlink","Winter","Coincident",2012,"Actual","NA","NA"]
[null,"QLD","QBOH","Boyne Island 275","Powerlink","Winter","Coincident",2010,"Actual","NA","NA"]
[null,"QLD","QBOH","Boyne Island 275","Powerlink","Summer","Coincident",2012,"Actual","NA","NA"]
[null,"QLD","QBK2","Bulli Creek","Essential Energy","Winter","Coincident",2007,"Actual",9.9999999999999998E-20,"NA"]
[null,"QLD","QBK2","Bulli Creek","Essential Energy","Summer","Coincident",2009,"Actual",9.9999999999999998E-20,"NA"]
[null,"QLD","QBK2","Bulli Creek","Essential Energy","Summer","Coincident",2014,"Actual",9.9999999999999998E-20,"NA"]
[null,"QLD","QBLK","Bulli Creek (Waggamba)","Ergon","Summer","Coincident",2008,"Actual",15.27228,"NA"]
[null,"QLD","QBLK","Bulli Creek (Waggamba)","Ergon","Summer","Coincident",2014,"Actual",20.313459999999999,"NA"]
[null,"QLD","QBLK","Bulli Creek (Waggamba)","Ergon","Winter","Coincident",2015,"Actual",19.040800000000001,"NA"]
[null,"QLD","QBDA","Bundamba","Energex","Winter","Coincident",2013,"Actual",25.816880000000001,"NA"]
[null,"QLD","QBDA","Bundamba","Energex","Summer","Coincident",2015,"Actual",31.646415999999999,"NA"]
[null,"QLD","QBUR","Burton Downs","Powerlink","Winter","Coincident",2009,"Actual","NA","NA"]
[null,"QLD","QBUR","Burton Downs","Powerlink","Summer","Coincident",2014,"Actual","NA","NA"]
[null,"QLD","QCRN","Cairns","Ergon","Summer","Coincident",2010,"Actual",65.783879999999996,"NA"]
[null,"QLD","QCRN","Cairns","Ergon","Winter","Coincident",2013,"Actual",32.027720000000002,"NA"]
[null,"QLD","QCNS","Cairns City","Ergon","Winter","Coincident",2009,"Actual",37.352746000000003,"NA"]
[null,"QLD","QCNS","Cairns City","Ergon","Summer","Coincident",2013,"Actual",40.684818,"NA"]
[null,"QLD","QCMD","Callemondah (Rail)","Powerlink","Summer","Coincident",2009,"Actual","NA","NA"]
[null,"QLD","QCMD","Callemondah (Rail)","Powerlink","Summer","Coincident",2010,"Actual","NA","NA"]
[null,"QLD","QCAR","Calliope River","Ergon","Winter","Coincident",2015,"Actual",23.857351999999999,"NA"]
[null,"QLD","QCDW","Cardwell","Ergon","Summer","Coincident",2007,"Actual",4.0303599999999999,"NA"]
[null,"QLD","QCDW","Cardwell","Ergon","Summer","Coincident",2013,"Actual",4.1776600000000004,"NA"]
[null,"QLD","QCHA","Chinchilla","Ergon","Summer","Coincident",2013,"Actual",15.90814,"NA"]
[null,"QLD","QCLR","Clare","Ergon","Summer","Coincident",2009,"Actual",35.339919999999999,"NA"]
[null,"QLD","QCLR","Clare","Ergon","Winter","Coincident",2013,"Actual",36.805329999999998,"NA"]
[null,"QLD","QCOL","Collinsville Load","Ergon","Summer","Coincident",2008,"Actual",8.77,"NA"]
[null,"QLD","QCOL","Collinsville Load","Ergon","Winter","Coincident",2009,"Actual",9.9600000000000009,"NA"]
[null,"QLD","QCND","Columboola Bellvue","Powerlink","Winter","Coincident",2015,"Actual","NA","NA"]
[null,"QLD","QCBL","Columboola","Ergon","Winter","Coincident",2013,"Actual",50.738280000000003,"NA"]
[null,"QLD","QCOP","Coppabella (Rail)","Powerlink","Summer","Coincident",2007,"Actual","NA","NA"]
[null,"QLD","QCOP","Coppabella (Rail)","Powerlink","Summer","Coincident",2011,"Actual","NA","NA"]
[null,"QLD","QCOP","Coppabella (Rail)","Powerlink","Summer","Coincident",2016,"Actual","NA","NA"]
[null,"QLD","QDNG","Dingo (Rail)","Powerlink","Winter","Coincident",2009,"Actual","NA","NA"]
[null,"QLD","QDNG","Dingo (Rail)","Powerlink","Winter","Coincident",2015,"Actual","NA","NA"]
[null,"QLD","QDRG","Duaringa","Powerlink","Winter","Coincident",2013,"Actual","NA","NA"]
[null,"QLD","QDYS","Dysart","Ergon","Winter","Coincident",2011,"Actual",35.476599999999998,"NA"]
[null,"QLD","QDYS","Dysart","Ergon","Summer","Coincident",2013,"Actual",27.906639999999999,"NA"]
[null,"QLD","QDYS","Dysart","Ergon","Summer","Coincident",2016,"Actual",28.428038000000001,"NA"]
[null,"QLD","QEMT","Edmonton","Ergon","Winter","Coincident",2010,"Actual",23.466259999999998,"NA"]
[null,"QLD","QELA","El Arish","Ergon","Winter","Coincident",2010,"Actual",3.4774799999999999,"NA"]
[null,"QLD","QELA","El Arish","Ergon","Summer","Coincident",2014,"Actual",2.39452,"NA"]
[null,"QLD","QGNG","Gin Gin","Ergon","Summer","Coincident",2010,"Actual",137.91372000000001,"NA"]
[null,"QLD","QGNG","Gin Gin","Ergon","Summer","Coincident",2011,"Actual",137.23591999999999,"NA"]
[null,"QLD","QGST","Gladstone South","Ergon","Summer","Coincident",2009,"Actual",68.544520000000006,"NA"]
[null,"QLD","QGST","Gladstone South","Ergon","Winter","Coincident",2010,"Actual",46.088360000000002,"NA"]
[null,"QLD","QGST","Gladstone South","Ergon","Summer","Coincident",2014,"Actual",63.407859999999999,"NA"]
[null,"QLD","QGDA","Goodna","Energex","Winter","Coincident",2010,"Actual",67.541060000000002,"NA"]
[null,"QLD","QGYR","Goonyella Riverside Mine","Powerlink","Summer","Coincident",2013,"Actual","NA","NA"]
[null,"QLD","QGRN","Grantleigh (Rail)","Powerlink","Winter","Coincident",2006,"Actual","NA","NA"]
[null,"QLD","QGRN","Grantleigh (Rail)","Powerlink","Winter","Coincident",2012,"Actual","NA","NA"]
[null,"QLD","QGRN","Grantleigh (Rail)","Powerlink","Winter","Coincident",2013,"Actual","NA","NA"]
[null,"QLD","GreaterTownsville","Greater Townsville Loop","Ergon","Winter","Coincident",2011,"Actual",176.23346000000001,"NA"]
[null,"QLD","GreaterTownsville","Greater Townsville Loop","Ergon","Summer","Coincident",2013,"Actual",247.82442,"NA"]
[null,"QLD","QGRE","Gregory (Rail)","Powerlink","Winter","Coincident",2006,"Actual","NA","NA"]
[null,"QLD","QGRE","Gregory (Rail)","Powerlink","Winter","Coincident",2012,"Actual","NA","NA"]
[null,"QLD","QING","Ingham","Ergon","Summer","Coincident",2008,"Actual",15.60122,"NA"]
[null,"QLD","QING","Ingham","Ergon","Winter","Coincident",2011,"Actual",13.113860000000001,"NA"]
[null,"QLD","QINF","Innisfail","Ergon","Winter","Coincident",2007,"Actual",15.439080000000001,"NA"]
[null,"QLD","QINF","Innisfail","Ergon","Summer","Coincident",2011,"Actual",24.2624,"NA"]
[null,"QLD","QINV","Invicta Load","Powerlink","Summer","Coincident",2007,"Actual","NA","NA"]
[null,"QLD","QINV","Invicta Load","Powerlink","Winter","Coincident",2008,"Actual","NA","NA"]
[null,"QLD","QINV","Invicta Load","Powerlink","Winter","Coincident",2013,"Actual","NA","NA"]
[null,"QLD","QKAM","Kamerunga","Ergon","Winter","Coincident",2007,"Actual",34.485140000000001,"NA"]
[null,"QLD","QKAM","Kamerunga","Ergon","Winter","Coincident",2013,"Actual",35.340919999999997,"NA"]
[null,"QLD","QEMS","Kemmis","Ergon","Summer","Coincident",2007,"Actual","NA","NA"]
[null,"QLD","QEMS","Kemmis","Ergon","Summer","Coincident",2013,"Actual","NA","NA"]
[null,"QLD","QKCK","King Creek","Ergon","Winter","Coincident",2007,"Actual","NA","NA"]
[null,"QLD","QKCK","King Creek","Ergon","Winter","Coincident",2013,"Actual","NA","NA"]
[null,"QLD","QKCK","King Creek","Ergon","Summer","Coincident",2015,"Actual","NA","NA"]
[null,"QLD","QLIL","Lilyvale","Ergon","Summer","Coincident",2008,"Actual",88.501300000000001,"NA"]
[null,"QLD","QLIL","Lilyvale","Ergon","Summer","Coincident",2014,"Actual",119.076806,"NA"]
[null,"QLD","QLCM","Lilyvale (Barcaldine)","Ergon","Winter","Coincident",2007,"Actual",85.294892000000004,"NA"]
[null,"QLD","QLCM","Lilyvale (Barcaldine)","Ergon","Winter","Coincident",2013,"Actual",28.284040000000001,"NA"]
[null,"QLD","QLGH","Loganlea 110","Energex","Winter","Coincident",2009,"Actual",344.85611999999998,"NA"]
[null,"QLD","QLGH","Loganlea 110","Energex","Winter","Coincident",2010,"Actual",324.93785000000003,"NA"]
[null,"QLD","QLGL","Loganlea 33","Energex","Winter","Coincident",2008,"Actual",106.10138000000001,"NA"]
[null,"QLD","QLGL","Loganlea 33","Energex","Summer","Coincident",2010,"Actual",86.100399999999993,"NA"]
[null,"QLD","QLGL","Loganlea 33","Energex","Winter","Coincident",2013,"Actual",79.927959999999999,"NA"]
[null,"QLD","QMKA","Mackay","Ergon","Winter","Coincident",2009,"Actual",70.655640000000005,"NA"]
[null,"QLD","QMKA","Mackay","Ergon","Summer","Coincident",2013,"Actual",89.822739999999996,"NA"]
[null,"QLD","QMRG","Middle Ridge (Ergon)","Ergon","Summer","Coincident",2010,"Actual",183.282534,"NA"]
[null,"QLD","QMRG","Middle Ridge (Ergon)","Ergon","Winter","Coincident",2014,"Actual",207.24760599999999,"NA"]
[null,"QLD","QMND","Mindi (Rail)","Powerlink","Winter","Coincident",2009,"Actual","NA","NA"]
[null,"QLD","QMND","Mindi (Rail)","Powerlink","Winter","Coincident",2015,"Actual","NA","NA"]
[null,"QLD","QMAR","Molendinar","Energex","Summer","Coincident",2007,"Actual",265.12396999999999,"NA"]
[null,"QLD","QMAR","Molendinar","Energex","Winter","Coincident",2010,"Actual",378.96721000000002,"NA"]
[null,"QLD","QMRN","Moranbah (Mine)","Ergon","Summer","Coincident",2007,"Actual",102.42246,"NA"]
[null,"QLD","QMRN","Moranbah (Mine)","Ergon","Winter","Coincident",2009,"Actual",98.951847999999998,"NA"]
[null,"QLD","QMRN","Moranbah (Mine)","Ergon","Winter","Coincident",2015,"Actual",69.707980000000006,"NA"]
[null,"QLD","QMRL","Moranbah (Town)","Ergon","Winter","Coincident",2011,"Actual",7.7563199999999997,"NA"]
[null,"QLD","QMRL","Moranbah (Town)","Ergon","Summer","Coincident",2015,"Actual",9.8105159999999998,"NA"]
[null,"QLD","QMBS","Moranbah South (Rail)","Powerlink","Summer","Coincident",2011,"Actual","NA","NA"]
[null,"QLD","QMBS","Moranbah South (Rail)","Powerlink","Winter","Coincident",2014,"Actual","NA","NA"]
[null,"QLD","QMRH","Moranbah Substation","Ergon","Winter","Coincident",2014,"Actual",29.821826000000001,"NA"]
[null,"QLD","QMRA","Moura","Ergon","Winter","Coincident",2008,"Actual",39.943640000000002,"NA"]
[null,"QLD","QMRA","Moura","Ergon","Summer","Coincident",2012,"Actual",53.6066,"NA"]
[null,"QLD","QMTM","Mt Mclaren (Rail)","Powerlink","Summer","Coincident",2008,"Actual","NA","NA"]
[null,"QLD","QMTM","Mt Mclaren (Rail)","Powerlink","Summer","Coincident",2014,"Actual","NA","NA"]
[null,"QLD","QMGB","Mudgeeraba 110","Energex","Winter","Coincident",2007,"Actual",324.69709999999998,"NA"]
[null,"QLD","QMGB","Mudgeeraba 110","Energex","Summer","Coincident",2010,"Actual",342.68560000000002,"NA"]
[null,"QLD","QMGL","Mudgeeraba 33","Energex","Summer","Coincident",2010,"Actual",15.00662,"NA"]
[null,"QLD","QMGL","Mudgeeraba 33","Energex","Winter","Coincident",2011,"Actual",14.400040000000001,"NA"]
[null,"QLD","QMRE","Murarrie (Belmont)","Energex","Winter","Coincident",2007,"Actual",285.6114,"NA"]
[null,"QLD","QMRE","Murarrie (Belmont)","Energex","Summer","Coincident",2011,"Actual",466.68991999999997,"NA"]
[null,"QLD","QNEB","Nebo","Ergon","Summer","Coincident",2007,"Actual",2.82762,"NA"]
[null,"QLD","QNEB","Nebo","Ergon","Summer","Coincident",2013,"Actual",3.5465200000000001,"NA"]
[null,"QLD","QNEB","Nebo","Ergon","Summer","Coincident",2016,"Actual",1.7548060000000001,"NA"]
[null,"QLD","QNLD","Newlands","Ergon","Summer","Coincident",2012,"Actual",22.634419999999999,"NA"]
[null,"QLD","QNLD","Newlands","Ergon","Winter","Coincident",2015,"Actual",54.979280000000003,"NA"]
[null,"QLD","QNGY","North Goonyella","Powerlink","Summer","Coincident",2007,"Actual","NA","NA"]
[null,"QLD","QNGY","North Goonyella","Powerlink","Summer","Coincident",2013,"Actual","NA","NA"]
[null,"QLD","QNOR","Norwich Park (Rail)","Powerlink","Winter","Coincident",2006,"Actual","NA","NA"]
[null,"QLD","QNOR","Norwich Park (Rail)","Powerlink","Winter","Coincident",2013,"Actual","NA","NA"]
[null,"QLD","QNOR","Norwich Park (Rail)","Powerlink","Winter","Coincident",2015,"Actual","NA","NA"]
[null,"QLD","QOKT","Oakey","Ergon","Summer","Coincident",2014,"Actual",31.851379999999999,"NA"]
[null,"QLD","QOON","Oonooie (Rail)","Powerlink","Summer","Coincident",2010,"Actual","NA","NA"]
[null,"QLD","QOON","Oonooie (Rail)","Powerlink","Winter","Coincident",2013,"Actual","NA","NA"]
[null,"QLD","QOON","Oonooie (Rail)","Powerlink","Summer","Coincident",2015,"Actual","NA","NA"]
[null,"QLD","QPWD","Palmwoods","Energex","Winter","Coincident",2009,"Actual",344.62452999999999,"NA"]
[null,"QLD","QPWD","Palmwoods","Energex","Summer","Coincident",2012,"Actual",344.12468999999999,"NA"]
[null,"QLD","QPKD","Peak Downs (Rail)","Powerlink","Summer","Coincident",2008,"Actual","NA","NA"]
[null,"QLD","QPKD","Peak Downs (Rail)","Powerlink","Winter","Coincident",2011,"Actual","NA","NA"]
[null,"QLD","QPIV","Pioneer Valley","Ergon","Winter","Coincident",2007,"Actual",7.7227399999999999,"NA"]
[null,"QLD","QPIV","Pioneer Valley","Ergon","Winter","Coincident",2013,"Actual",33.235999999999997,"NA"]
[null,"QLD","QPIV","Pioneer Valley","Ergon","Summer","Coincident",2015,"Actual",43.596372000000002,"NA"]
[null,"QLD","QPRO","Proserpine","Ergon","Summer","Coincident",2008,"Actual",53.249299999999998,"NA"]
[null,"QLD","QPRO","Proserpine","Ergon","Summer","Coincident",2016,"Actual",40.843682000000001,"NA"]
[null,"QLD","QQAH","Queensland Alumina Ltd (Gladstone South)","Powerlink","Winter","Coincident",2007,"Actual","NA","NA"]
[null,"QLD","QQAH","Queensland Alumina Ltd (Gladstone South)","Powerlink","Winter","Coincident",2013,"Actual","NA","NA"]
[null,"QLD","QQNH","Queensland Nickel (Yabulu)","Powerlink","Summer","Coincident",2007,"Actual","NA","NA"]
[null,"QLD","QQNH","Queensland Nickel (Yabulu)","Powerlink","Summer","Coincident",2013,"Actual","NA","NA"]
[null,"QLD","QQNH","Queensland Nickel (Yabulu)","Powerlink","Summer","Coincident",2015,"Actual","NA","NA"]
[null,"QLD","QQNH","Queensland Nickel (Yabulu)","Powerlink","Winter","Coincident",2015,"Actual","NA","NA"]
[null,"QLD","QQNH","Queensland Nickel (Yabulu)","Powerlink","Summer","Coincident",2016,"Actual","NA","NA"]
[null,"QLD","QRGL","Raglan","Powerlink","Winter","Coincident",2012,"Actual","NA","NA"]
[null,"QLD","QRGL","Raglan","Powerlink","Summer","Coincident",2013,"Actual","NA","NA"]
[null,"QLD","QRGL","Raglan","Powerlink","Winter","Coincident",2013,"Actual","NA","NA"]
[null,"QLD","QRGL","Raglan","Powerlink","Summer","Coincident",2014,"Actual","NA","NA"]
[null,"QLD","QRGL","Raglan","Powerlink","Winter","Coincident",2014,"Actual","NA","NA"]
[null,"QLD","QRGL","Raglan","Powerlink","Summer","Coincident",2015,"Actual","NA","NA"]
[null,"QLD","QRGL","Raglan","Powerlink","Winter","Coincident",2015,"Actual","NA","NA"]
[null,"QLD","QRGL","Raglan","Powerlink","Summer","Coincident",2016,"Actual","NA","NA"]
[null,"QLD","QRPN","Redbank Plains","Energex","Winter","Coincident",2006,"Actual",17.668659999999999,"NA"]
[null,"QLD","QRPN","Redbank Plains","Energex","Summer","Coincident",2007,"Actual",16.306319999999999,"NA"]
[null,"QLD","QRPN","Redbank Plains","Energex","Winter","Coincident",2007,"Actual",16.389520000000001,"NA"]
[null,"QLD","QRPN","Redbank Plains","Energex","Summer","Coincident",2008,"Actual",15.73438,"NA"]
[null,"QLD","QRPN","Redbank Plains","Energex","Winter","Coincident",2008,"Actual",20.360279999999999,"NA"]
[null,"QLD","QRPN","Redbank Plains","Energex","Summer","Coincident",2009,"Actual",22.56606,"NA"]
[null,"QLD","QRPN","Redbank Plains","Energex","Winter","Coincident",2009,"Actual",22.015899999999998,"NA"]
[null,"QLD","QRPN","Redbank Plains","Energex","Summer","Coincident",2010,"Actual",20.508500000000002,"NA"]
[null,"QLD","QRPN","Redbank Plains","Energex","Winter","Coincident",2010,"Actual",21.021100000000001,"NA"]
[null,"QLD","QRPN","Redbank Plains","Energex","Summer","Coincident",2011,"Actual",21.03668,"NA"]
[null,"QLD","QRPN","Redbank Plains","Energex","Winter","Coincident",2011,"Actual",21.58484,"NA"]
[null,"QLD","QRPN","Redbank Plains","Energex","Summer","Coincident",2012,"Actual",22.876660000000001,"NA"]
[null,"QLD","QRPN","Redbank Plains","Energex","Winter","Coincident",2012,"Actual",19.452000000000002,"NA"]
[null,"QLD","QRPN","Redbank Plains","Energex","Summer","Coincident",2013,"Actual",21.208680000000001,"NA"]
[null,"QLD","QRPN","Redbank Plains","Energex","Winter","Coincident",2013,"Actual",19.076720000000002,"NA"]
[null,"QLD","QRPN","Redbank Plains","Energex","Summer","Coincident",2014,"Actual",14.53016,"NA"]
[null,"QLD","QRPN","Redbank Plains","Energex","Winter","Coincident",2014,"Actual",13.554724,"NA"]
[null,"QLD","QRPN","Redbank Plains","Energex","Summer","Coincident",2015,"Actual",16.173373999999999,"NA"]
[null,"QLD","QRPN","Redbank Plains","Energex","Winter","Coincident",2015,"Actual",15.032264,"NA"]
[null,"QLD","QRPN","Redbank Plains","Energex","Summer","Coincident",2016,"Actual",17.524363999999998,"NA"]
[null,"QLD","QRLD","Richlands","Energex","Winter","Coincident",2006,"Actual",109.07532,"NA"]
[null,"QLD","QRLD","Richlands","Energex","Summer","Coincident",2007,"Actual",84.562640000000002,"NA"]
[null,"QLD","QRLD","Richlands","Energex","Winter","Coincident",2007,"Actual",70.435959999999994,"NA"]
[null,"QLD","QRLD","Richlands","Energex","Summer","Coincident",2008,"Actual",80.972819999999999,"NA"]
[null,"QLD","QRLD","Richlands","Energex","Winter","Coincident",2008,"Actual",74.361379999999997,"NA"]
[null,"QLD","QRLD","Richlands","Energex","Summer","Coincident",2009,"Actual",87.046719999999993,"NA"]
[null,"QLD","QRLD","Richlands","Energex","Winter","Coincident",2009,"Actual",67.816540000000003,"NA"]
[null,"QLD","QRLD","Richlands","Energex","Summer","Coincident",2010,"Actual",94.262960000000007,"NA"]
[null,"QLD","QRLD","Richlands","Energex","Winter","Coincident",2010,"Actual",66.382059999999996,"NA"]
[null,"QLD","QRLD","Richlands","Energex","Summer","Coincident",2011,"Actual",98.727519999999998,"NA"]
[null,"QLD","QRLD","Richlands","Energex","Winter","Coincident",2011,"Actual",75.571079999999995,"NA"]
[null,"QLD","QRLD","Richlands","Energex","Summer","Coincident",2012,"Actual",94.831040000000002,"NA"]
[null,"QLD","QRLD","Richlands","Energex","Winter","Coincident",2012,"Actual",81.240539999999996,"NA"]
[null,"QLD","QRLD","Richlands","Energex","Summer","Coincident",2013,"Actual",112.14597999999999,"NA"]
[null,"QLD","QRLD","Richlands","Energex","Winter","Coincident",2013,"Actual",65.843860000000006,"NA"]
[null,"QLD","QRLD","Richlands","Energex","Summer","Coincident",2014,"Actual",119.49086,"NA"]
[null,"QLD","QRLD","Richlands","Energex","Winter","Coincident",2014,"Actual",66.068727999999993,"NA"]
[null,"QLD","QRLD","Richlands","Energex","Summer","Coincident",2015,"Actual",97.186744000000004,"NA"]
[null,"QLD","QRLD","Richlands","Energex","Winter","Coincident",2015,"Actual",71.371821999999995,"NA"]
[null,"QLD","QRLD","Richlands","Energex","Summer","Coincident",2016,"Actual",95.121641999999994,"NA"]
[null,"QLD","Rockhampton","Rockhampton Loop","Ergon","Winter","Coincident",2006,"Actual",126.0489,"NA"]
[null,"QLD","Rockhampton","Rockhampton Loop","Ergon","Summer","Coincident",2007,"Actual",184.88614000000001,"NA"]
[null,"QLD","Rockhampton","Rockhampton Loop","Ergon","Winter","Coincident",2007,"Actual",150.476,"NA"]
[null,"QLD","Rockhampton","Rockhampton Loop","Ergon","Summer","Coincident",2008,"Actual",160.25088,"NA"]
[null,"QLD","Rockhampton","Rockhampton Loop","Ergon","Winter","Coincident",2008,"Actual",138.68626,"NA"]
[null,"QLD","Rockhampton","Rockhampton Loop","Ergon","Summer","Coincident",2009,"Actual",154.69826,"NA"]
[null,"QLD","Rockhampton","Rockhampton Loop","Ergon","Winter","Coincident",2009,"Actual",123.56068,"NA"]
[null,"QLD","Rockhampton","Rockhampton Loop","Ergon","Summer","Coincident",2010,"Actual",163.02542,"NA"]
[null,"QLD","Rockhampton","Rockhampton Loop","Ergon","Winter","Coincident",2010,"Actual",121.20162000000001,"NA"]
[null,"QLD","Rockhampton","Rockhampton Loop","Ergon","Summer","Coincident",2011,"Actual",171.82856000000001,"NA"]
[null,"QLD","Rockhampton","Rockhampton Loop","Ergon","Winter","Coincident",2011,"Actual",122.91682,"NA"]
[null,"QLD","Rockhampton","Rockhampton Loop","Ergon","Summer","Coincident",2012,"Actual",172.20544000000001,"NA"]
[null,"QLD","Rockhampton","Rockhampton Loop","Ergon","Winter","Coincident",2012,"Actual",126.46602,"NA"]
[null,"QLD","Rockhampton","Rockhampton Loop","Ergon","Summer","Coincident",2013,"Actual",179.55918,"NA"]
[null,"QLD","Rockhampton","Rockhampton Loop","Ergon","Winter","Coincident",2013,"Actual",115.66722,"NA"]
[null,"QLD","Rockhampton","Rockhampton Loop","Ergon","Summer","Coincident",2014,"Actual",164.97836000000001,"NA"]
[null,"QLD","Rockhampton","Rockhampton Loop","Ergon","Winter","Coincident",2014,"Actual",140.21454399999999,"NA"]
[null,"QLD","Rockhampton","Rockhampton Loop","Ergon","Summer","Coincident",2015,"Actual",160.24558400000001,"NA"]
[null,"QLD","Rockhampton","Rockhampton Loop","Ergon","Winter","Coincident",2015,"Actual",128.35048800000001,"NA"]
[null,"QLD","Rockhampton","Rockhampton Loop","Ergon","Summer","Coincident",2016,"Actual",147.670716,"NA"]
[null,"QLD","QRCK","Rocklands (Rail)","Powerlink","Winter","Coincident",2006,"Actual","NA","NA"]
[null,"QLD","QRCK","Rocklands (Rail)","Powerlink","Summer","Coincident",2007,"Actual","NA","NA"]
[null,"QLD","QRCK","Rocklands (Rail)","Powerlink","Winter","Coincident",2007,"Actual","NA","NA"]
[null,"QLD","QRCK","Rocklands (Rail)","Powerlink","Summer","Coincident",2008,"Actual","NA","NA"]
[null,"QLD","QRCK","Rocklands (Rail)","Powerlink","Winter","Coincident",2008,"Actual","NA","NA"]
[null,"QLD","QRCK","Rocklands (Rail)","Powerlink","Summer","Coincident",2009,"Actual","NA","NA"]
[null,"QLD","QRCK","Rocklands (Rail)","Powerlink","Winter","Coincident",2009,"Actual","NA","NA"]
[null,"QLD","QRCK","Rocklands (Rail)","Powerlink","Summer","Coincident",2010,"Actual","NA","NA"]
[null,"QLD","QRCK","Rocklands (Rail)","Powerlink","Winter","Coincident",2010,"Actual","NA","NA"]
[null,"QLD","QRCK","Rocklands (Rail)","Powerlink","Summer","Coincident",2011,"Actual","NA","NA"]
[null,"QLD","QRCK","Rocklands (Rail)","Powerlink","Winter","Coincident",2011,"Actual","NA","NA"]
[null,"QLD","QRCK","Rocklands (Rail)","Powerlink","Summer","Coincident",2012,"Actual","NA","NA"]
[null,"QLD","QRCK","Rocklands (Rail)","Powerlink","Winter","Coincident",2012,"Actual","NA","NA"]
[null,"QLD","QRCK","Rocklands (Rail)","Powerlink","Summer","Coincident",2013,"Actual","NA","NA"]
[null,"QLD","QRCK","Rocklands (Rail)","Powerlink","Winter","Coincident",2013,"Actual","NA","NA"]
[null,"QLD","QRCK","Rocklands (Rail)","Powerlink","Summer","Coincident",2014,"Actual","NA","NA"]
[null,"QLD","QRCK","Rocklands (Rail)","Powerlink","Winter","Coincident",2014,"Actual","NA","NA"]
[null,"QLD","QRCK","Rocklands (Rail)","Powerlink","Summer","Coincident",2015,"Actual","NA","NA"]
[null,"QLD","QRCK","Rocklands (Rail)","Powerlink","Winter","Coincident",2015,"Actual","NA","NA"]
[null,"QLD","QRCK","Rocklands (Rail)","Powerlink","Summer","Coincident",2016,"Actual","NA","NA"]
[null,"QLD","QRLE","Rocklea (Archerfield)","Energex","Winter","Coincident",2006,"Actual",68.151120000000006,"NA"]
[null,"QLD","QRLE","Rocklea (Archerfield)","Energex","Summer","Coincident",2007,"Actual",91.618579999999994,"NA"]
[null,"QLD","QRLE","Rocklea (Archerfield)","Energex","Winter","Coincident",2007,"Actual",72.192880000000002,"NA"]
[null,"QLD","QRLE","Rocklea (Archerfield)","Energex","Summer","Coincident",2008,"Actual",78.468900000000005,"NA"]
[null,"QLD","QRLE","Rocklea (Archerfield)","Energex","Winter","Coincident",2008,"Actual",63.087519999999998,"NA"]
[null,"QLD","QRLE","Rocklea (Archerfield)","Energex","Summer","Coincident",2009,"Actual",78.541600000000003,"NA"]
[null,"QLD","QRLE","Rocklea (Archerfield)","Energex","Winter","Coincident",2009,"Actual",59.877200000000002,"NA"]
[null,"QLD","QRLE","Rocklea (Archerfield)","Energex","Summer","Coincident",2010,"Actual",94.37406,"NA"]
[null,"QLD","QRLE","Rocklea (Archerfield)","Energex","Winter","Coincident",2010,"Actual",62.2669,"NA"]
[null,"QLD","QRLE","Rocklea (Archerfield)","Energex","Summer","Coincident",2011,"Actual",170.91898,"NA"]
[null,"QLD","QRLE","Rocklea (Archerfield)","Energex","Winter","Coincident",2011,"Actual",117.08181999999999,"NA"]
[null,"QLD","QRLE","Rocklea (Archerfield)","Energex","Summer","Coincident",2012,"Actual",171.68559999999999,"NA"]
[null,"QLD","QRLE","Rocklea (Archerfield)","Energex","Winter","Coincident",2012,"Actual",102.26924,"NA"]
[null,"QLD","QRLE","Rocklea (Archerfield)","Energex","Summer","Coincident",2013,"Actual",145.52036000000001,"NA"]
[null,"QLD","QRLE","Rocklea (Archerfield)","Energex","Winter","Coincident",2013,"Actual",129.33125999999999,"NA"]
[null,"QLD","QRLE","Rocklea (Archerfield)","Energex","Summer","Coincident",2014,"Actual",163.67424,"NA"]
[null,"QLD","QRLE","Rocklea (Archerfield)","Energex","Winter","Coincident",2014,"Actual",97.134870000000006,"NA"]
[null,"QLD","QRLE","Rocklea (Archerfield)","Energex","Summer","Coincident",2015,"Actual",166.374988,"NA"]
[null,"QLD","QRLE","Rocklea (Archerfield)","Energex","Winter","Coincident",2015,"Actual",106.67164,"NA"]
[null,"QLD","QRLE","Rocklea (Archerfield)","Energex","Summer","Coincident",2016,"Actual",145.602508,"NA"]
[null,"QLD","QROS","Ross","Ergon","Winter","Coincident",2006,"Actual",20.5687,"NA"]
[null,"QLD","QROS","Ross","Ergon","Summer","Coincident",2007,"Actual",35.941920000000003,"NA"]
[null,"QLD","QROS","Ross","Ergon","Winter","Coincident",2007,"Actual",25.572299999999998,"NA"]
[null,"QLD","QROS","Ross","Ergon","Summer","Coincident",2008,"Actual",32.324680000000001,"NA"]
[null,"QLD","QROS","Ross","Ergon","Winter","Coincident",2008,"Actual",28.03068,"NA"]
[null,"QLD","QROS","Ross","Ergon","Summer","Coincident",2009,"Actual",29.7182,"NA"]
[null,"QLD","QROS","Ross","Ergon","Winter","Coincident",2009,"Actual",29.388459999999998,"NA"]
[null,"QLD","QROS","Ross","Ergon","Summer","Coincident",2010,"Actual",38.241120000000002,"NA"]
[null,"QLD","QROS","Ross","Ergon","Winter","Coincident",2010,"Actual",26.771139999999999,"NA"]
[null,"QLD","QROS","Ross","Ergon","Summer","Coincident",2011,"Actual",34.122480000000003,"NA"]
[null,"QLD","QROS","Ross","Ergon","Winter","Coincident",2011,"Actual",23.16798,"NA"]
[null,"QLD","QROS","Ross","Ergon","Summer","Coincident",2012,"Actual",38.005099999999999,"NA"]
[null,"QLD","QROS","Ross","Ergon","Winter","Coincident",2012,"Actual",22.709099999999999,"NA"]
[null,"QLD","QROS","Ross","Ergon","Summer","Coincident",2013,"Actual",39.40166,"NA"]
[null,"QLD","QROS","Ross","Ergon","Winter","Coincident",2013,"Actual",23.433859999999999,"NA"]
[null,"QLD","QROS","Ross","Ergon","Summer","Coincident",2014,"Actual",33.603580000000001,"NA"]
[null,"QLD","QROS","Ross","Ergon","Winter","Coincident",2014,"Actual",20.261340000000001,"NA"]
[null,"QLD","QROS","Ross","Ergon","Summer","Coincident",2015,"Actual",31.798760000000001,"NA"]
[null,"QLD","QROS","Ross","Ergon","Winter","Coincident",2015,"Actual",19.71442,"NA"]
[null,"QLD","QROS","Ross","Ergon","Summer","Coincident",2016,"Actual",30.973800000000001,"NA"]
[null,"QLD","QRBS","Runcorn","Energex","Winter","Coincident",2006,"Actual",114.19024,"NA"]
[null,"QLD","QRBS","Runcorn","Energex","Summer","Coincident",2007,"Actual",120.58224,"NA"]
[null,"QLD","QRBS","Runcorn","Energex","Winter","Coincident",2007,"Actual",118.69136,"NA"]
[null,"QLD","QRBS","Runcorn","Energex","Summer","Coincident",2008,"Actual",64.757499999999993,"NA"]
[null,"QLD","QRBS","Runcorn","Energex","Winter","Coincident",2008,"Actual",69.994879999999995,"NA"]
[null,"QLD","QRBS","Runcorn","Energex","Summer","Coincident",2009,"Actual",78.010140000000007,"NA"]
[null,"QLD","QRBS","Runcorn","Energex","Winter","Coincident",2009,"Actual",60.880339999999997,"NA"]
[null,"QLD","QRBS","Runcorn","Energex","Summer","Coincident",2010,"Actual",65.284540000000007,"NA"]
[null,"QLD","QRBS","Runcorn","Energex","Winter","Coincident",2010,"Actual",54.123699999999999,"NA"]
[null,"QLD","QRBS","Runcorn","Energex","Summer","Coincident",2011,"Actual",64.861180000000004,"NA"]
[null,"QLD","QRBS","Runcorn","Energex","Winter","Coincident",2011,"Actual",57.221299999999999,"NA"]
[null,"QLD","QRBS","Runcorn","Energex","Summer","Coincident",2012,"Actual",55.719659999999998,"NA"]
[null,"QLD","QRBS","Runcorn","Energex","Winter","Coincident",2012,"Actual",51.040959999999998,"NA"]
[null,"QLD","QRBS","Runcorn","Energex","Summer","Coincident",2013,"Actual",61.125140000000002,"NA"]
[null,"QLD","QRBS","Runcorn","Energex","Winter","Coincident",2013,"Actual",46.041580000000003,"NA"]
[null,"QLD","QRBS","Runcorn","Energex","Summer","Coincident",2014,"Actual",60.962560000000003,"NA"]
[null,"QLD","QRBS","Runcorn","Energex","Winter","Coincident",2014,"Actual",46.350259999999999,"NA"]
[null,"QLD","QRBS","Runcorn","Energex","Summer","Coincident",2015,"Actual",60.367429999999999,"NA"]
[null,"QLD","QRBS","Runcorn","Energex","Winter","Coincident",2015,"Actual",41.248331999999998,"NA"]
[null,"QLD","QRBS","Runcorn","Energex","Summer","Coincident",2016,"Actual",48.168854000000003,"NA"]
[null,"QLD","QSPN","South Pine","Energex","Winter","Coincident",2006,"Actual",678.81399199999998,"NA"]
[null,"QLD","QSPN","South Pine","Energex","Summer","Coincident",2007,"Actual",759.151386,"NA"]
[null,"QLD","QSPN","South Pine","Energex","Winter","Coincident",2007,"Actual",727.19483000000002,"NA"]
[null,"QLD","QSPN","South Pine","Energex","Summer","Coincident",2008,"Actual",799.35796400000004,"NA"]
[null,"QLD","QSPN","South Pine","Energex","Winter","Coincident",2008,"Actual",836.71946600000001,"NA"]
[null,"QLD","QSPN","South Pine","Energex","Summer","Coincident",2009,"Actual",892.56338400000004,"NA"]
[null,"QLD","QSPN","South Pine","Energex","Winter","Coincident",2009,"Actual",821.82239400000003,"NA"]
[null,"QLD","QSPN","South Pine","Energex","Summer","Coincident",2010,"Actual",846.99129000000005,"NA"]
[null,"QLD","QSPN","South Pine","Energex","Winter","Coincident",2010,"Actual",691.53974200000005,"NA"]
[null,"QLD","QSPN","South Pine","Energex","Summer","Coincident",2011,"Actual",880.246982,"NA"]
[null,"QLD","QSPN","South Pine","Energex","Winter","Coincident",2011,"Actual",756.64218200000005,"NA"]
[null,"QLD","QSPN","South Pine","Energex","Summer","Coincident",2012,"Actual",854.47190599999999,"NA"]
[null,"QLD","QSPN","South Pine","Energex","Winter","Coincident",2012,"Actual",708.27695000000006,"NA"]
[null,"QLD","QSPN","South Pine","Energex","Summer","Coincident",2013,"Actual",862.22216400000002,"NA"]
[null,"QLD","QSPN","South Pine","Energex","Winter","Coincident",2013,"Actual",646.27355799999998,"NA"]
[null,"QLD","QSPN","South Pine","Energex","Summer","Coincident",2014,"Actual",789.74008000000003,"NA"]
[null,"QLD","QSPN","South Pine","Energex","Winter","Coincident",2014,"Actual",643.20242800000005,"NA"]
[null,"QLD","QSPN","South Pine","Energex","Summer","Coincident",2015,"Actual",858.30603199999996,"NA"]
[null,"QLD","QSPN","South Pine","Energex","Winter","Coincident",2015,"Actual",721.59186599999998,"NA"]
[null,"QLD","QSPN","South Pine","Energex","Summer","Coincident",2016,"Actual",842.20760199999995,"NA"]
[null,"QLD","QSYC","Stony Creek","Ergon","Summer","Coincident",2008,"Actual",-2.596E-2,"NA"]
[null,"QLD","QSYC","Stony Creek","Ergon","Winter","Coincident",2008,"Actual",-2.8539999999999999E-2,"NA"]
[null,"QLD","QSYC","Stony Creek","Ergon","Summer","Coincident",2009,"Actual",5.7959999999999998E-2,"NA"]
[null,"QLD","QSYC","Stony Creek","Ergon","Winter","Coincident",2009,"Actual",-1.1039999999999999E-2,"NA"]
[null,"QLD","QSYC","Stony Creek","Ergon","Summer","Coincident",2010,"Actual",-8.5999999999999998E-4,"NA"]
[null,"QLD","QSYC","Stony Creek","Ergon","Winter","Coincident",2010,"Actual",-3.4399999999999999E-3,"NA"]
[null,"QLD","QSYC","Stony Creek","Ergon","Summer","Coincident",2011,"Actual",-6.3400000000000001E-3,"NA"]
[null,"QLD","QSYC","Stony Creek","Ergon","Winter","Coincident",2011,"Actual",-8.8999999999999999E-3,"NA"]
[null,"QLD","QSYC","Stony Creek","Ergon","Summer","Coincident",2012,"Actual",-3.62E-3,"NA"]
[null,"QLD","QSYC","Stony Creek","Ergon","Winter","Coincident",2012,"Actual",-9.7000000000000003E-3,"NA"]
[null,"QLD","QSYC","Stony Creek","Ergon","Summer","Coincident",2013,"Actual",1.0396399999999999,"NA"]
[null,"QLD","QSYC","Stony Creek","Ergon","Winter","Coincident",2013,"Actual",2.5406599999999999,"NA"]
[null,"QLD","QSYC","Stony Creek","Ergon","Summer","Coincident",2014,"Actual",2.55992,"NA"]
[null,"QLD","QSYC","Stony Creek","Ergon","Winter","Coincident",2014,"Actual",2.5629599999999999,"NA"]
[null,"QLD","QSYC","Stony Creek","Ergon","Summer","Coincident",2015,"Actual",7.2719999999999998E-3,"NA"]
[null,"QLD","QSYC","Stony Creek","Ergon","Winter","Coincident",2015,"Actual",2.5791680000000001,"NA"]
[null,"QLD","QSYC","Stony Creek","Ergon","Summer","Coincident",2016,"Actual",1.6902E-2,"NA"]
[null,"QLD","QSUM","Sumner","Energex","Summer","Coincident",2007,"Actual",29.15822,"NA"]
[null,"QLD","QSUM","Sumner","Energex","Winter","Coincident",2007,"Actual",26.115580000000001,"NA"]
[null,"QLD","QSUM","Sumner","Energex","Summer","Coincident",2008,"Actual",27.850999999999999,"NA"]
[null,"QLD","QSUM","Sumner","Energex","Winter","Coincident",2008,"Actual",28.400659999999998,"NA"]
[null,"QLD","QSUM","Sumner","Energex","Summer","Coincident",2009,"Actual",31.826000000000001,"NA"]
[null,"QLD","QSUM","Sumner","Energex","Winter","Coincident",2009,"Actual",25.568899999999999,"NA"]
[null,"QLD","QSUM","Sumner","Energex","Summer","Coincident",2010,"Actual",35.622079999999997,"NA"]
[null,"QLD","QSUM","Sumner","Energex","Winter","Coincident",2010,"Actual",25.76782,"NA"]
[null,"QLD","QSUM","Sumner","Energex","Summer","Coincident",2011,"Actual",32.05142,"NA"]
[null,"QLD","QSUM","Sumner","Energex","Winter","Coincident",2011,"Actual",24.433479999999999,"NA"]
[null,"QLD","QSUM","Sumner","Energex","Summer","Coincident",2012,"Actual",31.393699999999999,"NA"]
[null,"QLD","QSUM","Sumner","Energex","Winter","Coincident",2012,"Actual",24.07404,"NA"]
[null,"QLD","QSUM","Sumner","Energex","Summer","Coincident",2013,"Actual",33.19914,"NA"]
[null,"QLD","QSUM","Sumner","Energex","Winter","Coincident",2013,"Actual",22.778120000000001,"NA"]
[null,"QLD","QSUM","Sumner","Energex","Summer","Coincident",2014,"Actual",33.747140000000002,"NA"]
[null,"QLD","QSUM","Sumner","Energex","Winter","Coincident",2014,"Actual",21.40944,"NA"]
[null,"QLD","QSUM","Sumner","Energex","Summer","Coincident",2015,"Actual",32.996498000000003,"NA"]
[null,"QLD","QSUM","Sumner","Energex","Winter","Coincident",2015,"Actual",24.780728,"NA"]
[null,"QLD","QSUM","Sumner","Energex","Summer","Coincident",2016,"Actual",33.097842,"NA"]
[null,"QLD","QTKM","Tangkam (Dalby)","Ergon","Winter","Coincident",2006,"Actual",23.656179999999999,"NA"]
[null,"QLD","QTKM","Tangkam (Dalby)","Ergon","Summer","Coincident",2007,"Actual",27.494471999999998,"NA"]
[null,"QLD","QTKM","Tangkam (Dalby)","Ergon","Winter","Coincident",2007,"Actual",23.718959999999999,"NA"]
[null,"QLD","QTKM","Tangkam (Dalby)","Ergon","Summer","Coincident",2008,"Actual",22.709028,"NA"]
[null,"QLD","QTKM","Tangkam (Dalby)","Ergon","Winter","Coincident",2008,"Actual",24.341784000000001,"NA"]
[null,"QLD","QTKM","Tangkam (Dalby)","Ergon","Summer","Coincident",2009,"Actual",30.526074000000001,"NA"]
[null,"QLD","QTKM","Tangkam (Dalby)","Ergon","Winter","Coincident",2009,"Actual",29.751283999999998,"NA"]
[null,"QLD","QTKM","Tangkam (Dalby)","Ergon","Summer","Coincident",2010,"Actual",28.312476,"NA"]
[null,"QLD","QTKM","Tangkam (Dalby)","Ergon","Winter","Coincident",2010,"Actual",24.59816,"NA"]
[null,"QLD","QTKM","Tangkam (Dalby)","Ergon","Summer","Coincident",2011,"Actual",24.721959999999999,"NA"]
[null,"QLD","QTKM","Tangkam (Dalby)","Ergon","Winter","Coincident",2011,"Actual",30.468360000000001,"NA"]
[null,"QLD","QTKM","Tangkam (Dalby)","Ergon","Summer","Coincident",2012,"Actual",31.248927999999999,"NA"]
[null,"QLD","QTKM","Tangkam (Dalby)","Ergon","Winter","Coincident",2012,"Actual",29.768695999999998,"NA"]
[null,"QLD","QTKM","Tangkam (Dalby)","Ergon","Summer","Coincident",2013,"Actual",28.99691,"NA"]
[null,"QLD","QTKM","Tangkam (Dalby)","Ergon","Winter","Coincident",2013,"Actual",29.254442000000001,"NA"]
[null,"QLD","QTKM","Tangkam (Dalby)","Ergon","Summer","Coincident",2014,"Actual",33.079461999999999,"NA"]
[null,"QLD","QTKM","Tangkam (Dalby)","Ergon","Winter","Coincident",2014,"Actual",26.357831999999998,"NA"]
[null,"QLD","QTKM","Tangkam (Dalby)","Ergon","Summer","Coincident",2015,"Actual",24.358135999999998,"NA"]
[null,"QLD","QTKM","Tangkam (Dalby)","Ergon","Winter","Coincident",2015,"Actual",23.813355999999999,"NA"]
[null,"QLD","QTKM","Tangkam (Dalby)","Ergon","Summer","Coincident",2016,"Actual",24.701599999999999,"NA"]
[null,"QLD","QTRL","Tarong","Ergon","Winter","Coincident",2006,"Actual",34.68,"NA"]
[null,"QLD","QTRL","Tarong","Ergon","Summer","Coincident",2007,"Actual",33.619999999999997,"NA"]
[null,"QLD","QTRL","Tarong","Ergon","Winter","Coincident",2007,"Actual",33.74,"NA"]
[null,"QLD","QTRL","Tarong","Ergon","Summer","Coincident",2008,"Actual",30.18,"NA"]
[null,"QLD","QTRL","Tarong","Ergon","Winter","Coincident",2008,"Actual",35.479999999999997,"NA"]
[null,"QLD","QTRL","Tarong","Ergon","Summer","Coincident",2009,"Actual",34.46,"NA"]
[null,"QLD","QTRL","Tarong","Ergon","Winter","Coincident",2009,"Actual",35.619999999999997,"NA"]
[null,"QLD","QTRL","Tarong","Ergon","Summer","Coincident",2010,"Actual",32.844499999999996,"NA"]
[null,"QLD","QTRL","Tarong","Ergon","Winter","Coincident",2010,"Actual",43.93956,"NA"]
[null,"QLD","QTRL","Tarong","Ergon","Summer","Coincident",2011,"Actual",30.844339999999999,"NA"]
[null,"QLD","QTRL","Tarong","Ergon","Winter","Coincident",2011,"Actual",44.7532,"NA"]
[null,"QLD","QTRL","Tarong","Ergon","Summer","Coincident",2012,"Actual",39.757040000000003,"NA"]
[null,"QLD","QTRL","Tarong","Ergon","Winter","Coincident",2012,"Actual",32.306640000000002,"NA"]
[null,"QLD","QTRL","Tarong","Ergon","Summer","Coincident",2013,"Actual",31.444279999999999,"NA"]
[null,"QLD","QTRL","Tarong","Ergon","Winter","Coincident",2013,"Actual",29.669260000000001,"NA"]
[null,"QLD","QTRL","Tarong","Ergon","Summer","Coincident",2014,"Actual",31.9861,"NA"]
[null,"QLD","QTRL","Tarong","Ergon","Winter","Coincident",2014,"Actual",40.274121999999998,"NA"]
[null,"QLD","QTRL","Tarong","Ergon","Summer","Coincident",2015,"Actual",36.339654000000003,"NA"]
[null,"QLD","QTRL","Tarong","Ergon","Winter","Coincident",2015,"Actual",30.36486,"NA"]
[null,"QLD","QTRL","Tarong","Ergon","Summer","Coincident",2016,"Actual",38.809635999999998,"NA"]
[null,"QLD","QTBC","Teebar Creek","Ergon","Summer","Coincident",2008,"Actual",68.498940000000005,"NA"]
[null,"QLD","QTBC","Teebar Creek","Ergon","Winter","Coincident",2008,"Actual",92.498500000000007,"NA"]
[null,"QLD","QTBC","Teebar Creek","Ergon","Summer","Coincident",2009,"Actual",116.93826,"NA"]
[null,"QLD","QTBC","Teebar Creek","Ergon","Winter","Coincident",2009,"Actual",75.479560000000006,"NA"]
[null,"QLD","QTBC","Teebar Creek","Ergon","Summer","Coincident",2010,"Actual",116.37712000000001,"NA"]
[null,"QLD","QTBC","Teebar Creek","Ergon","Winter","Coincident",2010,"Actual",97.716300000000004,"NA"]
[null,"QLD","QTBC","Teebar Creek","Ergon","Summer","Coincident",2011,"Actual",122.16858000000001,"NA"]
[null,"QLD","QTBC","Teebar Creek","Ergon","Winter","Coincident",2011,"Actual",64.048885999999996,"NA"]
[null,"QLD","QTBC","Teebar Creek","Ergon","Summer","Coincident",2012,"Actual",118.376006,"NA"]
[null,"QLD","QTBC","Teebar Creek","Ergon","Winter","Coincident",2012,"Actual",110.862938,"NA"]
[null,"QLD","QTBC","Teebar Creek","Ergon","Summer","Coincident",2013,"Actual",107.147634,"NA"]
[null,"QLD","QTBC","Teebar Creek","Ergon","Winter","Coincident",2013,"Actual",66.865101999999993,"NA"]
[null,"QLD","QTBC","Teebar Creek","Ergon","Summer","Coincident",2014,"Actual",96.830678000000006,"NA"]
[null,"QLD","QTBC","Teebar Creek","Ergon","Winter","Coincident",2014,"Actual",71.944242000000003,"NA"]
[null,"QLD","QTBC","Teebar Creek","Ergon","Summer","Coincident",2015,"Actual",105.252984,"NA"]
[null,"QLD","QTBC","Teebar Creek","Ergon","Winter","Coincident",2015,"Actual",73.234635999999995,"NA"]
[null,"QLD","QTBC","Teebar Creek","Ergon","Summer","Coincident",2016,"Actual",78.367720000000006,"NA"]
[null,"QLD","QTNS","Tennyson","Energex","Winter","Coincident",2006,"Actual",157.64362,"NA"]
[null,"QLD","QTNS","Tennyson","Energex","Summer","Coincident",2007,"Actual",169.60408000000001,"NA"]
[null,"QLD","QTNS","Tennyson","Energex","Winter","Coincident",2007,"Actual",170.38128,"NA"]
[null,"QLD","QTNS","Tennyson","Energex","Summer","Coincident",2008,"Actual",165.17328000000001,"NA"]
[null,"QLD","QTNS","Tennyson","Energex","Winter","Coincident",2008,"Actual",186.78484,"NA"]
[null,"QLD","QTNS","Tennyson","Energex","Summer","Coincident",2009,"Actual",175.74196000000001,"NA"]
[null,"QLD","QTNS","Tennyson","Energex","Winter","Coincident",2009,"Actual",172.17284000000001,"NA"]
[null,"QLD","QTNS","Tennyson","Energex","Summer","Coincident",2010,"Actual",176.05534,"NA"]
[null,"QLD","QTNS","Tennyson","Energex","Winter","Coincident",2010,"Actual",145.63553999999999,"NA"]
[null,"QLD","QTNS","Tennyson","Energex","Summer","Coincident",2011,"Actual",169.55287999999999,"NA"]
[null,"QLD","QTNS","Tennyson","Energex","Winter","Coincident",2011,"Actual",158.20016000000001,"NA"]
[null,"QLD","QTNS","Tennyson","Energex","Summer","Coincident",2012,"Actual",169.22873999999999,"NA"]
[null,"QLD","QTNS","Tennyson","Energex","Winter","Coincident",2012,"Actual",147.80086,"NA"]
[null,"QLD","QTNS","Tennyson","Energex","Summer","Coincident",2013,"Actual",174.64608000000001,"NA"]
[null,"QLD","QTNS","Tennyson","Energex","Winter","Coincident",2013,"Actual",91.118279999999999,"NA"]
[null,"QLD","QTNS","Tennyson","Energex","Summer","Coincident",2014,"Actual",162.54221999999999,"NA"]
[null,"QLD","QTNS","Tennyson","Energex","Winter","Coincident",2014,"Actual",125.344932,"NA"]
[null,"QLD","QTNS","Tennyson","Energex","Summer","Coincident",2015,"Actual",165.69827599999999,"NA"]
[null,"QLD","QTNS","Tennyson","Energex","Winter","Coincident",2015,"Actual",140.73454599999999,"NA"]
[null,"QLD","QTNS","Tennyson","Energex","Summer","Coincident",2016,"Actual",167.60637600000001,"NA"]
[null,"QLD","QTNN","Tennyson (Rail)","Powerlink","Winter","Coincident",2006,"Actual","NA","NA"]
[null,"QLD","QTNN","Tennyson (Rail)","Powerlink","Summer","Coincident",2007,"Actual","NA","NA"]
[null,"QLD","QTNN","Tennyson (Rail)","Powerlink","Winter","Coincident",2007,"Actual","NA","NA"]
[null,"QLD","QTNN","Tennyson (Rail)","Powerlink","Summer","Coincident",2008,"Actual","NA","NA"]
[null,"QLD","QTNN","Tennyson (Rail)","Powerlink","Winter","Coincident",2008,"Actual","NA","NA"]
[null,"QLD","QTNN","Tennyson (Rail)","Powerlink","Summer","Coincident",2009,"Actual","NA","NA"]
[null,"QLD","QTNN","Tennyson (Rail)","Powerlink","Winter","Coincident",2009,"Actual","NA","NA"]
[null,"QLD","QTNN","Tennyson (Rail)","Powerlink","Summer","Coincident",2010,"Actual","NA","NA"]
[null,"QLD","QTNN","Tennyson (Rail)","Powerlink","Winter","Coincident",2010,"Actual","NA","NA"]
[null,"QLD","QTNN","Tennyson (Rail)","Powerlink","Summer","Coincident",2011,"Actual","NA","NA"]
[null,"QLD","QTNN","Tennyson (Rail)","Powerlink","Winter","Coincident",2011,"Actual","NA","NA"]
[null,"QLD","QTNN","Tennyson (Rail)","Powerlink","Summer","Coincident",2012,"Actual","NA","NA"]
[null,"QLD","QTNN","Tennyson (Rail)","Powerlink","Winter","Coincident",2012,"Actual","NA","NA"]
[null,"QLD","QTNN","Tennyson (Rail)","Powerlink","Summer","Coincident",2013,"Actual","NA","NA"]
[null,"QLD","QTNN","Tennyson (Rail)","Powerlink","Winter","Coincident",2013,"Actual","NA","NA"]
[null,"QLD","QTNN","Tennyson (Rail)","Powerlink","Summer","Coincident",2014,"Actual","NA","NA"]
[null,"QLD","QTNN","Tennyson (Rail)","Powerlink","Winter","Coincident",2014,"Actual","NA","NA"]
[null,"QLD","QTNN","Tennyson (Rail)","Powerlink","Summer","Coincident",2015,"Actual","NA","NA"]
[null,"QLD","QTNN","Tennyson (Rail)","Powerlink","Winter","Coincident",2015,"Actual","NA","NA"]
[null,"QLD","QTNN","Tennyson (Rail)","Powerlink","Summer","Coincident",2016,"Actual","NA","NA"]
[null,"QLD","QTZS","Townsville South (Kz)","Powerlink","Winter","Coincident",2006,"Actual","NA","NA"]
[null,"QLD","QTZS","Townsville South (Kz)","Powerlink","Summer","Coincident",2007,"Actual","NA","NA"]
[null,"QLD","QTZS","Townsville South (Kz)","Powerlink","Winter","Coincident",2007,"Actual","NA","NA"]
[null,"QLD","QTZS","Townsville South (Kz)","Powerlink","Summer","Coincident",2008,"Actual","NA","NA"]
[null,"QLD","QTZS","Townsville South (Kz)","Powerlink","Winter","Coincident",2008,"Actual","NA","NA"]
[null,"QLD","QTZS","Townsville South (Kz)","Powerlink","Summer","Coincident",2009,"Actual","NA","NA"]
[null,"QLD","QTZS","Townsville South (Kz)","Powerlink","Winter","Coincident",2009,"Actual","NA","NA"]
[null,"QLD","QTZS","Townsville South (Kz)","Powerlink","Summer","Coincident",2010,"Actual","NA","NA"]
[null,"QLD","QTZS","Townsville South (Kz)","Powerlink","Winter","Coincident",2010,"Actual","NA","NA"]
[null,"QLD","QTZS","Townsville South (Kz)","Powerlink","Summer","Coincident",2011,"Actual","NA","NA"]
[null,"QLD","QTZS","Townsville South (Kz)","Powerlink","Winter","Coincident",2011,"Actual","NA","NA"]
[null,"QLD","QTZS","Townsville South (Kz)","Powerlink","Summer","Coincident",2012,"Actual","NA","NA"]
[null,"QLD","QTZS","Townsville South (Kz)","Powerlink","Winter","Coincident",2012,"Actual","NA","NA"]
[null,"QLD","QTZS","Townsville South (Kz)","Powerlink","Summer","Coincident",2013,"Actual","NA","NA"]
[null,"QLD","QTZS","Townsville South (Kz)","Powerlink","Winter","Coincident",2013,"Actual","NA","NA"]
[null,"QLD","QTZS","Townsville South (Kz)","Powerlink","Summer","Coincident",2014,"Actual","NA","NA"]
[null,"QLD","QTZS","Townsville South (Kz)","Powerlink","Winter","Coincident",2014,"Actual","NA","NA"]
[null,"QLD","QTZS","Townsville South (Kz)","Powerlink","Summer","Coincident",2015,"Actual","NA","NA"]
[null,"QLD","QTZS","Townsville South (Kz)","Powerlink","Winter","Coincident",2015,"Actual","NA","NA"]
[null,"QLD","QTZS","Townsville South (Kz)","Powerlink","Summer","Coincident",2016,"Actual","NA","NA"]
[null,"QLD","QTLL","Tully","Ergon","Winter","Coincident",2006,"Actual",10.557320000000001,"NA"]
[null,"QLD","QTLL","Tully","Ergon","Summer","Coincident",2007,"Actual",14.679040000000001,"NA"]
[null,"QLD","QTLL","Tully","Ergon","Winter","Coincident",2007,"Actual",6.7704399999999998,"NA"]
[null,"QLD","QTLL","Tully","Ergon","Summer","Coincident",2008,"Actual",12.73756,"NA"]
[null,"QLD","QTLL","Tully","Ergon","Winter","Coincident",2008,"Actual",0.74895999999999996,"NA"]
[null,"QLD","QTLL","Tully","Ergon","Summer","Coincident",2009,"Actual",12.698180000000001,"NA"]
[null,"QLD","QTLL","Tully","Ergon","Winter","Coincident",2009,"Actual",10.353820000000001,"NA"]
[null,"QLD","QTLL","Tully","Ergon","Summer","Coincident",2010,"Actual",16.810179999999999,"NA"]
[null,"QLD","QTLL","Tully","Ergon","Winter","Coincident",2010,"Actual",8.7208400000000008,"NA"]
[null,"QLD","QTLL","Tully","Ergon","Summer","Coincident",2011,"Actual",7.1758800000000003,"NA"]
[null,"QLD","QTLL","Tully","Ergon","Winter","Coincident",2011,"Actual",8.3122399999999992,"NA"]
[null,"QLD","QTLL","Tully","Ergon","Summer","Coincident",2012,"Actual",12.636699999999999,"NA"]
[null,"QLD","QTLL","Tully","Ergon","Winter","Coincident",2012,"Actual",6.9802400000000002,"NA"]
[null,"QLD","QTLL","Tully","Ergon","Summer","Coincident",2013,"Actual",12.84098,"NA"]
[null,"QLD","QTLL","Tully","Ergon","Winter","Coincident",2013,"Actual",8.7043400000000002,"NA"]
[null,"QLD","QTLL","Tully","Ergon","Summer","Coincident",2014,"Actual",9.4182600000000001,"NA"]
[null,"QLD","QTLL","Tully","Ergon","Winter","Coincident",2014,"Actual",9.6376340000000003,"NA"]
[null,"QLD","QTLL","Tully","Ergon","Summer","Coincident",2015,"Actual",9.1767459999999996,"NA"]
[null,"QLD","QTLL","Tully","Ergon","Winter","Coincident",2015,"Actual",7.9916200000000002,"NA"]
[null,"QLD","QTLL","Tully","Ergon","Summer","Coincident",2016,"Actual",10.657028,"NA"]
[null,"QLD","QTUL","Turkinje","Ergon","Winter","Coincident",2006,"Actual",38.598151999999999,"NA"]
[null,"QLD","QTUL","Turkinje","Ergon","Summer","Coincident",2007,"Actual",50.471856000000002,"NA"]
[null,"QLD","QTUL","Turkinje","Ergon","Winter","Coincident",2007,"Actual",42.256528000000003,"NA"]
[null,"QLD","QTUL","Turkinje","Ergon","Summer","Coincident",2008,"Actual",46.434128000000001,"NA"]
[null,"QLD","QTUL","Turkinje","Ergon","Winter","Coincident",2008,"Actual",47.142448000000002,"NA"]
[null,"QLD","QTUL","Turkinje","Ergon","Summer","Coincident",2009,"Actual",45.434323999999997,"NA"]
[null,"QLD","QTUL","Turkinje","Ergon","Winter","Coincident",2009,"Actual",51.585968000000001,"NA"]
[null,"QLD","QTUL","Turkinje","Ergon","Summer","Coincident",2010,"Actual",51.650736000000002,"NA"]
[null,"QLD","QTUL","Turkinje","Ergon","Winter","Coincident",2010,"Actual",51.319175999999999,"NA"]
[null,"QLD","QTUL","Turkinje","Ergon","Summer","Coincident",2011,"Actual",47.896636000000001,"NA"]
[null,"QLD","QTUL","Turkinje","Ergon","Winter","Coincident",2011,"Actual",43.590372000000002,"NA"]
[null,"QLD","QTUL","Turkinje","Ergon","Summer","Coincident",2012,"Actual",55.500140000000002,"NA"]
[null,"QLD","QTUL","Turkinje","Ergon","Winter","Coincident",2012,"Actual",41.407356,"NA"]
[null,"QLD","QTUL","Turkinje","Ergon","Summer","Coincident",2013,"Actual",52.787804000000001,"NA"]
[null,"QLD","QTUL","Turkinje","Ergon","Winter","Coincident",2013,"Actual",43.037303999999999,"NA"]
[null,"QLD","QTUL","Turkinje","Ergon","Summer","Coincident",2014,"Actual",47.391604000000001,"NA"]
[null,"QLD","QTUL","Turkinje","Ergon","Winter","Coincident",2014,"Actual",55.149908000000003,"NA"]
[null,"QLD","QTUL","Turkinje","Ergon","Summer","Coincident",2015,"Actual",42.217357999999997,"NA"]
[null,"QLD","QTUL","Turkinje","Ergon","Winter","Coincident",2015,"Actual",1.6228959999999999,"NA"]
[null,"QLD","QTUL","Turkinje","Ergon","Summer","Coincident",2016,"Actual",1.249428,"NA"]
[null,"QLD","QTUH","Turkinje (Craiglee)","Ergon","Winter","Coincident",2006,"Actual",16.1065,"NA"]
[null,"QLD","QTUH","Turkinje (Craiglee)","Ergon","Summer","Coincident",2007,"Actual",21.5825,"NA"]
[null,"QLD","QTUH","Turkinje (Craiglee)","Ergon","Winter","Coincident",2007,"Actual",15.85436,"NA"]
[null,"QLD","QTUH","Turkinje (Craiglee)","Ergon","Summer","Coincident",2008,"Actual",18.778880000000001,"NA"]
[null,"QLD","QTUH","Turkinje (Craiglee)","Ergon","Winter","Coincident",2008,"Actual",16.500699999999998,"NA"]
[null,"QLD","QTUH","Turkinje (Craiglee)","Ergon","Summer","Coincident",2009,"Actual",17.145659999999999,"NA"]
[null,"QLD","QTUH","Turkinje (Craiglee)","Ergon","Winter","Coincident",2009,"Actual",14.071400000000001,"NA"]
[null,"QLD","QTUH","Turkinje (Craiglee)","Ergon","Summer","Coincident",2010,"Actual",18.70072,"NA"]
[null,"QLD","QTUH","Turkinje (Craiglee)","Ergon","Winter","Coincident",2010,"Actual",18.199819999999999,"NA"]
[null,"QLD","QTUH","Turkinje (Craiglee)","Ergon","Summer","Coincident",2011,"Actual",17.60998,"NA"]
[null,"QLD","QTUH","Turkinje (Craiglee)","Ergon","Winter","Coincident",2011,"Actual",15.72382,"NA"]
[null,"QLD","QTUH","Turkinje (Craiglee)","Ergon","Summer","Coincident",2012,"Actual",18.62744,"NA"]
[null,"QLD","QTUH","Turkinje (Craiglee)","Ergon","Winter","Coincident",2012,"Actual",15.901820000000001,"NA"]
[null,"QLD","QTUH","Turkinje (Craiglee)","Ergon","Summer","Coincident",2013,"Actual",17.238900000000001,"NA"]
[null,"QLD","QTUH","Turkinje (Craiglee)","Ergon","Winter","Coincident",2013,"Actual",16.15128,"NA"]
[null,"QLD","QTUH","Turkinje (Craiglee)","Ergon","Summer","Coincident",2014,"Actual",17.12838,"NA"]
[null,"QLD","QTUH","Turkinje (Craiglee)","Ergon","Winter","Coincident",2014,"Actual",16.547488000000001,"NA"]
[null,"QLD","QTUH","Turkinje (Craiglee)","Ergon","Summer","Coincident",2015,"Actual",17.743915999999999,"NA"]
[null,"QLD","QTUH","Turkinje (Craiglee)","Ergon","Winter","Coincident",2015,"Actual",15.179596,"NA"]
[null,"QLD","QTUH","Turkinje (Craiglee)","Ergon","Summer","Coincident",2016,"Actual",17.829467999999999,"NA"]
[null,"QLD","QWSH","Wandoan South","Powerlink","Winter","Coincident",2014,"Actual","NA","NA"]
[null,"QLD","QWSH","Wandoan South","Powerlink","Summer","Coincident",2015,"Actual","NA","NA"]
[null,"QLD","QWSH","Wandoan South","Powerlink","Winter","Coincident",2015,"Actual","NA","NA"]
[null,"QLD","QWSH","Wandoan South","Powerlink","Summer","Coincident",2016,"Actual","NA","NA"]
[null,"QLD","QWST","Wandoan South (Nw Surat)","Powerlink","Winter","Coincident",2015,"Actual","NA","NA"]
[null,"QLD","QWST","Wandoan South (Nw Surat)","Powerlink","Summer","Coincident",2016,"Actual","NA","NA"]
[null,"QLD","QWAN","Wandoo (Rail)","Powerlink","Winter","Coincident",2006,"Actual","NA","NA"]
[null,"QLD","QWAN","Wandoo (Rail)","Powerlink","Summer","Coincident",2007,"Actual","NA","NA"]
[null,"QLD","QWAN","Wandoo (Rail)","Powerlink","Winter","Coincident",2007,"Actual","NA","NA"]
[null,"QLD","QWAN","Wandoo (Rail)","Powerlink","Summer","Coincident",2008,"Actual","NA","NA"]
[null,"QLD","QWAN","Wandoo (Rail)","Powerlink","Winter","Coincident",2008,"Actual","NA","NA"]
[null,"QLD","QWAN","Wandoo (Rail)","Powerlink","Summer","Coincident",2009,"Actual","NA","NA"]
[null,"QLD","QWAN","Wandoo (Rail)","Powerlink","Winter","Coincident",2009,"Actual","NA","NA"]
[null,"QLD","QWAN","Wandoo (Rail)","Powerlink","Summer","Coincident",2010,"Actual","NA","NA"]
[null,"QLD","QWAN","Wandoo (Rail)","Powerlink","Winter","Coincident",2010,"Actual","NA","NA"]
[null,"QLD","QWAN","Wandoo (Rail)","Powerlink","Summer","Coincident",2011,"Actual","NA","NA"]
[null,"QLD","QWAN","Wandoo (Rail)","Powerlink","Winter","Coincident",2011,"Actual","NA","NA"]
[null,"QLD","QWAN","Wandoo (Rail)","Powerlink","Summer","Coincident",2012,"Actual","NA","NA"]
[null,"QLD","QWAN","Wandoo (Rail)","Powerlink","Winter","Coincident",2012,"Actual","NA","NA"]
[null,"QLD","QWAN","Wandoo (Rail)","Powerlink","Summer","Coincident",2013,"Actual","NA","NA"]
[null,"QLD","QWAN","Wandoo (Rail)","Powerlink","Winter","Coincident",2013,"Actual","NA","NA"]
[null,"QLD","QWAN","Wandoo (Rail)","Powerlink","Summer","Coincident",2014,"Actual","NA","NA"]
[null,"QLD","QWAN","Wandoo (Rail)","Powerlink","Winter","Coincident",2014,"Actual","NA","NA"]
[null,"QLD","QWAN","Wandoo (Rail)","Powerlink","Summer","Coincident",2015,"Actual","NA","NA"]
[null,"QLD","QWAN","Wandoo (Rail)","Powerlink","Winter","Coincident",2015,"Actual","NA","NA"]
[null,"QLD","QWAN","Wandoo (Rail)","Powerlink","Summer","Coincident",2016,"Actual","NA","NA"]
[null,"QLD","QWLG","Woolooga (Energex)","Energex","Winter","Coincident",2006,"Actual",328.75619,"NA"]
[null,"QLD","QWLG","Woolooga (Energex)","Energex","Summer","Coincident",2007,"Actual",161.84288000000001,"NA"]
[null,"QLD","QWLG","Woolooga (Energex)","Energex","Winter","Coincident",2007,"Actual",206.09272000000001,"NA"]
[null,"QLD","QWLG","Woolooga (Energex)","Energex","Summer","Coincident",2008,"Actual",137.88252,"NA"]
[null,"QLD","QWLG","Woolooga (Energex)","Energex","Winter","Coincident",2008,"Actual",181.70246,"NA"]
[null,"QLD","QWLG","Woolooga (Energex)","Energex","Summer","Coincident",2009,"Actual",171.3929,"NA"]
[null,"QLD","QWLG","Woolooga (Energex)","Energex","Winter","Coincident",2009,"Actual",60.386479999999999,"NA"]
[null,"QLD","QWLG","Woolooga (Energex)","Energex","Summer","Coincident",2010,"Actual",170.99010000000001,"NA"]
[null,"QLD","QWLG","Woolooga (Energex)","Energex","Winter","Coincident",2010,"Actual",177.93958000000001,"NA"]
[null,"QLD","QWLG","Woolooga (Energex)","Energex","Summer","Coincident",2011,"Actual",114.76974,"NA"]
[null,"QLD","QWLG","Woolooga (Energex)","Energex","Winter","Coincident",2011,"Actual",154.52878000000001,"NA"]
[null,"QLD","QWLG","Woolooga (Energex)","Energex","Summer","Coincident",2012,"Actual",120.13943999999999,"NA"]
[null,"QLD","QWLG","Woolooga (Energex)","Energex","Winter","Coincident",2012,"Actual",159.35857999999999,"NA"]
[null,"QLD","QWLG","Woolooga (Energex)","Energex","Summer","Coincident",2013,"Actual",146.66355999999999,"NA"]
[null,"QLD","QWLG","Woolooga (Energex)","Energex","Winter","Coincident",2013,"Actual",155.36315999999999,"NA"]
[null,"QLD","QWLG","Woolooga (Energex)","Energex","Summer","Coincident",2014,"Actual",146.60046,"NA"]
[null,"QLD","QWLG","Woolooga (Energex)","Energex","Winter","Coincident",2014,"Actual",158.2585,"NA"]
[null,"QLD","QWLG","Woolooga (Energex)","Energex","Summer","Coincident",2015,"Actual",160.360266,"NA"]
[null,"QLD","QWLG","Woolooga (Energex)","Energex","Winter","Coincident",2015,"Actual",154.70503199999999,"NA"]
[null,"QLD","QWLG","Woolooga (Energex)","Energex","Summer","Coincident",2016,"Actual",176.379468,"NA"]
[null,"QLD","QWLN","Woolooga (Ergon)","Ergon","Summer","Coincident",2007,"Actual",172.32682399999999,"NA"]
[null,"QLD","QWLN","Woolooga (Ergon)","Ergon","Winter","Coincident",2007,"Actual",185.18212800000001,"NA"]
[null,"QLD","QWLN","Woolooga (Ergon)","Ergon","Summer","Coincident",2008,"Actual",36.042164,"NA"]
[null,"QLD","QWLN","Woolooga (Ergon)","Ergon","Winter","Coincident",2008,"Actual",24.419263999999998,"NA"]
[null,"QLD","QWLN","Woolooga (Ergon)","Ergon","Summer","Coincident",2009,"Actual",11.91216,"NA"]
[null,"QLD","QWLN","Woolooga (Ergon)","Ergon","Winter","Coincident",2009,"Actual",7.9551400000000001,"NA"]
[null,"QLD","QWLN","Woolooga (Ergon)","Ergon","Summer","Coincident",2010,"Actual",13.1326,"NA"]
[null,"QLD","QWLN","Woolooga (Ergon)","Ergon","Winter","Coincident",2010,"Actual",3.0487600000000001,"NA"]
[null,"QLD","QWLN","Woolooga (Ergon)","Ergon","Summer","Coincident",2011,"Actual",14.224399999999999,"NA"]
[null,"QLD","QWLN","Woolooga (Ergon)","Ergon","Winter","Coincident",2011,"Actual",16.285620000000002,"NA"]
[null,"QLD","QWLN","Woolooga (Ergon)","Ergon","Summer","Coincident",2012,"Actual",14.854380000000001,"NA"]
[null,"QLD","QWLN","Woolooga (Ergon)","Ergon","Winter","Coincident",2012,"Actual",13.13486,"NA"]
[null,"QLD","QWLN","Woolooga (Ergon)","Ergon","Summer","Coincident",2013,"Actual",13.38926,"NA"]
[null,"QLD","QWLN","Woolooga (Ergon)","Ergon","Winter","Coincident",2013,"Actual",12.15324,"NA"]
[null,"QLD","QWLN","Woolooga (Ergon)","Ergon","Summer","Coincident",2014,"Actual",25.220939999999999,"NA"]
[null,"QLD","QWLN","Woolooga (Ergon)","Ergon","Winter","Coincident",2014,"Actual",13.035308000000001,"NA"]
[null,"QLD","QWLN","Woolooga (Ergon)","Ergon","Summer","Coincident",2015,"Actual",13.195852,"NA"]
[null,"QLD","QWLN","Woolooga (Ergon)","Ergon","Winter","Coincident",2015,"Actual",18.124023999999999,"NA"]
[null,"QLD","QWLN","Woolooga (Ergon)","Ergon","Summer","Coincident",2016,"Actual",16.042459999999998,"NA"]
[null,"QLD","QWRE","Woree","Ergon","Summer","Coincident",2009,"Actual",5.3800000000000001E-2,"NA"]
[null,"QLD","QWRE","Woree","Ergon","Winter","Coincident",2009,"Actual",4.6420000000000003E-2,"NA"]
[null,"QLD","QWRE","Woree","Ergon","Summer","Coincident",2010,"Actual",29.741720000000001,"NA"]
[null,"QLD","QWRE","Woree","Ergon","Winter","Coincident",2010,"Actual",23.02346,"NA"]
[null,"QLD","QWRE","Woree","Ergon","Summer","Coincident",2011,"Actual",30.511859999999999,"NA"]
[null,"QLD","QWRE","Woree","Ergon","Winter","Coincident",2011,"Actual",20.777419999999999,"NA"]
[null,"QLD","QWRE","Woree","Ergon","Summer","Coincident",2012,"Actual",27.67024,"NA"]
[null,"QLD","QWRE","Woree","Ergon","Winter","Coincident",2012,"Actual",22.940740000000002,"NA"]
[null,"QLD","QWRE","Woree","Ergon","Summer","Coincident",2013,"Actual",28.766780000000001,"NA"]
[null,"QLD","QWRE","Woree","Ergon","Winter","Coincident",2013,"Actual",22.683620000000001,"NA"]
[null,"QLD","QWRE","Woree","Ergon","Summer","Coincident",2014,"Actual",30.16198,"NA"]
[null,"QLD","QWRE","Woree","Ergon","Winter","Coincident",2014,"Actual",29.56108,"NA"]
[null,"QLD","QWRE","Woree","Ergon","Summer","Coincident",2015,"Actual",33.767186000000002,"NA"]
[null,"QLD","QWRE","Woree","Ergon","Winter","Coincident",2015,"Actual",23.394738,"NA"]
[null,"QLD","QWRE","Woree","Ergon","Summer","Coincident",2016,"Actual",38.739955999999999,"NA"]
[null,"QLD","QWOT","Wotonga","Powerlink","Winter","Coincident",2015,"Actual","NA","NA"]
[null,"QLD","QWOT","Wotonga","Powerlink","Summer","Coincident",2016,"Actual","NA","NA"]
[null,"QLD","QWCB","Wycarbah","Powerlink","Winter","Coincident",2012,"Actual","NA","NA"]
[null,"QLD","QWCB","Wycarbah","Powerlink","Summer","Coincident",2013,"Actual","NA","NA"]
[null,"QLD","QWCB","Wycarbah","Powerlink","Winter","Coincident",2013,"Actual","NA","NA"]
[null,"QLD","QWCB","Wycarbah","Powerlink","Summer","Coincident",2014,"Actual","NA","NA"]
[null,"QLD","QWCB","Wycarbah","Powerlink","Winter","Coincident",2014,"Actual","NA","NA"]
[null,"QLD","QWCB","Wycarbah","Powerlink","Summer","Coincident",2015,"Actual","NA","NA"]
[null,"QLD","QWCB","Wycarbah","Powerlink","Winter","Coincident",2015,"Actual","NA","NA"]
[null,"QLD","QWCB","Wycarbah","Powerlink","Summer","Coincident",2016,"Actual","NA","NA"]
[null,"QLD","QYAE","Yarwun - Boat Creek","Ergon","Summer","Coincident",2010,"Actual",33.418239999999997,"NA"]
[null,"QLD","QYAE","Yarwun - Boat Creek","Ergon","Winter","Coincident",2010,"Actual",39.249740000000003,"NA"]
[null,"QLD","QYAE","Yarwun - Boat Creek","Ergon","Summer","Coincident",2011,"Actual",25.47842,"NA"]
[null,"QLD","QYAE","Yarwun - Boat Creek","Ergon","Winter","Coincident",2011,"Actual",30.897279999999999,"NA"]
[null,"QLD","QYAE","Yarwun - Boat Creek","Ergon","Summer","Coincident",2012,"Actual",38.430999999999997,"NA"]
[null,"QLD","QYAE","Yarwun - Boat Creek","Ergon","Winter","Coincident",2012,"Actual",40.994140000000002,"NA"]
[null,"QLD","QYAE","Yarwun - Boat Creek","Ergon","Summer","Coincident",2013,"Actual",44.980220000000003,"NA"]
[null,"QLD","QYAE","Yarwun - Boat Creek","Ergon","Winter","Coincident",2013,"Actual",32.116439999999997,"NA"]
[null,"QLD","QYAE","Yarwun - Boat Creek","Ergon","Summer","Coincident",2014,"Actual",29.790800000000001,"NA"]
[null,"QLD","QYAE","Yarwun - Boat Creek","Ergon","Winter","Coincident",2014,"Actual",24.846319999999999,"NA"]
[null,"QLD","QYAE","Yarwun - Boat Creek","Ergon","Summer","Coincident",2015,"Actual",19.051120000000001,"NA"]
[null,"QLD","QYAE","Yarwun - Boat Creek","Ergon","Winter","Coincident",2015,"Actual",37.793779999999998,"NA"]
[null,"QLD","QYAE","Yarwun - Boat Creek","Ergon","Summer","Coincident",2016,"Actual",13.75708,"NA"]
[null,"QLD","QYAR","Yarwun Alumina","Powerlink","Summer","Coincident",2010,"Actual","NA","NA"]
[null,"QLD","QYAR","Yarwun Alumina","Powerlink","Winter","Coincident",2010,"Actual","NA","NA"]
[null,"QLD","QYAR","Yarwun Alumina","Powerlink","Summer","Coincident",2011,"Actual","NA","NA"]
[null,"QLD","QYAR","Yarwun Alumina","Powerlink","Winter","Coincident",2011,"Actual","NA","NA"]
[null,"QLD","QYAR","Yarwun Alumina","Powerlink","Summer","Coincident",2012,"Actual","NA","NA"]
[null,"QLD","QYAR","Yarwun Alumina","Powerlink","Winter","Coincident",2012,"Actual","NA","NA"]
[null,"QLD","QYAR","Yarwun Alumina","Powerlink","Summer","Coincident",2013,"Actual","NA","NA"]
[null,"QLD","QYAR","Yarwun Alumina","Powerlink","Winter","Coincident",2013,"Actual","NA","NA"]
[null,"QLD","QYAR","Yarwun Alumina","Powerlink","Summer","Coincident",2014,"Actual","NA","NA"]
[null,"QLD","QYAR","Yarwun Alumina","Powerlink","Winter","Coincident",2014,"Actual","NA","NA"]
[null,"QLD","QYAR","Yarwun Alumina","Powerlink","Summer","Coincident",2015,"Actual","NA","NA"]
[null,"QLD","QYAR","Yarwun Alumina","Powerlink","Winter","Coincident",2015,"Actual","NA","NA"]
[null,"QLD","QYAR","Yarwun Alumina","Powerlink","Summer","Coincident",2016,"Actual","NA","NA"]

{"sheet":"Lists_Selections","index":6,"n_rows":103,"n_cols":15,"rows_kept":103,"cut":false,"hidden":true,"merged":[[1,5,1,6]]}
[]
[null,"State","VIC DNSP",null,"State&DNSP Pull Down","Corresponding State & Region",null,"Unique State/CP",{"$f":"E4","v":"QLD - ALL"},{"$f":"E5","v":"QLD - Energex"},{"$f":"E6","v":"QLD - Ergon"},{"$f":"E7","v":0},{"$f":"G8","v":0},{"$f":"E9","v":0},{"$f":"G10","v":0}]
[null,null,null,null,null,"State","DB/DNSP",{"$f":"StateRegionSelectNumber","v":1},1,2,3,4,5,6,7]
[null,"QLD","Energex",null,"QLD - ALL",{"$f":"LEFT(E4,SEARCH(\" - \",E4)-1)","v":"QLD"},"ALL",{"$f":"INDEX(I:K,ROW(),MATCH($H$3,$I$3:$K$3,0))","v":"QLD Abermain - Middle Ridge Loop"},"QLD Abermain - Middle Ridge Loop","QLD Abermain - Middle Ridge Loop","QLD Alan Sherriff","","","",""]
[null,null,"Ergon",null,"QLD - Energex",{"$f":"LEFT(E5,SEARCH(\" - \",E5)-1)","v":"QLD"},"Energex",{"$f":"INDEX(I:K,ROW(),MATCH($H$3,$I$3:$K$3,0))","v":"QLD Abermain 33"},"QLD Abermain 33","QLD Abermain 33","QLD Alligator Creek 132","","","",""]
[null,null,null,null,"QLD - Ergon",{"$f":"LEFT(E6,SEARCH(\" - \",E6)-1)","v":"QLD"},"Ergon","QLD Alan Sherriff","QLD Alan Sherriff","QLD Algester","QLD Alligator Creek 33","","","",""]
[null,null,null,null,null,null,null,"QLD Algester","QLD Algester","QLD Ashgrove West 110","QLD Biloela","","","",""]
[null,null,null,null,null,null,null,"QLD Alligator Creek 132","QLD Alligator Creek 132","QLD Ashgrove West 33","QLD Blackwater 132","","","",""]
[null,null,null,null,null,null,null,"QLD Alligator Creek 33","QLD Alligator Creek 33","QLD Belmont Wecker Road 110","QLD Blackwater 66/11","","","",""]
[null,null,null,null,null,null,null,"QLD Ashgrove West 110","QLD Ashgrove West 110","QLD Belmont Wecker Road 33","QLD Bowen North","","","",""]
[null,null,null,null,null,null,null,"QLD Ashgrove West 33","QLD Ashgrove West 33","QLD Blackstone","QLD Bulli Creek (Waggamba)","","","",""]
[null,null,null,null,null,null,null,"QLD Belmont Wecker Road 110","QLD Belmont Wecker Road 110","QLD Bundamba","QLD Cairns","","","",""]
[null,null,null,null,null,null,null,"QLD Belmont Wecker Road 33","QLD Belmont Wecker Road 33","QLD Goodna","QLD Cairns City","","","",""]
[null,null,null,null,null,null," ","QLD Biloela","QLD Biloela","QLD Loganlea 110","QLD Calliope River","","","",""]
[null,null,null,null,null,null,null,"QLD Blackstone","QLD Blackstone","QLD Loganlea 33","QLD Cardwell","","","",""]
[null,null,null,null,null,null,null,"QLD Blackwater 132","QLD Blackwater 132","QLD Molendinar","QLD Chinchilla","","","",""]
[null,null,null,null,null,null,null,"QLD Blackwater 66/11","QLD Blackwater 66/11","QLD Mudgeeraba 110","QLD Clare","","","",""]
[null,null,null,null,null,null,null,"QLD Bowen North","QLD Bowen North","QLD Mudgeeraba 33","QLD Collinsville Load","SCROLL UP","SCROLL UP","SCROLL UP","SCROLL UP"]
[null,null,null,null,null,null,null,"QLD Bulli Creek","QLD Bulli Creek","QLD Murarrie (Belmont)","QLD Columboola","","","",""]
[null,null,null,null,null,null,null,"QLD Bulli Creek (Waggamba)","QLD Bulli Creek (Waggamba)","QLD Palmwoods","QLD Dysart","","","",""]
[null,null,null,null,null,null,null,"QLD Bundamba","QLD Bundamba","QLD Redbank Plains","QLD Edmonton","","","",""]
[null,null,null,null,null,null,null,"QLD Cairns","QLD Cairns","QLD Richlands","QLD El Arish","","","",""]
[null,null,null,null,null,null,null,"QLD Cairns City","QLD Cairns City","QLD Rocklea (Archerfield)","QLD Gin Gin","","","",""]
[null,null,null,null,null,null,null,"QLD Calliope River","QLD Calliope River","QLD Runcorn","QLD Gladstone South","","","",""]
[null,null,null,null,null,null,null,"QLD Cardwell","QLD Cardwell","QLD South Pine","QLD Greater Townsville Loop","","","",""]
[null,null,null,null,null,null,null,"QLD Chinchilla","QLD Chinchilla","QLD Sumner","QLD Ingham","","","",""]
[null,null,null,null,null,null,null,"QLD Clare","QLD Clare","QLD Tennyson","QLD Innisfail","","","",""]
[null,null,null,null,null,null,null,"QLD Collinsville Load","QLD Collinsville Load","QLD Woolooga (Energex)","QLD Kamerunga","","","",""]
[null,null,null,null,null,null,null,"QLD Columboola","QLD Columboola"," ","QLD Kemmis","","","",""]
[null,null,null,null,null,null,null,"QLD Dysart","QLD Dysart"," ","QLD King Creek","","","",""]
[null,null,null,null,null,null,null,"QLD Edmonton","QLD Edmonton"," ","QLD Lilyvale","","","",""]
[null,null,null,null,null,null,null,"QLD El Arish","QLD El Arish"," ","QLD Lilyvale (Barcaldine)","","","",""]
[null,null,null,null,null,null,null,"QLD Gin Gin","QLD Gin Gin","SCROLL UP","QLD Mackay","SCROLL UP","SCROLL UP","SCROLL UP","SCROLL UP"]
[null,null,null,null,null,null,null,"QLD Gladstone South","QLD Gladstone South"," ","QLD Middle Ridge (Ergon)","","","",""]
[null,null,null,null,null,null,null,"QLD Goodna","QLD Goodna"," ","QLD Moranbah (Mine)","","","",""]
[null,null,null,null,null,null,null,"QLD Greater Townsville Loop","QLD Greater Townsville Loop"," ","QLD Moranbah (Town)","","","",""]
[null,null,null,null,null,null,null,"QLD Ingham","QLD Ingham"," ","QLD Moranbah Substation","","","",""]
[null,null,null,null,null,null,null,"QLD Innisfail","QLD Innisfail"," ","QLD Moura","","","",""]
[null,null,null,null,null,null,null,"QLD Kamerunga","QLD Kamerunga"," ","QLD Nebo","","","",""]
[null,null,null,null,null,null,null,"QLD Kemmis","QLD Kemmis"," ","QLD Newlands","","","",""]
[null,null,null,null,null,null,null,"QLD King Creek","QLD King Creek"," ","QLD Oakey","","","",""]
[null,null,null,null,null,null,null,"QLD Lilyvale","QLD Lilyvale"," ","QLD Pioneer Valley","","","",""]
[null,null,null,null,null,null,null,"QLD Lilyvale (Barcaldine)","QLD Lilyvale (Barcaldine)"," ","QLD Proserpine","","","",""]
[null,null,null,null,null,null,null,"QLD Loganlea 110","QLD Loganlea 110"," ","QLD Rockhampton Loop","","","",""]
[null,null,null,null,null,null,null,"QLD Loganlea 33","QLD Loganlea 33"," ","QLD Ross","","","",""]
[null,null,null,null,null,null,null,"QLD Mackay","QLD Mackay"," ","QLD Stony Creek","","","",""]
[null,null,null,null,null,null,null,"QLD Middle Ridge (Ergon)","QLD Middle Ridge (Ergon)"," ","QLD Tangkam (Dalby)","","","",""]
[null,null,null,null,null,null,null,"QLD Molendinar","QLD Molendinar","SCROLL UP","QLD Tarong","SCROLL UP","SCROLL UP","SCROLL UP","SCROLL UP"]
[null,null,null,null,null,null,null,"QLD Moranbah (Mine)","QLD Moranbah (Mine)"," ","QLD Teebar Creek","","","",""]
[null,null,null,null,null,null,null,"QLD Moranbah (Town)","QLD Moranbah (Town)"," ","QLD Tully","","","",""]
[null,null,null,null,null,null,null,"QLD Moranbah Substation","QLD Moranbah Substation"," ","QLD Turkinje","","","",""]
[null,null,null,null,null,null,null,"QLD Moura","QLD Moura"," ","QLD Turkinje (Craiglee)","","","",""]
[null,null,null,null,null,null,null,"QLD Mudgeeraba 110","QLD Mudgeeraba 110"," ","QLD Woolooga (Ergon)","","","",""]
[null,null,null,null,null,null,null,"QLD Mudgeeraba 33","QLD Mudgeeraba 33"," ","QLD Woree","","","",""]
[null,null,null,null,null,null,null,"QLD Murarrie (Belmont)","QLD Murarrie (Belmont)"," ","QLD Yarwun - Boat Creek","","","",""]
[null,null,null,null,null,null,null,"QLD Nebo","QLD Nebo"," "," ","","","",""]
[null,null,null,null,null,null,null,"QLD Newlands","QLD Newlands"," "," ","","","",""]
[null,null,null,null,null,null,null,"QLD Oakey","QLD Oakey"," "," ","","","",""]
[null,null,null,null,null,null,null,"QLD Palmwoods","QLD Palmwoods"," "," ","","","",""]
[null,null,null,null,null,null,null,"QLD Pioneer Valley","QLD Pioneer Valley"," "," ","","","",""]
[null,null,null,null,null,null,null,"QLD Proserpine","QLD Proserpine"," "," ","","","",""]
[null,null,null,null,null,null,null,"QLD Redbank Plains","QLD Redbank Plains"," "," ","","","",""]
[null,null,null,null,null,null,null,"QLD Richlands","QLD Richlands","SCROLL UP","SCROLL UP","SCROLL UP","SCROLL UP","SCROLL UP","SCROLL UP"]
[null,null,null,null,null,null,null,"QLD Rockhampton Loop","QLD Rockhampton Loop","","","","","",""]
[null,null,null,null,null,null,null,"QLD Rocklea (Archerfield)","QLD Rocklea (Archerfield)","","","","","",""]
[null,null,null,null,null,null,null,"QLD Ross","QLD Ross","","","","","",""]
[null,null,null,null,null,null,null,"QLD Runcorn","QLD Runcorn","","","","","",""]
[null,null,null,null,null,null,null,"QLD South Pine","QLD South Pine","","","","","",""]
[null,null,null,null,null,null,null,{"$f":"INDEX(I:K,ROW(),MATCH($H$3,$I$3:$K$3,0))","v":"QLD Stony Creek"},"QLD Stony Creek","","","","","",""]
[null,null,null,null,null,null,null,"QLD Sumner","QLD Sumner","","","","","",""]
[null,null,null,null,null,null,null,"QLD Tangkam (Dalby)","QLD Tangkam (Dalby)","","","","","",""]
[null,null,null,null,null,null,null,"QLD Tarong","QLD Tarong","","","","","",""]
[null,null,null,null,null,null,null,"QLD Teebar Creek","QLD Teebar Creek","","","","","",""]
[null,null,null,null,null,null,null,"QLD Tennyson","QLD Tennyson","","","","","",""]
[null,null,null,null,null,null,null,"QLD Tully","QLD Tully","","","","","",""]
[null,null,null,null,null,null,null,"QLD Turkinje","QLD Turkinje","","","","","",""]
[null,null,null,null,null,null,null,"QLD Turkinje (Craiglee)","QLD Turkinje (Craiglee)","","","","","",""]
[null,null,null,null,null,null,null,"QLD Woolooga (Energex)","QLD Woolooga (Energex)","SCROLL UP","SCROLL UP","SCROLL UP","SCROLL UP","SCROLL UP","SCROLL UP"]
[null,null,null,null,null,null,null,"QLD Woolooga (Ergon)","QLD Woolooga (Ergon)","","","","","",""]
[null,null,null,null,null,null,null,"QLD Woree","QLD Woree","","","","","",""]
[null,null,null,null,null,null,null,"QLD Yarwun - Boat Creek","QLD Yarwun - Boat Creek","","","","","",""]
[null,null,null,null,null,null,null," "," ","","","","","",""]
[null,null,null,null,null,null,null," "," ","","","","","",""]
[null,null,null,null,null,null,null," "," ","","","","","",""]
[null,null,null,null,null,null,null," "," ","","","","","",""]
[null,null,null,null,null,null,null," "," ","","","","","",""]
[null,null,null,null,null,null,null," "," ","","","","","",""]
[null,null,null,null,null,null,null," "," ","","","","","",""]
[null,null,null,null,null,null,null," "," ","","","","","",""]
[null,null,null,null,null,null,null," "," ","","","","","",""]
[null,null,null,null,null,null,null," "," ","","","","","",""]
[null,null,null,null,null,null,null," "," ","","","","","",""]
[null,null,null,null,null,null,null,"SCROLL UP","SCROLL UP","SCROLL UP","SCROLL UP","SCROLL UP","SCROLL UP","SCROLL UP","SCROLL UP"]
[null,null,null,null,null,null,null,"","","","","","","",""]
[null,null,null,null,null,null,null,"","","","","","","",""]
[null,null,null,null,null,null,null,"","","","","","","",""]
[null,null,null,null,null,null,null,"","","","","","","",""]
[null,null,null,null,null,null,null,"","","","","","","",""]
[null,null,null,null,null,null,null,"","","","","","","",""]
[null,null,null,null,null,null,null,"","","","","","","",""]
[null,null,null,null,null,null,null,"","","","","","","",""]
[null,null,null,null,null,null,null,"","","","","","",""]
[null,null,null,null,null,null,null,"","","","","","",""]