{"text_format":"1","workbook":"xlsx","n_sheets":7,"sheets":["Introduction","Report","CommentaryInput","CommentarySelection","DataInput","DataSelection","Lists_Selections"],"not_rendered":{"charts":2,"images":5,"macros":1,"external_links":1,"defined_names":21,"comments":4,"pivot_tables":0},"unopened":[],"bounds":{"document_bytes":16777216,"sheet_cells":100000,"rows_first":2000,"rows_last":500,"rows_between":2000,"halvings":0,"cell_chars":16384,"cell_head_chars":4096},"cells_cut":0,"cells_raw":0,"read":"whole","date_system":"1900"}

{"sheet":"Introduction","index":0,"n_rows":30,"n_cols":33,"rows_kept":30,"cut":false,"hidden":false,"merged":[]}
[]
[]
[]
[]
[]
[]
[]
[]
[]
[]
[]
[]
[]
[]
[]
[]
[]
[]
[]
[]
[]
[]
[]
[]
[]
[]
[]
[]
[]
[null,null,null,null,null,null,null,null,null,null,null,null,null,null,null,null,null,null,null,null,null,null,null,null,null,null,null,null,null,null,null,null,"  "]

{"sheet":"Report","index":1,"n_rows":2,"n_cols":2,"rows_kept":2,"cut":false,"hidden":false,"merged":[]}
[]
[null,3]

{"sheet":"CommentaryInput","index":2,"n_rows":2979,"n_cols":20,"rows_kept":2979,"cut":false,"hidden":true,"merged":[]}
[]
[null,"SOUTH AUSTRALIA"]
[null,null,null,null,null,null,null,null,null,null,null,null,null,null,null,null,null,"Used for lookup in Selection","Used for lookup in Selection","Used for lookup in Selection"]
[null,null,"SA Adelaide Central",null,null,null,null,null,null,null,null,null,null,null,null,null,null,{"$f":"MOD(ROW(Q4)-4,31)+1","v":1},{"$f":"T4&R4","v":"SA Adelaide Central1"},{"$f":"C4","v":"SA Adelaide Central"}]
[null,null,null,null,null,null,null,null,null,null,null,null,null,null,null,null,null,2,{"$f":"T5&R5","v":"SA Adelaide Central2"},{"$f":"T4","v":"SA Adelaide Central"}]
[null,null,null,"MAIN SECTORS",null,null,null,null,null,null,null,null,null,null,null,null,null,3,"SA Adelaide Central3",{"$f":"T5","v":"SA Adelaide Central"}]
[null,null,null,"Residential and commercial area surrounds the connection point",null,null,null,null,null,null,null,null,null,null,null,null,null,4,"SA Adelaide Central4","SA Adelaide Central"]
[null,null,null,null,null,null,null,null,null,null,null,null,null,null,null,null,null,5,"SA Adelaide Central5","SA Adelaide Central"]
[null,null,null,null,null,null,null,null,null,null,null,null,null,null,null,null,null,6,"SA Adelaide Central6","SA Adelaide Central"]
[null,null,null,null,null,null,null,null,null,null,null,null,null,null,null,null,null,7,"SA Adelaide Central7","SA Adelaide Central"]
[null,null,null,null,null,null,null,null,null,null,null,null,null,null,null,null,null,8,"SA Adelaide Central8","SA Adelaide Central"]
[null,null,null,"MEDIUM SCENARIO",null,null,null,null,null,null,null,null,null,null,null,null,null,9,"SA Adelaide Central9","SA Adelaide Central"]
[null,null,null,"Summer",null,null,null,null,null,null,null,null,null,null,null,null,null,10,"SA Adelaide Central10","SA Adelaide Central"]
[null,null,null,"Temperature corrected actuals have decreased over the historical period.",null,null,null,null,null,null,null,null,null,null,null,null,null,11,"SA Adelaide Central11","SA Adelaide Central"]
[null,null,null,"Forecast demand is decreasing over the outlook period.",null,null,null,null,null,null,null,null,null,null,null,null,null,12,"SA Adelaide Central12","SA Adelaide Central"]
[null,null,null,"The 10% POE offset for PV ranges from 1.1% to 2.9% between 2017 and 2026.",null,null,null,null,null,null,null,null,null,null,null,null,null,13,"SA Adelaide Central13","SA Adelaide Central"]
[null,null,null,null,null,null,null,null,null,null,null,null,null,null,null,null,null,14,"SA Adelaide Central14","SA Adelaide Central"]
[null,null,null,null,null,null,null,null,null,null,null,null,null,null,null,null,null,15,"SA Adelaide Central15","SA Adelaide Central"]
[null,null,null,"Winter",null,null,null,null,null,null,null,null,null,null,null,null,null,16,"SA Adelaide Central16","SA Adelaide Central"]
[null,null,null,"Temperature corrected actuals have decreased over the historical period.",null,null,null,null,null,null,null,null,null,null,null,null,null,17,"SA Adelaide Central17","SA Adelaide Central"]
[null,null,null,"Forecast demand is decreasing over the outlook period.",null,null,null,null,null,null,null,null,null,null,null,null,null,18,"SA Adelaide Central18","SA Adelaide Central"]
[null,null,null,"The 10% POE offset for PV ranges from 1.1% to 2.5% between 2016 and 2025.",null,null,null,null,null,null,null,null,null,null,null,null,null,19,"SA Adelaide Central19","SA Adelaide Central"]
[null,null,null,null,null,null,null,null,null,null,null,null,null,null,null,null,null,20,"SA Adelaide Central20","SA Adelaide Central"]
[null,null,null,null,null,null,null,null,null,null,null,null,null,null,null,null,null,21,"SA Adelaide Central21","SA Adelaide Central"]
[null,null,null,"Other",null,null,null,null,null,null,null,null,null,null,null,null,null,22,"SA Adelaide Central22","SA Adelaide Central"]
[null,null,null,"A subset of the eastern suburbs meshed network.",null,null,null,null,null,null,null,null,null,null,null,null,null,23,"SA Adelaide Central23","SA Adelaide Central"]
[null,null,null,"This includes the area of Adelaide which is located east of West Terrace, north of South Terrace, west of East Terrace and",null,null,null,null,null,null,null,null,null,null,null,null,null,24,"SA Adelaide Central24","SA Adelaide Central"]
[null,null,null,"south of the River Torrens.",null,null,null,null,null,null,null,null,null,null,null,null,null,25,"SA Adelaide Central25","SA Adelaide Central"]
[null,null,null,"Demand is weather sensitive in summer and winter.",null,null,null,null,null,null,null,null,null,null,null,null,null,26,"SA Adelaide Central26","SA Adelaide Central"]
[null,null,null,"Diversity factors: Summer = 0.87; Winter = 0.74.",null,null,null,null,null,null,null,null,null,null,null,null,null,27,"SA Adelaide Central27","SA Adelaide Central"]
[null,null,null,"Power factors: Summer = 0.96, lagging; Winter = 0.95, lagging.",null,null,null,null,null,null,null,null,null,null,null,null,null,28,"SA Adelaide Central28","SA Adelaide Central"]
[null,null,null,null,null,null,null,null,null,null,null,null,null,null,null,null,null,29,"SA Adelaide Central29","SA Adelaide Central"]
[null,null,null,null,null,null,null,null,null,null,null,null,null,null,null,null,null,30,"SA Adelaide Central30","SA Adelaide Central"]
[null,null,null,null,null,null,null,null,null,null,null,null,null,null,null,null,null,{"$f":"MOD(ROW(Q34)-4,31)+1","v":31},"SA Adelaide Central31","SA Adelaide Central"]
[null,null,"SA Mt Barker and Mt Barker South",null,null,null,null,null,null,null,null,null,null,null,null,null,null,{"$f":"MOD(ROW(Q35)-4,31)+1","v":1},"SA Mt Barker and Mt Barker South1",{"$f":"C35","v":"SA Mt Barker and Mt Barker South"}]
[null,null,null,null,null,null,null,null,null,null,null,null,null,null,null,null,null,{"$f":"MOD(ROW(Q36)-4,31)+1","v":2},"SA Mt Barker and Mt Barker South2",{"$f":"T35","v":"SA Mt Barker and Mt Barker South"}]
[null,null,null,"MAIN SECTORS",null,null,null,null,null,null,null,null,null,null,null,null,null,3,"SA Mt Barker and Mt Barker South3","SA Mt Barker and Mt Barker South"]
[null,null,null,"Residential area surrounded by predominantly agricultural area",null,null,null,null,null,null,null,null,null,null,null,null,null,4,"SA Mt Barker and Mt Barker South4","SA Mt Barker and Mt Barker South"]
[null,null,null,null,null,null,null,null,null,null,null,null,null,null,null,null,null,5,"SA Mt Barker and Mt Barker South5","SA Mt Barker and Mt Barker South"]
[null,null,null,null,null,null,null,null,null,null,null,null,null,null,null,null,null,6,"SA Mt Barker and Mt Barker South6","SA Mt Barker and Mt Barker South"]
[null,null,null,null,null,null,null,null,null,null,null,null,null,null,null,null,null,7,"SA Mt Barker and Mt Barker South7","SA Mt Barker and Mt Barker South"]
[null,null,null,null,null,null,null,null,null,null,null,null,null,null,null,null,null,8,"SA Mt Barker and Mt Barker South8","SA Mt Barker and Mt Barker South"]
[null,null,null,"MEDIUM SCENARIO",null,null,null,null,null,null,null,null,null,null,null,null,null,9,"SA Mt Barker and Mt Barker South9","SA Mt Barker and Mt Barker South"]
[null,null,null,"Summer",null,null,null,null,null,null,null,null,null,null,null,null,null,10,"SA Mt Barker and Mt Barker South10","SA Mt Barker and Mt Barker South"]
[null,null,null,"Temperature corrected actuals have increased over the historical period.",null,null,null,null,null,null,null,null,null,null,null,null,null,11,"SA Mt Barker and Mt Barker South11","SA Mt Barker and Mt Barker South"]
[null,null,null,"Forecast demand is relatively flat over the outlook period.",null,null,null,null,null,null,null,null,null,null,null,null,null,12,"SA Mt Barker and Mt Barker South12","SA Mt Barker and Mt Barker South"]
[null,null,null,"The 10% POE offset for PV ranges from 6.6% to 11.2% between 2017 and 2026.",null,null,null,null,null,null,null,null,null,null,null,null,null,13,"SA Mt Barker and Mt Barker South13","SA Mt Barker and Mt Barker South"]
[null,null,null,null,null,null,null,null,null,null,null,null,null,null,null,null,null,14,"SA Mt Barker and Mt Barker South14","SA Mt Barker and Mt Barker South"]
[null,null,null,null,null,null,null,null,null,null,null,null,null,null,null,null,null,15,"SA Mt Barker and Mt Barker South15","SA Mt Barker and Mt Barker South"]
[null,null,null,"Winter",null,null,null,null,null,null,null,null,null,null,null,null,null,16,"SA Mt Barker and Mt Barker South16","SA Mt Barker and Mt Barker South"]
[null,null,null,"Temperature corrected actuals have increased over the historical period.",null,null,null,null,null,null,null,null,null,null,null,null,null,17,"SA Mt Barker and Mt Barker South17","SA Mt Barker and Mt Barker South"]
[null,null,null,"Forecast demand is increasing over the outlook period.",null,null,null,null,null,null,null,null,null,null,null,null,null,18,"SA Mt Barker and Mt Barker South18","SA Mt Barker and Mt Barker South"]
[null,null,null,"The 10% POE offset for PV is zero.",null,null,null,null,null,null,null,null,null,null,null,null,null,19,"SA Mt Barker and Mt Barker South19","SA Mt Barker and Mt Barker South"]
[null,null,null,null,null,null,null,null,null,null,null,null,null,null,null,null,null,20,"SA Mt Barker and Mt Barker South20","SA Mt Barker and Mt Barker South"]
[null,null,null,null,null,null,null,null,null,null,null,null,null,null,null,null,null,21,"SA Mt Barker and Mt Barker South21","SA Mt Barker and Mt Barker South"]
[null,null,null,"Other",null,null,null,null,null,null,null,null,null,null,null,null,null,22,"SA Mt Barker and Mt Barker South22","SA Mt Barker and Mt Barker South"]
[null,null,null,"Supplies Mt Barker and surrounding areas such as Hahandorf, Meadows and Strathalbyn.",null,null,null,null,null,null,null,null,null,null,null,null,null,23,"SA Mt Barker and Mt Barker South23","SA Mt Barker and Mt Barker South"]
[null,null,null,"Demand is weather sensitive in summer and winter.",null,null,null,null,null,null,null,null,null,null,null,null,null,24,"SA Mt Barker and Mt Barker South24","SA Mt Barker and Mt Barker South"]
[null,null,null,"Diversity factors: Summer = 0.9; Winter = 0.92.",null,null,null,null,null,null,null,null,null,null,null,null,null,25,"SA Mt Barker and Mt Barker South25","SA Mt Barker and Mt Barker South"]
[null,null,null,"Power factors: Summer = 0.95, lagging; Winter = 0.99, lagging.",null,null,null,null,null,null,null,null,null,null,null,null,null,26,"SA Mt Barker and Mt Barker South26","SA Mt Barker and Mt Barker South"]
[null,null,null,null,null,null,null,null,null,null,null,null,null,null,null,null,null,27,"SA Mt Barker and Mt Barker South27","SA Mt Barker and Mt Barker South"]
[null,null,null,null,null,null,null,null,null,null,null,null,null,null,null,null,null,28,"SA Mt Barker and Mt Barker South28","SA Mt Barker and Mt Barker South"]
[null,null,null,null,null,null,null,null,null,null,null,null,null,null,null,null,null,29,"SA Mt Barker and Mt Barker South29","SA Mt Barker and Mt Barker South"]
[null,null,null,null,null,null,null,null,null,null,null,null,null,null,null,null,null,30,"SA Mt Barker and Mt Barker South30","SA Mt Barker and Mt Barker South"]
[null,null,null,null,null,null,null,null,null,null,null,null,null,null,null,null,null,31,"SA Mt Barker and Mt Barker South31","SA Mt Barker and Mt Barker South"]
[null,null,"SA Berri",null,null,null,null,null,null,null,null,null,null,null,null,null,null,1,"SA Berri1",{"$f":"C66","v":"SA Berri"}]
[null,null,null,null,null,null,null,null,null,null,null,null,null,null,null,null,null,2,"SA Berri2",{"$f":"T66","v":"SA Berri"}]
[null,null,null,"MAIN SECTORS",null,null,null,null,null,null,null,null,null,null,null,null,null,3,"SA Berri3","SA Berri"]
[null,null,null,"Predominantly agricultural, small amount of residential and parkland in surrounding area",null,null,null,null,null,null,null,null,null,null,null,null,null,4,{"$f":"T69&R69","v":"SA Berri4"},"SA Berri"]
[null,null,null,null,null,null,null,null,null,null,null,null,null,null,null,null,null,5,"SA Berri5","SA Berri"]
[null,null,null,null,null,null,null,null,null,null,null,null,null,null,null,null,null,6,"SA Berri6","SA Berri"]
[null,null,null,null,null,null,null,null,null,null,null,null,null,null,null,null,null,7,"SA Berri7","SA Berri"]
[null,null,null,null,null,null,null,null,null,null,null,null,null,null,null,null,null,8,"SA Berri8","SA Berri"]
[null,null,null,"MEDIUM SCENARIO",null,null,null,null,null,null,null,null,null,null,null,null,null,9,"SA Berri9","SA Berri"]
[null,null,null,"Summer",null,null,null,null,null,null,null,null,null,null,null,null,null,10,"SA Berri10","SA Berri"]
[null,null,null,"Temperature corrected actuals have fluctuated over the historical period.",null,null,null,null,null,null,null,null,null,null,null,null,null,11,"SA Berri11","SA Berri"]
[null,null,null,"Forecast demand is decreasing over the outlook period.",null,null,null,null,null,null,null,null,null,null,null,null,null,12,"SA Berri12","SA Berri"]
[null,null,null,"The 10% POE offset for PV ranges from 9.8% to 12.4% between 2017 and 2026.",null,null,null,null,null,null,null,null,null,null,null,null,null,13,"SA Berri13","SA Berri"]
[null,null,null,null,null,null,null,null,null,null,null,null,null,null,null,null,null,14,"SA Berri14","SA Berri"]
[null,null,null,null,null,null,null,null,null,null,null,null,null,null,null,null,null,15,"SA Berri15","SA Berri"]
[null,null,null,"Winter",null,null,null,null,null,null,null,null,null,null,null,null,null,16,"SA Berri16","SA Berri"]
[null,null,null,"Temperature corrected actuals have increased over the historical period.",null,null,null,null,null,null,null,null,null,null,null,null,null,17,"SA Berri17","SA Berri"]
[null,null,null,"Forecast demand is increasing over the outlook period.",null,null,null,null,null,null,null,null,null,null,null,null,null,18,"SA Berri18","SA Berri"]
[null,null,null,"The 10% POE offset for PV is zero.",null,null,null,null,null,null,null,null,null,null,null,null,null,19,"SA Berri19","SA Berri"]
[null,null,null,null,null,null,null,null,null,null,null,null,null,null,null,null,null,20,"SA Berri20","SA Berri"]
[null,null,null,null,null,null,null,null,null,null,null,null,null,null,null,null,null,21,"SA Berri21","SA Berri"]
[null,null,null,"Other",null,null,null,null,null,null,null,null,null,null,null,null,null,22,"SA Berri22","SA Berri"]
[null,null,null,"Supplies areas Surrounding Berri and Monash, in the Riverland region and near to the Murray River.",null,null,null,null,null,null,null,null,null,null,null,null,null,23,"SA Berri23","SA Berri"]
[null,null,null,"Includes Barmera.",null,null,null,null,null,null,null,null,null,null,null,null,null,24,"SA Berri24","SA Berri"]
[null,null,null,"Demand is weather sensitive in summer and winter.",null,null,null,null,null,null,null,null,null,null,null,null,null,25,"SA Berri25","SA Berri"]
[null,null,null,"Diversity factors: Summer = 0.91; Winter = 0.92.",null,null,null,null,null,null,null,null,null,null,null,null,null,26,"SA Berri26","SA Berri"]
[null,null,null,"Power factors: Summer = 0.96, lagging; Winter = 1, lagging.",null,null,null,null,null,null,null,null,null,null,null,null,null,27,"SA Berri27","SA Berri"]
[null,null,null,null,null,null,null,null,null,null,null,null,null,null,null,null,null,28,"SA Berri28","SA Berri"]
[null,null,null,null,null,null,null,null,null,null,null,null,null,null,null,null,null,29,"SA Berri29","SA Berri"]
[null,null,null,null,null,null,null,null,null,null,null,null,null,null,null,null,null,30,"SA Berri30","SA Berri"]
[null,null,null,null,null,null,null,null,null,null,null,null,null,null,null,null,null,31,"SA Berri31","SA Berri"]
[null,null,"SA Blanche",null,null,null,null,null,null,null,null,null,null,null,null,null,null,1,"SA Blanche1",{"$f":"C97","v":"SA Blanche"}]
[null,null,null,null,null,null,null,null,null,null,null,null,null,null,null,null,null,2,"SA Blanche2",{"$f":"T97","v":"SA Blanche"}]
[null,null,null,"MAIN SECTORS",null,null,null,null,null,null,null,null,null,null,null,null,null,3,"SA Blanche3","SA Blanche"]
[null,null,null,"Some residential, surrounded by predominantly agricultural area",null,null,null,null,null,null,null,null,null,null,null,null,null,{"$f":"MOD(ROW(Q100)-4,31)+1","v":4},"SA Blanche4",{"$f":"T99","v":"SA Blanche"}]
[null,null,null,null,null,null,null,null,null,null,null,null,null,null,null,null,null,5,"SA Blanche5","SA Blanche"]
[null,null,null,null,null,null,null,null,null,null,null,null,null,null,null,null,null,6,"SA Blanche6","SA Blanche"]
[null,null,null,null,null,null,null,null,null,null,null,null,null,null,null,null,null,7,"SA Blanche7","SA Blanche"]
[null,null,null,null,null,null,null,null,null,null,null,null,null,null,null,null,null,8,"SA Blanche8","SA Blanche"]
[null,null,null,"MEDIUM SCENARIO",null,null,null,null,null,null,null,null,null,null,null,null,null,9,"SA Blanche9","SA Blanche"]
[null,null,null,"Summer",null,null,null,null,null,null,null,null,null,null,null,null,null,10,"SA Blanche10","SA Blanche"]
[null,null,null,"Temperature corrected actuals have decreased since 2009.",null,null,null,null,null,null,null,null,null,null,null,null,null,11,"SA Blanche11","SA Blanche"]
[null,null,null,"Forecast demand is increasing over the outlook period.",null,null,null,null,null,null,null,null,null,null,null,null,null,12,"SA Blanche12","SA Blanche"]
[null,null,null,"The 10% POE offset for PV ranges from 5.3% to 10.7% between 2017 and 2026.",null,null,null,null,null,null,null,null,null,null,null,null,null,13,"SA Blanche13","SA Blanche"]
[null,null,null,null,null,null,null,null,null,null,null,null,null,null,null,null,null,14,"SA Blanche14","SA Blanche"]
[null,null,null,null,null,null,null,null,null,null,null,null,null,null,null,null,null,15,"SA Blanche15","SA Blanche"]
[null,null,null,"Winter",null,null,null,null,null,null,null,null,null,null,null,null,null,16,"SA Blanche16","SA Blanche"]
[null,null,null,"Temperature corrected actuals have decreased since 2009.",null,null,null,null,null,null,null,null,null,null,null,null,null,17,"SA Blanche17","SA Blanche"]
[null,null,null,"Forecast demand is increasing over the outlook period.",null,null,null,null,null,null,null,null,null,null,null,null,null,18,"SA Blanche18","SA Blanche"]
[null,null,null,"The 10% POE offset for PV is zero.",null,null,null,null,null,null,null,null,null,null,null,null,null,19,"SA Blanche19","SA Blanche"]
[null,null,null,null,null,null,null,null,null,null,null,null,null,null,null,null,null,20,"SA Blanche20","SA Blanche"]
[null,null,null,null,null,null,null,null,null,null,null,null,null,null,null,null,null,21,"SA Blanche21","SA Blanche"]
[null,null,null,"Other",null,null,null,null,null,null,null,null,null,null,null,null,null,22,"SA Blanche22","SA Blanche"]
[null,null,null,"Supplies part of South Eastern SA including Mount Gambier and Allendale.",null,null,null,null,null,null,null,null,null,null,null,null,null,23,"SA Blanche23","SA Blanche"]
[null,null,null,"Demand is weather sensitive in summer and winter.",null,null,null,null,null,null,null,null,null,null,null,null,null,24,"SA Blanche24","SA Blanche"]
[null,null,null,"Diversity factors: Summer = 0.88; Winter = 0.99.",null,null,null,null,null,null,null,null,null,null,null,null,null,25,"SA Blanche25","SA Blanche"]
[null,null,null,"Power factors: Summer = 0.96, lagging; Winter = 0.97, lagging.",null,null,null,null,null,null,null,null,null,null,null,null,null,26,"SA Blanche26","SA Blanche"]
[null,null,null,null,null,null,null,null,null,null,null,null,null,null,null,null,null,27,"SA Blanche27","SA Blanche"]
[null,null,null,null,null,null,null,null,null,null,null,null,null,null,null,null,null,28,"SA Blanche28","SA Blanche"]
[null,null,null,null,null,null,null,null,null,null,null,null,null,null,null,null,null,29,"SA Blanche29","SA Blanche"]
[null,null,null,null,null,null,null,null,null,null,null,null,null,null,null,null,null,30,"SA Blanche30","SA Blanche"]
[null,null,null,null,null,null,null,null,null,null,null,null,null,null,null,null,null,31,"SA Blanche31","SA Blanche"]
[null,null,"SA Eastern Suburbs",null,null,null,null,null,null,null,null,null,null,null,null,null,null,1,"SA Eastern Suburbs1",{"$f":"C128","v":"SA Eastern Suburbs"}]
[null,null,null,null,null,null,null,null,null,null,null,null,null,null,null,null,null,2,"SA Eastern Suburbs2",{"$f":"T128","v":"SA Eastern Suburbs"}]
[null,null,null,"MAIN SECTORS",null,null,null,null,null,null,null,null,null,null,null,null,null,3,"SA Eastern Suburbs3","SA Eastern Suburbs"]
[null,null,null,"Predominantly residential and commercial area",null,null,null,null,null,null,null,null,null,null,null,null,null,4,"SA Eastern Suburbs4","SA Eastern Suburbs"]
[null,null,null,null,null,null,null,null,null,null,null,null,null,null,null,null,null,5,"SA Eastern Suburbs5","SA Eastern Suburbs"]
[null,null,null,null,null,null,null,null,null,null,null,null,null,null,null,null,null,6,{"$f":"T133&R133","v":"SA Eastern Suburbs6"},"SA Eastern Suburbs"]
[null,null,null,null,null,null,null,null,null,null,null,null,null,null,null,null,null,7,"SA Eastern Suburbs7","SA Eastern Suburbs"]
[null,null,null,null,null,null,null,null,null,null,null,null,null,null,null,null,null,8,"SA Eastern Suburbs8","SA Eastern Suburbs"]
[null,null,null,"MEDIUM SCENARIO",null,null,null,null,null,null,null,null,null,null,null,null,null,9,"SA Eastern Suburbs9","SA Eastern Suburbs"]
[null,null,null,"Summer",null,null,null,null,null,null,null,null,null,null,null,null,null,10,"SA Eastern Suburbs10","SA Eastern Suburbs"]
[null,null,null,"Temperature corrected actuals have decreased over the historical period.",null,null,null,null,null,null,null,null,null,null,null,null,null,11,"SA Eastern Suburbs11","SA Eastern Suburbs"]
[null,null,null,"Forecast demand is decreasing over the outlook period.",null,null,null,null,null,null,null,null,null,null,null,null,null,12,"SA Eastern Suburbs12","SA Eastern Suburbs"]
[null,null,null,"The 10% POE offset for PV ranges from 6.9% to 16.9% between 2017 and 2026.",null,null,null,null,null,null,null,null,null,null,null,null,null,13,"SA Eastern Suburbs13","SA Eastern Suburbs"]
[null,null,null,null,null,null,null,null,null,null,null,null,null,null,null,null,null,14,"SA Eastern Suburbs14","SA Eastern Suburbs"]
[null,null,null,null,null,null,null,null,null,null,null,null,null,null,null,null,null,15,"SA Eastern Suburbs15","SA Eastern Suburbs"]
[null,null,null,"Winter",null,null,null,null,null,null,null,null,null,null,null,null,null,16,"SA Eastern Suburbs16","SA Eastern Suburbs"]
[null,null,null,"Temperature corrected actuals have remained relatively flat over the historical period.",null,null,null,null,null,null,null,null,null,null,null,null,null,17,"SA Eastern Suburbs17","SA Eastern Suburbs"]
[null,null,null,"Forecast demand is relatively flat over the outlook period.",null,null,null,null,null,null,null,null,null,null,null,null,null,18,"SA Eastern Suburbs18","SA Eastern Suburbs"]
[null,null,null,"The 10% POE offset for PV is zero.",null,null,null,null,null,null,null,null,null,null,null,null,null,19,"SA Eastern Suburbs19","SA Eastern Suburbs"]
[null,null,null,null,null,null,null,null,null,null,null,null,null,null,null,null,null,20,"SA Eastern Suburbs20","SA Eastern Suburbs"]
[null,null,null,null,null,null,null,null,null,null,null,null,null,null,null,null,null,21,"SA Eastern Suburbs21","SA Eastern Suburbs"]
[null,null,null,"Other",null,null,null,null,null,null,null,null,null,null,null,null,null,22,"SA Eastern Suburbs22","SA Eastern Suburbs"]
[null,null,null,"The Eastern Suburbs network supplies area from Golden Grove in the North to Linden Park in the south and extends westwards",null,null,null,null,null,null,null,null,null,null,null,null,null,23,"SA Eastern Suburbs23","SA Eastern Suburbs"]
[null,null,null,"to Prospect and North Adelaide and eastwards to the Adelaide Hills.",null,null,null,null,null,null,null,null,null,null,null,null,null,24,"SA Eastern Suburbs24","SA Eastern Suburbs"]
[null,null,null,"The impact of the following embedded generator(s) has been removed in the forecasts; Termstor, Highbry and Teatree.",null,null,null,null,null,null,null,null,null,null,null,null,null,25,"SA Eastern Suburbs25","SA Eastern Suburbs"]
[null,null,null,"Demand is weather sensitive in summer and winter.",null,null,null,null,null,null,null,null,null,null,null,null,null,26,"SA Eastern Suburbs26","SA Eastern Suburbs"]
[null,null,null,"Diversity factors: Summer = 0.95; Winter = 1.",null,null,null,null,null,null,null,null,null,null,null,null,null,27,"SA Eastern Suburbs27","SA Eastern Suburbs"]
[null,null,null,"Power factors: Summer = 0.98, lagging; Winter = 0.99, lagging.",null,null,null,null,null,null,null,null,null,null,null,null,null,28,"SA Eastern Suburbs28","SA Eastern Suburbs"]
[null,null,null,null,null,null,null,null,null,null,null,null,null,null,null,null,null,29,"SA Eastern Suburbs29","SA Eastern Suburbs"]
[null,null,null,null,null,null,null,null,null,null,null,null,null,null,null,null,null,30,"SA Eastern Suburbs30","SA Eastern Suburbs"]
[null,null,null,null,null,null,null,null,null,null,null,null,null,null,null,null,null,31,"SA Eastern Suburbs31","SA Eastern Suburbs"]
[null,null,"SA Northern Suburbs",null,null,null,null,null,null,null,null,null,null,null,null,null,null,1,"SA Northern Suburbs1",{"$f":"C159","v":"SA Northern Suburbs"}]
[null,null,null,null,null,null,null,null,null,null,null,null,null,null,null,null,null,2,"SA Northern Suburbs2",{"$f":"T159","v":"SA Northern Suburbs"}]
[null,null,null,"MAIN SECTORS",null,null,null,null,null,null,null,null,null,null,null,null,null,3,"SA Northern Suburbs3","SA Northern Suburbs"]
[null,null,null,"Predominantly residential and commercial area",null,null,null,null,null,null,null,null,null,null,null,null,null,4,"SA Northern Suburbs4","SA Northern Suburbs"]
[null,null,null,null,null,null,null,null,null,null,null,null,null,null,null,null,null,5,"SA Northern Suburbs5","SA Northern Suburbs"]
[null,null,null,null,null,null,null,null,null,null,null,null,null,null,null,null,null,{"$f":"MOD(ROW(Q164)-4,31)+1","v":6},"SA Northern Suburbs6",{"$f":"T163","v":"SA Northern Suburbs"}]
[null,null,null,null,null,null,null,null,null,null,null,null,null,null,null,null,null,7,"SA Northern Suburbs7","SA Northern Suburbs"]
[null,null,null,null,null,null,null,null,null,null,null,null,null,null,null,null,null,8,"SA Northern Suburbs8","SA Northern Suburbs"]
[null,null,null,"MEDIUM SCENARIO",null,null,null,null,null,null,null,null,null,null,null,null,null,9,"SA Northern Suburbs9","SA Northern Suburbs"]
[null,null,null,"Summer",null,null,null,null,null,null,null,null,null,null,null,null,null,10,"SA Northern Suburbs10","SA Northern Suburbs"]
[null,null,null,"Temperature corrected actuals have decreased since 2011.",null,null,null,null,null,null,null,null,null,null,null,null,null,11,"SA Northern Suburbs11","SA Northern Suburbs"]
[null,null,null,"Forecast demand is decreasing over the outlook period due to due to block load disconnection.",null,null,null,null,null,null,null,null,null,null,null,null,null,12,"SA Northern Suburbs12","SA Northern Suburbs"]
[null,null,null,"The 10% POE offset for PV ranges from 7.8% to 12.2% between 2017 and 2026.",null,null,null,null,null,null,null,null,null,null,null,null,null,13,"SA Northern Suburbs13","SA Northern Suburbs"]
[null,null,null,null,null,null,null,null,null,null,null,null,null,null,null,null,null,14,"SA Northern Suburbs14","SA Northern Suburbs"]
[null,null,null,null,null,null,null,null,null,null,null,null,null,null,null,null,null,15,"SA Northern Suburbs15","SA Northern Suburbs"]
[null,null,null,"Winter",null,null,null,null,null,null,null,null,null,null,null,null,null,16,"SA Northern Suburbs16","SA Northern Suburbs"]
[null,null,null,"Temperature corrected actuals have increased over the historical period.",null,null,null,null,null,null,null,null,null,null,null,null,null,17,"SA Northern Suburbs17","SA Northern Suburbs"]
[null,null,null,"Forecast demand is decreasing over the outlook period due to due to block load disconnection.",null,null,null,null,null,null,null,null,null,null,null,null,null,18,"SA Northern Suburbs18","SA Northern Suburbs"]
[null,null,null,"The 10% POE offset for PV is zero.",null,null,null,null,null,null,null,null,null,null,null,null,null,19,"SA Northern Suburbs19","SA Northern Suburbs"]
[null,null,null,null,null,null,null,null,null,null,null,null,null,null,null,null,null,20,"SA Northern Suburbs20","SA Northern Suburbs"]
[null,null,null,null,null,null,null,null,null,null,null,null,null,null,null,null,null,21,"SA Northern Suburbs21","SA Northern Suburbs"]
[null,null,null,"Other",null,null,null,null,null,null,null,null,null,null,null,null,null,22,"SA Northern Suburbs22","SA Northern Suburbs"]
[null,null,null,"The Northern Suburbs network includes Elizabeth and extends north to Gawler and south to Parafield Gardens.",null,null,null,null,null,null,null,null,null,null,null,null,null,23,"SA Northern Suburbs23","SA Northern Suburbs"]
[null,null,null,"The network includes the new connection point Munno Para, commissioned in 2015.",null,null,null,null,null,null,null,null,null,null,null,null,null,24,"SA Northern Suburbs24","SA Northern Suburbs"]
[null,null,null,"A decrease in industrial demand is forecast in 2019.",null,null,null,null,null,null,null,null,null,null,null,null,null,25,"SA Northern Suburbs25","SA Northern Suburbs"]
[null,null,null,"The impact of the following embedded generator(s) has been removed in the forecasts; Bolivar.",null,null,null,null,null,null,null,null,null,null,null,null,null,26,"SA Northern Suburbs26","SA Northern Suburbs"]
[null,null,null,"Demand is weather sensitive in summer and winter.",null,null,null,null,null,null,null,null,null,null,null,null,null,27,"SA Northern Suburbs27","SA Northern Suburbs"]
[null,null,null,"Diversity factors: Summer = 0.96; Winter = 1.",null,null,null,null,null,null,null,null,null,null,null,null,null,28,"SA Northern Suburbs28","SA Northern Suburbs"]
[null,null,null,"Power factors: Summer = 0.99, lagging; Winter = 0.99, lagging.",null,null,null,null,null,null,null,null,null,null,null,null,null,29,"SA Northern Suburbs29","SA Northern Suburbs"]
[null,null,null,null,null,null,null,null,null,null,null,null,null,null,null,null,null,30,"SA Northern Suburbs30","SA Northern Suburbs"]
[null,null,null,null,null,null,null,null,null,null,null,null,null,null,null,null,null,31,"SA Northern Suburbs31","SA Northern Suburbs"]
[null,null,"SA Port Pirie Network",null,null,null,null,null,null,null,null,null,null,null,null,null,null,1,"SA Port Pirie Network1",{"$f":"C190","v":"SA Port Pirie Network"}]
[null,null,null,null,null,null,null,null,null,null,null,null,null,null,null,null,null,2,"SA Port Pirie Network2",{"$f":"T190","v":"SA Port Pirie Network"}]
[null,null,null,"MAIN SECTORS",null,null,null,null,null,null,null,null,null,null,null,null,null,3,"SA Port Pirie Network3","SA Port Pirie Network"]
[null,null,null,"Predominantly residential and commercial area, with rural area outside of Port Pirie",null,null,null,null,null,null,null,null,null,null,null,null,null,4,"SA Port Pirie Network4","SA Port Pirie Network"]
[null,null,null,null,null,null,null,null,null,null,null,null,null,null,null,null,null,5,"SA Port Pirie Network5","SA Port Pirie Network"]
[null,null,null,null,null,null,null,null,null,null,null,null,null,null,null,null,null,6,"SA Port Pirie Network6","SA Port Pirie Network"]
[null,null,null,null,null,null,null,null,null,null,null,null,null,null,null,null,null,7,"SA Port Pirie Network7","SA Port Pirie Network"]
[null,null,null,null,null,null,null,null,null,null,null,null,null,null,null,null,null,8,{"$f":"T197&R197","v":"SA Port Pirie Network8"},"SA Port Pirie Network"]
[null,null,null,"MEDIUM SCENARIO",null,null,null,null,null,null,null,null,null,null,null,null,null,9,"SA Port Pirie Network9","SA Port Pirie Network"]
[null,null,null,"Summer",null,null,null,null,null,null,null,null,null,null,null,null,null,10,"SA Port Pirie Network10","SA Port Pirie Network"]
[null,null,null,"Temperature corrected actuals have decreased over the historical period.",null,null,null,null,null,null,null,null,null,null,null,null,null,11,"SA Port Pirie Network11","SA Port Pirie Network"]
[null,null,null,"Forecast demand is decreasing over the outlook period due to due to reconnection of load.",null,null,null,null,null,null,null,null,null,null,null,null,null,12,"SA Port Pirie Network12","SA Port Pirie Network"]
[null,null,null,"The 10% POE offset for PV ranges from 8.9% to 12.7% between 2017 and 2026.",null,null,null,null,null,null,null,null,null,null,null,null,null,13,"SA Port Pirie Network13","SA Port Pirie Network"]
[null,null,null,null,null,null,null,null,null,null,null,null,null,null,null,null,null,14,"SA Port Pirie Network14","SA Port Pirie Network"]
[null,null,null,null,null,null,null,null,null,null,null,null,null,null,null,null,null,15,"SA Port Pirie Network15","SA Port Pirie Network"]
[null,null,null,"Winter",null,null,null,null,null,null,null,null,null,null,null,null,null,16,"SA Port Pirie Network16","SA Port Pirie Network"]
[null,null,null,"Temperature corrected actuals have decreased over the historical period.",null,null,null,null,null,null,null,null,null,null,null,null,null,17,"SA Port Pirie Network17","SA Port Pirie Network"]
[null,null,null,"Forecast demand is increasing over the outlook period due to due to reconnection of load.",null,null,null,null,null,null,null,null,null,null,null,null,null,18,"SA Port Pirie Network18","SA Port Pirie Network"]
[null,null,null,"The 10% POE offset for PV is zero.",null,null,null,null,null,null,null,null,null,null,null,null,null,19,"SA Port Pirie Network19","SA Port Pirie Network"]
[null,null,null,null,null,null,null,null,null,null,null,null,null,null,null,null,null,20,"SA Port Pirie Network20","SA Port Pirie Network"]
[null,null,null,null,null,null,null,null,null,null,null,null,null,null,null,null,null,21,"SA Port Pirie Network21","SA Port Pirie Network"]
[null,null,null,"Other",null,null,null,null,null,null,null,null,null,null,null,null,null,22,"SA Port Pirie Network22","SA Port Pirie Network"]
[null,null,null,"The meshed network supplies Port Pirie and also Bungama and surrounding areas including Jamestown and Peterborough.",null,null,null,null,null,null,null,null,null,null,null,null,null,23,"SA Port Pirie Network23","SA Port Pirie Network"]
[null,null,null,"A temporary industrial load decrease ends in 2017.",null,null,null,null,null,null,null,null,null,null,null,null,null,24,"SA Port Pirie Network24","SA Port Pirie Network"]
[null,null,null,"Demand is weather sensitive in summer and winter.",null,null,null,null,null,null,null,null,null,null,null,null,null,25,"SA Port Pirie Network25","SA Port Pirie Network"]
[null,null,null,"Diversity factors: Summer = 0.9; Winter = 0.87.",null,null,null,null,null,null,null,null,null,null,null,null,null,26,"SA Port Pirie Network26","SA Port Pirie Network"]
[null,null,null,"Power factors: Summer = 0.96, lagging; Winter = 0.95, lagging.",null,null,null,null,null,null,null,null,null,null,null,null,null,27,"SA Port Pirie Network27","SA Port Pirie Network"]
[null,null,null,null,null,null,null,null,null,null,null,null,null,null,null,null,null,28,"SA Port Pirie Network28","SA Port Pirie Network"]
[null,null,null,null,null,null,null,null,null,null,null,null,null,null,null,null,null,29,"SA Port Pirie Network29","SA Port Pirie Network"]
[null,null,null,null,null,null,null,null,null,null,null,null,null,null,null,null,null,30,"SA Port Pirie Network30","SA Port Pirie Network"]
[null,null,null,null,null,null,null,null,null,null,null,null,null,null,null,null,null,31,"SA Port Pirie Network31","SA Port Pirie Network"]
[null,null,"SA Angas Creek",null,null,null,null,null,null,null,null,null,null,null,null,null,null,1,"SA Angas Creek1",{"$f":"C221","v":"SA Angas Creek"}]
[null,null,null,null,null,null,null,null,null,null,null,null,null,null,null,null,null,2,"SA Angas Creek2",{"$f":"T221","v":"SA Angas Creek"}]
[null,null,null,"MAIN SECTORS",null,null,null,null,null,null,null,null,null,null,null,null,null,3,"SA Angas Creek3","SA Angas Creek"]
[null,null,null,"Predominantly agricultural, some parkland and residential in surrounding areas",null,null,null,null,null,null,null,null,null,null,null,null,null,4,"SA Angas Creek4","SA Angas Creek"]
[null,null,null,null,null,null,null,null,null,null,null,null,null,null,null,null,null,5,"SA Angas Creek5","SA Angas Creek"]
[null,null,null,null,null,null,null,null,null,null,null,null,null,null,null,null,null,6,"SA Angas Creek6","SA Angas Creek"]
[null,null,null,null,null,null,null,null,null,null,null,null,null,null,null,null,null,7,"SA Angas Creek7","SA Angas Creek"]
[null,null,null,null,null,null,null,null,null,null,null,null,null,null,null,null,null,{"$f":"MOD(ROW(Q228)-4,31)+1","v":8},"SA Angas Creek8",{"$f":"T227","v":"SA Angas Creek"}]
[null,null,null,"MEDIUM SCENARIO",null,null,null,null,null,null,null,null,null,null,null,null,null,9,"SA Angas Creek9","SA Angas Creek"]
[null,null,null,"Summer",null,null,null,null,null,null,null,null,null,null,null,null,null,10,"SA Angas Creek10","SA Angas Creek"]
[null,null,null,"Temperature corrected actuals have increased over the historical period.",null,null,null,null,null,null,null,null,null,null,null,null,null,11,"SA Angas Creek11","SA Angas Creek"]
[null,null,null,"Forecast demand is relatively flat over the outlook period.",null,null,null,null,null,null,null,null,null,null,null,null,null,12,"SA Angas Creek12","SA Angas Creek"]
[null,null,null,"The 10% POE offset for PV ranges from 4.5% to 7.2% between 2017 and 2026.",null,null,null,null,null,null,null,null,null,null,null,null,null,13,"SA Angas Creek13","SA Angas Creek"]
[null,null,null,null,null,null,null,null,null,null,null,null,null,null,null,null,null,14,"SA Angas Creek14","SA Angas Creek"]
[null,null,null,null,null,null,null,null,null,null,null,null,null,null,null,null,null,15,"SA Angas Creek15","SA Angas Creek"]
[null,null,null,"Winter",null,null,null,null,null,null,null,null,null,null,null,null,null,16,"SA Angas Creek16","SA Angas Creek"]
[null,null,null,"Temperature corrected actuals have increased over the historical period.",null,null,null,null,null,null,null,null,null,null,null,null,null,17,"SA Angas Creek17","SA Angas Creek"]
[null,null,null,"Forecast demand is increasing over the outlook period.",null,null,null,null,null,null,null,null,null,null,null,null,null,18,"SA Angas Creek18","SA Angas Creek"]
[null,null,null,"The 10% POE offset for PV is zero.",null,null,null,null,null,null,null,null,null,null,null,null,null,19,"SA Angas Creek19","SA Angas Creek"]
[null,null,null,null,null,null,null,null,null,null,null,null,null,null,null,null,null,20,"SA Angas Creek20","SA Angas Creek"]
[null,null,null,null,null,null,null,null,null,null,null,null,null,null,null,null,null,21,"SA Angas Creek21","SA Angas Creek"]
[null,null,null,"Other",null,null,null,null,null,null,null,null,null,null,null,null,null,22,"SA Angas Creek22","SA Angas Creek"]
[null,null,null,"Supplies part of the Eastern Hills region including Birdwood, Houghton, Lobethal and Mount Pleasant.",null,null,null,null,null,null,null,null,null,null,null,null,null,23,"SA Angas Creek23","SA Angas Creek"]
[null,null,null,"Demand is weather sensitive in summer and winter.",null,null,null,null,null,null,null,null,null,null,null,null,null,24,"SA Angas Creek24","SA Angas Creek"]
[null,null,null,"Diversity factors: Summer = 0.82; Winter = 0.83.",null,null,null,null,null,null,null,null,null,null,null,null,null,25,"SA Angas Creek25","SA Angas Creek"]
[null,null,null,"Power factors: Summer = 0.96, lagging; Winter = 1, lagging.",null,null,null,null,null,null,null,null,null,null,null,null,null,26,"SA Angas Creek26","SA Angas Creek"]
[null,null,null,null,null,null,null,null,null,null,null,null,null,null,null,null,null,27,"SA Angas Creek27","SA Angas Creek"]
[null,null,null,null,null,null,null,null,null,null,null,null,null,null,null,null,null,28,"SA Angas Creek28","SA Angas Creek"]
[null,null,null,null,null,null,null,null,null,null,null,null,null,null,null,null,null,29,"SA Angas Creek29","SA Angas Creek"]
[null,null,null,null,null,null,null,null,null,null,null,null,null,null,null,null,null,30,"SA Angas Creek30","SA Angas Creek"]
[null,null,null,null,null,null,null,null,null,null,null,null,null,null,null,null,null,31,"SA Angas Creek31","SA Angas Creek"]
[null,null,"SA Ardrossan West",null,null,null,null,null,null,null,null,null,null,null,null,null,null,1,"SA Ardrossan West1",{"$f":"C252","v":"SA Ardrossan West"}]
[null,null,null,null,null,null,null,null,null,null,null,null,null,null,null,null,null,2,"SA Ardrossan West2",{"$f":"T252","v":"SA Ardrossan West"}]
[null,null,null,"MAIN SECTORS",null,null,null,null,null,null,null,null,null,null,null,null,null,3,"SA Ardrossan West3","SA Ardrossan West"]
[null,null,null,"Predominantly agricultural area",null,null,null,null,null,null,null,null,null,null,null,null,null,4,"SA Ardrossan West4","SA Ardrossan West"]
[null,null,null,null,null,null,null,null,null,null,null,null,null,null,null,null,null,5,"SA Ardrossan West5","SA Ardrossan West"]
[null,null,null,null,null,null,null,null,null,null,null,null,null,null,null,null,null,6,"SA Ardrossan West6","SA Ardrossan West"]
[null,null,null,null,null,null,null,null,null,null,null,null,null,null,null,null,null,7,"SA Ardrossan West7","SA Ardrossan West"]
[null,null,null,null,null,null,null,null,null,null,null,null,null,null,null,null,null,8,"SA Ardrossan West8","SA Ardrossan West"]
[null,null,null,"MEDIUM SCENARIO",null,null,null,null,null,null,null,null,null,null,null,null,null,9,"SA Ardrossan West9","SA Ardrossan West"]
[null,null,null,"Summer",null,null,null,null,null,null,null,null,null,null,null,null,null,10,{"$f":"T261&R261","v":"SA Ardrossan West10"},"SA Ardrossan West"]
[null,null,null,"Temperature corrected actuals have decreased over the historical period.",null,null,null,null,null,null,null,null,null,null,null,null,null,11,"SA Ardrossan West11","SA Ardrossan West"]
[null,null,null,"Forecast demand is decreasing over the outlook period due to due to load transfer.",null,null,null,null,null,null,null,null,null,null,null,null,null,12,"SA Ardrossan West12","SA Ardrossan West"]
[null,null,null,"The 10% POE offset for PV ranges from 10.7% to 19.3% between 2017 and 2026.",null,null,null,null,null,null,null,null,null,null,null,null,null,13,"SA Ardrossan West13","SA Ardrossan West"]
[null,null,null,null,null,null,null,null,null,null,null,null,null,null,null,null,null,14,"SA Ardrossan West14","SA Ardrossan West"]
[null,null,null,null,null,null,null,null,null,null,null,null,null,null,null,null,null,15,"SA Ardrossan West15","SA Ardrossan West"]
[null,null,null,"Winter",null,null,null,null,null,null,null,null,null,null,null,null,null,16,"SA Ardrossan West16","SA Ardrossan West"]
[null,null,null,"Temperature corrected actuals have decreased over the historical period.",null,null,null,null,null,null,null,null,null,null,null,null,null,17,"SA Ardrossan West17","SA Ardrossan West"]
[null,null,null,"Forecast demand is decreasing over the outlook period due to due to load transfer.",null,null,null,null,null,null,null,null,null,null,null,null,null,18,"SA Ardrossan West18","SA Ardrossan West"]
[null,null,null,"The 10% POE offset for PV is zero.",null,null,null,null,null,null,null,null,null,null,null,null,null,19,"SA Ardrossan West19","SA Ardrossan West"]
[null,null,null,null,null,null,null,null,null,null,null,null,null,null,null,null,null,20,"SA Ardrossan West20","SA Ardrossan West"]
[null,null,null,null,null,null,null,null,null,null,null,null,null,null,null,null,null,21,"SA Ardrossan West21","SA Ardrossan West"]
[null,null,null,"Other",null,null,null,null,null,null,null,null,null,null,null,null,null,22,"SA Ardrossan West22","SA Ardrossan West"]
[null,null,null,"Supplies part of the Yorke Peninsula including Ardrossan, Maitland and Port Vincent.",null,null,null,null,null,null,null,null,null,null,null,null,null,23,"SA Ardrossan West23","SA Ardrossan West"]
[null,null,null,"A load transfer to Dalrymple is forecast to occur by 2018.",null,null,null,null,null,null,null,null,null,null,null,null,null,24,"SA Ardrossan West24","SA Ardrossan West"]
[null,null,null,"Demand is weather sensitive in summer and winter.",null,null,null,null,null,null,null,null,null,null,null,null,null,25,"SA Ardrossan West25","SA Ardrossan West"]
[null,null,null,"Diversity factors: Summer = 0.82; Winter = 0.88.",null,null,null,null,null,null,null,null,null,null,null,null,null,26,"SA Ardrossan West26","SA Ardrossan West"]
[null,null,null,"Power factors: Summer = 0.98, lagging; Winter = 1, leading.",null,null,null,null,null,null,null,null,null,null,null,null,null,27,"SA Ardrossan West27","SA Ardrossan West"]
[null,null,null,null,null,null,null,null,null,null,null,null,null,null,null,null,null,28,"SA Ardrossan West28","SA Ardrossan West"]
[null,null,null,null,null,null,null,null,null,null,null,null,null,null,null,null,null,29,"SA Ardrossan West29","SA Ardrossan West"]
[null,null,null,null,null,null,null,null,null,null,null,null,null,null,null,null,null,30,"SA Ardrossan West30","SA Ardrossan West"]
[null,null,null,null,null,null,null,null,null,null,null,null,null,null,null,null,null,31,"SA Ardrossan West31","SA Ardrossan West"]
[null,null,"SA Back Callington",null,null,null,null,null,null,null,null,null,null,null,null,null,null,1,"SA Back Callington1",{"$f":"C283","v":"SA Back Callington"}]
[null,null,null,null,null,null,null,null,null,null,null,null,null,null,null,null,null,2,"SA Back Callington2",{"$f":"T283","v":"SA Back Callington"}]
[null,null,null,"MAIN SECTORS",null,null,null,null,null,null,null,null,null,null,null,null,null,3,"SA Back Callington3","SA Back Callington"]
[null,null,null,"The forecast is confidential.",null,null,null,null,null,null,null,null,null,null,null,null,null,4,"SA Back Callington4","SA Back Callington"]
[null,null,null,null,null,null,null,null,null,null,null,null,null,null,null,null,null,5,"SA Back Callington5","SA Back Callington"]
[null,null,null,null,null,null,null,null,null,null,null,null,null,null,null,null,null,6,"SA Back Callington6","SA Back Callington"]
[null,null,null,null,null,null,null,null,null,null,null,null,null,null,null,null,null,7,"SA Back Callington7","SA Back Callington"]
[null,null,null,null,null,null,null,null,null,null,null,null,null,null,null,null,null,8,"SA Back Callington8","SA Back Callington"]
[null,null,null,"MEDIUM SCENARIO",null,null,null,null,null,null,null,null,null,null,null,null,null,9,"SA Back Callington9","SA Back Callington"]
[null,null,null,"Summer",null,null,null,null,null,null,null,null,null,null,null,null,null,{"$f":"MOD(ROW(Q292)-4,31)+1","v":10},"SA Back Callington10",{"$f":"T291","v":"SA Back Callington"}]
[null,null,null,null,null,null,null,null,null,null,null,null,null,null,null,null,null,11,"SA Back Callington11","SA Back Callington"]
[null,null,null,null,null,null,null,null,null,null,null,null,null,null,null,null,null,12,"SA Back Callington12","SA Back Callington"]
[null,null,null,null,null,null,null,null,null,null,null,null,null,null,null,null,null,13,"SA Back Callington13","SA Back Callington"]
[null,null,null,null,null,null,null,null,null,null,null,null,null,null,null,null,null,14,"SA Back Callington14","SA Back Callington"]
[null,null,null,null,null,null,null,null,null,null,null,null,null,null,null,null,null,15,"SA Back Callington15","SA Back Callington"]
[null,null,null,"Winter",null,null,null,null,null,null,null,null,null,null,null,null,null,16,"SA Back Callington16","SA Back Callington"]
[null,null,null,null,null,null,null,null,null,null,null,null,null,null,null,null,null,17,"SA Back Callington17","SA Back Callington"]
[null,null,null,null,null,null,null,null,null,null,null,null,null,null,null,null,null,18,"SA Back Callington18","SA Back Callington"]
[null,null,null,null,null,null,null,null,null,null,null,null,null,null,null,null,null,19,"SA Back Callington19","SA Back Callington"]
[null,null,null,null,null,null,null,null,null,null,null,null,null,null,null,null,null,20,"SA Back Callington20","SA Back Callington"]
[null,null,null,null,null,null,null,null,null,null,null,null,null,null,null,null,null,21,"SA Back Callington21","SA Back Callington"]
[null,null,null,"Other",null,null,null,null,null,null,null,null,null,null,null,null,null,22,"SA Back Callington22","SA Back Callington"]
[null,null,null,null,null,null,null,null,null,null,null,null,null,null,null,null,null,23,"SA Back Callington23","SA Back Callington"]
[null,null,null,null,null,null,null,null,null,null,null,null,null,null,null,null,null,24,"SA Back Callington24","SA Back Callington"]
[null,null,null,null,null,null,null,null,null,null,null,null,null,null,null,null,null,25,"SA Back Callington25","SA Back Callington"]
[null,null,null,null,null,null,null,null,null,null,null,null,null,null,null,null,null,26,"SA Back Callington26","SA Back Callington"]
[null,null,null,null,null,null,null,null,null,null,null,null,null,null,null,null,null,27,"SA Back Callington27","SA Back Callington"]
[null,null,null,null,null,null,null,null,null,null,null,null,null,null,null,null,null,28,"SA Back Callington28","SA Back Callington"]
[null,null,null,null,null,null,null,null,null,null,null,null,null,null,null,null,null,29,"SA Back Callington29","SA Back Callington"]
[null,null,null,null,null,null,null,null,null,null,null,null,null,null,null,null,null,30,"SA Back Callington30","SA Back Callington"]
[null,null,null,null,null,null,null,null,null,null,null,null,null,null,null,null,null,31,"SA Back Callington31","SA Back Callington"]
[null,null,"SA Baroota",null,null,null,null,null,null,null,null,null,null,null,null,null,null,1,"SA Baroota1",{"$f":"C314","v":"SA Baroota"}]
[null,null,null,null,null,null,null,null,null,null,null,null,null,null,null,null,null,2,"SA Baroota2",{"$f":"T314","v":"SA Baroota"}]
[null,null,null,"MAIN SECTORS",null,null,null,null,null,null,null,null,null,null,null,null,null,3,"SA Baroota3","SA Baroota"]
[null,null,null,"Predominantly agricultural, large amount of parkland in surrounding areas",null,null,null,null,null,null,null,null,null,null,null,null,null,4,"SA Baroota4","SA Baroota"]
[null,null,null,null,null,null,null,null,null,null,null,null,null,null,null,null,null,5,"SA Baroota5","SA Baroota"]
[null,null,null,null,null,null,null,null,null,null,null,null,null,null,null,null,null,6,"SA Baroota6","SA Baroota"]
[null,null,null,null,null,null,null,null,null,null,null,null,null,null,null,null,null,7,"SA Baroota7","SA Baroota"]
[null,null,null,null,null,null,null,null,null,null,null,null,null,null,null,null,null,8,"SA Baroota8","SA Baroota"]
[null,null,null,"MEDIUM SCENARIO",null,null,null,null,null,null,null,null,null,null,null,null,null,9,"SA Baroota9","SA Baroota"]
[null,null,null,"Summer",null,null,null,null,null,null,null,null,null,null,null,null,null,10,"SA Baroota10","SA Baroota"]
[null,null,null,"Temperature corrected actuals have decreased over the historical period.",null,null,null,null,null,null,null,null,null,null,null,null,null,11,"SA Baroota11","SA Baroota"]
[null,null,null,"Forecast demand is decreasing over the outlook period.",null,null,null,null,null,null,null,null,null,null,null,null,null,12,{"$f":"T325&R325","v":"SA Baroota12"},"SA Baroota"]
[null,null,null,"The 10% POE offset for PV ranges from 4.3% to 7.8% between 2017 and 2026.",null,null,null,null,null,null,null,null,null,null,null,null,null,13,"SA Baroota13","SA Baroota"]
[null,null,null,null,null,null,null,null,null,null,null,null,null,null,null,null,null,14,"SA Baroota14","SA Baroota"]
[null,null,null,null,null,null,null,null,null,null,null,null,null,null,null,null,null,15,"SA Baroota15","SA Baroota"]
[null,null,null,"Winter",null,null,null,null,null,null,null,null,null,null,null,null,null,16,"SA Baroota16","SA Baroota"]
[null,null,null,"Temperature corrected actuals have decreased over the historical period.",null,null,null,null,null,null,null,null,null,null,null,null,null,17,"SA Baroota17","SA Baroota"]
[null,null,null,"Forecast demand is decreasing over the outlook period.",null,null,null,null,null,null,null,null,null,null,null,null,null,18,"SA Baroota18","SA Baroota"]
[null,null,null,"The 10% POE offset for PV is zero.",null,null,null,null,null,null,null,null,null,null,null,null,null,19,"SA Baroota19","SA Baroota"]
[null,null,null,null,null,null,null,null,null,null,null,null,null,null,null,null,null,20,"SA Baroota20","SA Baroota"]
[null,null,null,null,null,null,null,null,null,null,null,null,null,null,null,null,null,21,"SA Baroota21","SA Baroota"]
[null,null,null,"Other",null,null,null,null,null,null,null,null,null,null,null,null,null,22,"SA Baroota22","SA Baroota"]
[null,null,null,"Supplies areas surrounding Baroota, north of Port Pirie and South of Port Augusta.",null,null,null,null,null,null,null,null,null,null,null,null,null,23,"SA Baroota23","SA Baroota"]
[null,null,null,"Demand is weather sensitive in summer and winter.",null,null,null,null,null,null,null,null,null,null,null,null,null,24,"SA Baroota24","SA Baroota"]
[null,null,null,"Diversity factors: Summer = 0.8; Winter = 0.97.",null,null,null,null,null,null,null,null,null,null,null,null,null,25,"SA Baroota25","SA Baroota"]
[null,null,null,"Power factors: Summer = 1, lagging; Winter = 0.99, leading.",null,null,null,null,null,null,null,null,null,null,null,null,null,26,"SA Baroota26","SA Baroota"]
[null,null,null,null,null,null,null,null,null,null,null,null,null,null,null,null,null,27,"SA Baroota27","SA Baroota"]
[null,null,null,null,null,null,null,null,null,null,null,null,null,null,null,null,null,28,"SA Baroota28","SA Baroota"]
[null,null,null,null,null,null,null,null,null,null,null,null,null,null,null,null,null,29,"SA Baroota29","SA Baroota"]
[null,null,null,null,null,null,null,null,null,null,null,null,null,null,null,null,null,30,"SA Baroota30","SA Baroota"]
[null,null,null,null,null,null,null,null,null,null,null,null,null,null,null,null,null,31,"SA Baroota31","SA Baroota"]
[null,null,"SA Whyalla Terminal LMF",null,null,null,null,null,null,null,null,null,null,null,null,null,null,1,"SA Whyalla Terminal LMF1",{"$f":"C345","v":"SA Whyalla Terminal LMF"}]
[null,null,null,null,null,null,null,null,null,null,null,null,null,null,null,null,null,2,"SA Whyalla Terminal LMF2",{"$f":"T345","v":"SA Whyalla Terminal LMF"}]
[null,null,null,"MAIN SECTORS",null,null,null,null,null,null,null,null,null,null,null,null,null,3,"SA Whyalla Terminal LMF3","SA Whyalla Terminal LMF"]
[null,null,null,"The forecast is confidential.",null,null,null,null,null,null,null,null,null,null,null,null,null,4,"SA Whyalla Terminal LMF4","SA Whyalla Terminal LMF"]
[null,null,null,null,null,null,null,null,null,null,null,null,null,null,null,null,null,5,"SA Whyalla Terminal LMF5","SA Whyalla Terminal LMF"]
[null,null,null,null,null,null,null,null,null,null,null,null,null,null,null,null,null,6,"SA Whyalla Terminal LMF6","SA Whyalla Terminal LMF"]
[null,null,null,null,null,null,null,null,null,null,null,null,null,null,null,null,null,7,"SA Whyalla Terminal LMF7","SA Whyalla Terminal LMF"]
[null,null,null,null,null,null,null,null,null,null,null,null,null,null,null,null,null,8,"SA Whyalla Terminal LMF8","SA Whyalla Terminal LMF"]
[null,null,null,"MEDIUM SCENARIO",null,null,null,null,null,null,null,null,null,null,null,null,null,9,"SA Whyalla Terminal LMF9","SA Whyalla Terminal LMF"]
[null,null,null,"Summer",null,null,null,null,null,null,null,null,null,null,null,null,null,10,"SA Whyalla Terminal LMF10","SA Whyalla Terminal LMF"]
[null,null,null,null,null,null,null,null,null,null,null,null,null,null,null,null,null,11,"SA Whyalla Terminal LMF11","SA Whyalla Terminal LMF"]
[null,null,null,null,null,null,null,null,null,null,null,null,null,null,null,null,null,{"$f":"MOD(ROW(Q356)-4,31)+1","v":12},"SA Whyalla Terminal LMF12",{"$f":"T355","v":"SA Whyalla Terminal LMF"}]
[null,null,null,null,null,null,null,null,null,null,null,null,null,null,null,null,null,13,"SA Whyalla Terminal LMF13","SA Whyalla Terminal LMF"]
[null,null,null,null,null,null,null,null,null,null,null,null,null,null,null,null,null,14,"SA Whyalla Terminal LMF14","SA Whyalla Terminal LMF"]
[null,null,null,null,null,null,null,null,null,null,null,null,null,null,null,null,null,15,"SA Whyalla Terminal LMF15","SA Whyalla Terminal LMF"]
[null,null,null,"Winter",null,null,null,null,null,null,null,null,null,null,null,null,null,16,"SA Whyalla Terminal LMF16","SA Whyalla Terminal LMF"]
[null,null,null,null,null,null,null,null,null,null,null,null,null,null,null,null,null,17,"SA Whyalla Terminal LMF17","SA Whyalla Terminal LMF"]
[null,null,null,null,null,null,null,null,null,null,null,null,null,null,null,null,null,18,"SA Whyalla Terminal LMF18","SA Whyalla Terminal LMF"]
[null,null,null,null,null,null,null,null,null,null,null,null,null,null,null,null,null,19,"SA Whyalla Terminal LMF19","SA Whyalla Terminal LMF"]
[null,null,null,null,null,null,null,null,null,null,null,null,null,null,null,null,null,20,"SA Whyalla Terminal LMF20","SA Whyalla Terminal LMF"]
[null,null,null,null,null,null,null,null,null,null,null,null,null,null,null,null,null,21,"SA Whyalla Terminal LMF21","SA Whyalla Terminal LMF"]
[null,null,null,"Other",null,null,null,null,null,null,null,null,null,null,null,null,null,22,"SA Whyalla Terminal LMF22","SA Whyalla Terminal LMF"]
[null,null,null,null,null,null,null,null,null,null,null,null,null,null,null,null,null,23,"SA Whyalla Terminal LMF23","SA Whyalla Terminal LMF"]
[null,null,null,null,null,null,null,null,null,null,null,null,null,null,null,null,null,24,"SA Whyalla Terminal LMF24","SA Whyalla Terminal LMF"]
[null,null,null,null,null,null,null,null,null,null,null,null,null,null,null,null,null,25,"SA Whyalla Terminal LMF25","SA Whyalla Terminal LMF"]
[null,null,null,null,null,null,null,null,null,null,null,null,null,null,null,null,null,26,"SA Whyalla Terminal LMF26","SA Whyalla Terminal LMF"]
[null,null,null,null,null,null,null,null,null,null,null,null,null,null,null,null,null,27,"SA Whyalla Terminal LMF27","SA Whyalla Terminal LMF"]
[null,null,null,null,null,null,null,null,null,null,null,null,null,null,null,null,null,28,"SA Whyalla Terminal LMF28","SA Whyalla Terminal LMF"]
[null,null,null,null,null,null,null,null,null,null,null,null,null,null,null,null,null,29,"SA Whyalla Terminal LMF29","SA Whyalla Terminal LMF"]
[null,null,null,null,null,null,null,null,null,null,null,null,null,null,null,null,null,30,"SA Whyalla Terminal LMF30","SA Whyalla Terminal LMF"]
[null,null,null,null,null,null,null,null,null,null,null,null,null,null,null,null,null,31,"SA Whyalla Terminal LMF31","SA Whyalla Terminal LMF"]
[null,null,"SA Brinkworth",null,null,null,null,null,null,null,null,null,null,null,null,null,null,1,"SA Brinkworth1",{"$f":"C376","v":"SA Brinkworth"}]
[null,null,null,null,null,null,null,null,null,null,null,null,null,null,null,null,null,2,"SA Brinkworth2",{"$f":"T376","v":"SA Brinkworth"}]
[null,null,null,"MAIN SECTORS",null,null,null,null,null,null,null,null,null,null,null,null,null,3,"SA Brinkworth3","SA Brinkworth"]
[null,null,null,"Predominantly agricultural area",null,null,null,null,null,null,null,null,null,null,null,null,null,4,"SA Brinkworth4","SA Brinkworth"]
[null,null,null,null,null,null,null,null,null,null,null,null,null,null,null,null,null,5,"SA Brinkworth5","SA Brinkworth"]
[null,null,null,null,null,null,null,null,null,null,null,null,null,null,null,null,null,6,"SA Brinkworth6","SA Brinkworth"]
[null,null,null,null,null,null,null,null,null,null,null,null,null,null,null,null,null,7,"SA Brinkworth7","SA Brinkworth"]
[null,null,null,null,null,null,null,null,null,null,null,null,null,null,null,null,null,8,"SA Brinkworth8","SA Brinkworth"]
[null,null,null,"MEDIUM SCENARIO",null,null,null,null,null,null,null,null,null,null,null,null,null,9,"SA Brinkworth9","SA Brinkworth"]
[null,null,null,"Summer",null,null,null,null,null,null,null,null,null,null,null,null,null,10,"SA Brinkworth10","SA Brinkworth"]
[null,null,null,"Temperature corrected actuals have remained relatively flat over the historical period.",null,null,null,null,null,null,null,null,null,null,null,null,null,11,"SA Brinkworth11","SA Brinkworth"]
[null,null,null,"Forecast demand is decreasing over the outlook period.",null,null,null,null,null,null,null,null,null,null,null,null,null,12,"SA Brinkworth12","SA Brinkworth"]
[null,null,null,"The 10% POE offset for PV ranges from 4.3% to 8.3% between 2017 and 2026.",null,null,null,null,null,null,null,null,null,null,null,null,null,13,"SA Brinkworth13","SA Brinkworth"]
[null,null,null,null,null,null,null,null,null,null,null,null,null,null,null,null,null,14,{"$f":"T389&R389","v":"SA Brinkworth14"},"SA Brinkworth"]
[null,null,null,null,null,null,null,null,null,null,null,null,null,null,null,null,null,15,"SA Brinkworth15","SA Brinkworth"]
[null,null,null,"Winter",null,null,null,null,null,null,null,null,null,null,null,null,null,16,"SA Brinkworth16","SA Brinkworth"]
[null,null,null,"Temperature corrected actuals have remained relatively flat over the historical period.",null,null,null,null,null,null,null,null,null,null,null,null,null,17,"SA Brinkworth17","SA Brinkworth"]
[null,null,null,"Forecast demand is relatively flat over the outlook period.",null,null,null,null,null,null,null,null,null,null,null,null,null,18,"SA Brinkworth18","SA Brinkworth"]
[null,null,null,"The 10% POE offset for PV is zero.",null,null,null,null,null,null,null,null,null,null,null,null,null,19,"SA Brinkworth19","SA Brinkworth"]
[null,null,null,null,null,null,null,null,null,null,null,null,null,null,null,null,null,20,"SA Brinkworth20","SA Brinkworth"]
[null,null,null,null,null,null,null,null,null,null,null,null,null,null,null,null,null,21,"SA Brinkworth21","SA Brinkworth"]
[null,null,null,"Other",null,null,null,null,null,null,null,null,null,null,null,null,null,22,"SA Brinkworth22","SA Brinkworth"]
[null,null,null,"Supplies areas surrounding Brinkworth town, in the mid-north.",null,null,null,null,null,null,null,null,null,null,null,null,null,23,"SA Brinkworth23","SA Brinkworth"]
[null,null,null,"Demand is weather sensitive in summer and winter.",null,null,null,null,null,null,null,null,null,null,null,null,null,24,"SA Brinkworth24","SA Brinkworth"]
[null,null,null,"Diversity factors: Summer = 0.69; Winter = 0.93.",null,null,null,null,null,null,null,null,null,null,null,null,null,25,"SA Brinkworth25","SA Brinkworth"]
[null,null,null,"Power factors: Summer = 0.99, leading; Winter = 0.99, leading.",null,null,null,null,null,null,null,null,null,null,null,null,null,26,"SA Brinkworth26","SA Brinkworth"]
[null,null,null,null,null,null,null,null,null,null,null,null,null,null,null,null,null,27,"SA Brinkworth27","SA Brinkworth"]
[null,null,null,null,null,null,null,null,null,null,null,null,null,null,null,null,null,28,"SA Brinkworth28","SA Brinkworth"]
[null,null,null,null,null,null,null,null,null,null,null,null,null,null,null,null,null,29,"SA Brinkworth29","SA Brinkworth"]
[null,null,null,null,null,null,null,null,null,null,null,null,null,null,null,null,null,30,"SA Brinkworth30","SA Brinkworth"]
[null,null,null,null,null,null,null,null,null,null,null,null,null,null,null,null,null,31,"SA Brinkworth31","SA Brinkworth"]
[null,null,"SA Clare North",null,null,null,null,null,null,null,null,null,null,null,null,null,null,1,"SA Clare North1",{"$f":"C407","v":"SA Clare North"}]
[null,null,null,null,null,null,null,null,null,null,null,null,null,null,null,null,null,2,"SA Clare North2",{"$f":"T407","v":"SA Clare North"}]
[null,null,null,"MAIN SECTORS",null,null,null,null,null,null,null,null,null,null,null,null,null,3,"SA Clare North3","SA Clare North"]
[null,null,null,"Predominantly agricultural, small amount of residential in surrounding area",null,null,null,null,null,null,null,null,null,null,null,null,null,4,"SA Clare North4","SA Clare North"]
[null,null,null,null,null,null,null,null,null,null,null,null,null,null,null,null,null,5,"SA Clare North5","SA Clare North"]
[null,null,null,null,null,null,null,null,null,null,null,null,null,null,null,null,null,6,"SA Clare North6","SA Clare North"]
[null,null,null,null,null,null,null,null,null,null,null,null,null,null,null,null,null,7,"SA Clare North7","SA Clare North"]
[null,null,null,null,null,null,null,null,null,null,null,null,null,null,null,null,null,8,"SA Clare North8","SA Clare North"]
[null,null,null,"MEDIUM SCENARIO",null,null,null,null,null,null,null,null,null,null,null,null,null,9,"SA Clare North9","SA Clare North"]
[null,null,null,"Summer",null,null,null,null,null,null,null,null,null,null,null,null,null,10,"SA Clare North10","SA Clare North"]
[null,null,null,"Temperature corrected actuals have remained relatively flat over the historical period.",null,null,null,null,null,null,null,null,null,null,null,null,null,11,"SA Clare North11","SA Clare North"]
[null,null,null,"Forecast demand is decreasing over the outlook period.",null,null,null,null,null,null,null,null,null,null,null,null,null,12,"SA Clare North12","SA Clare North"]
[null,null,null,"The 10% POE offset for PV ranges from 7.3% to 11.8% between 2017 and 2026.",null,null,null,null,null,null,null,null,null,null,null,null,null,13,"SA Clare North13","SA Clare North"]
[null,null,null,null,null,null,null,null,null,null,null,null,null,null,null,null,null,{"$f":"MOD(ROW(Q420)-4,31)+1","v":14},"SA Clare North14",{"$f":"T419","v":"SA Clare North"}]
[null,null,null,null,null,null,null,null,null,null,null,null,null,null,null,null,null,15,"SA Clare North15","SA Clare North"]
[null,null,null,"Winter",null,null,null,null,null,null,null,null,null,null,null,null,null,16,"SA Clare North16","SA Clare North"]
[null,null,null,"Temperature corrected actuals have remained relatively flat over the historical period.",null,null,null,null,null,null,null,null,null,null,null,null,null,17,"SA Clare North17","SA Clare North"]
[null,null,null,"Forecast demand is decreasing over the outlook period.",null,null,null,null,null,null,null,null,null,null,null,null,null,18,"SA Clare North18","SA Clare North"]
[null,null,null,"The 10% POE offset for PV is zero.",null,null,null,null,null,null,null,null,null,null,null,null,null,19,"SA Clare North19","SA Clare North"]
[null,null,null,null,null,null,null,null,null,null,null,null,null,null,null,null,null,20,"SA Clare North20","SA Clare North"]
[null,null,null,null,null,null,null,null,null,null,null,null,null,null,null,null,null,21,"SA Clare North21","SA Clare North"]
[null,null,null,"Other",null,null,null,null,null,null,null,null,null,null,null,null,null,22,"SA Clare North22","SA Clare North"]
[null,null,null,"Supplies areas surrounding Clare, in the mid-north.",null,null,null,null,null,null,null,null,null,null,null,null,null,23,"SA Clare North23","SA Clare North"]
[null,null,null,"Demand is weather sensitive in summer and winter.",null,null,null,null,null,null,null,null,null,null,null,null,null,24,"SA Clare North24","SA Clare North"]
[null,null,null,"Diversity factors: Summer = 0.94; Winter = 0.77.",null,null,null,null,null,null,null,null,null,null,null,null,null,25,"SA Clare North25","SA Clare North"]
[null,null,null,"Power factors: Summer = 0.94, lagging; Winter = 1, lagging.",null,null,null,null,null,null,null,null,null,null,null,null,null,26,"SA Clare North26","SA Clare North"]
[null,null,null,null,null,null,null,null,null,null,null,null,null,null,null,null,null,27,"SA Clare North27","SA Clare North"]
[null,null,null,null,null,null,null,null,null,null,null,null,null,null,null,null,null,28,"SA Clare North28","SA Clare North"]
[null,null,null,null,null,null,null,null,null,null,null,null,null,null,null,null,null,29,"SA Clare North29","SA Clare North"]
[null,null,null,null,null,null,null,null,null,null,null,null,null,null,null,null,null,30,"SA Clare North30","SA Clare North"]
[null,null,null,null,null,null,null,null,null,null,null,null,null,null,null,null,null,31,"SA Clare North31","SA Clare North"]
[null,null,"SA Dalrymple",null,null,null,null,null,null,null,null,null,null,null,null,null,null,1,"SA Dalrymple1",{"$f":"C438","v":"SA Dalrymple"}]
[null,null,null,null,null,null,null,null,null,null,null,null,null,null,null,null,null,2,"SA Dalrymple2",{"$f":"T438","v":"SA Dalrymple"}]
[null,null,null,"MAIN SECTORS",null,null,null,null,null,null,null,null,null,null,null,null,null,3,"SA Dalrymple3","SA Dalrymple"]
[null,null,null,"Predominantly agricultural area",null,null,null,null,null,null,null,null,null,null,null,null,null,4,"SA Dalrymple4","SA Dalrymple"]
[null,null,null,null,null,null,null,null,null,null,null,null,null,null,null,null,null,5,"SA Dalrymple5","SA Dalrymple"]
[null,null,null,null,null,null,null,null,null,null,null,null,null,null,null,null,null,6,"SA Dalrymple6","SA Dalrymple"]
[null,null,null,null,null,null,null,null,null,null,null,null,null,null,null,null,null,7,"SA Dalrymple7","SA Dalrymple"]
[null,null,null,null,null,null,null,null,null,null,null,null,null,null,null,null,null,8,"SA Dalrymple8","SA Dalrymple"]
[null,null,null,"MEDIUM SCENARIO",null,null,null,null,null,null,null,null,null,null,null,null,null,9,"SA Dalrymple9","SA Dalrymple"]
[null,null,null,"Summer",null,null,null,null,null,null,null,null,null,null,null,null,null,10,"SA Dalrymple10","SA Dalrymple"]
[null,null,null,"Temperature corrected actuals have decreased since 2011.",null,null,null,null,null,null,null,null,null,null,null,null,null,11,"SA Dalrymple11","SA Dalrymple"]
[null,null,null,"Forecast demand is increasing over the outlook period due to due to load transfer.",null,null,null,null,null,null,null,null,null,null,null,null,null,12,"SA Dalrymple12","SA Dalrymple"]
[null,null,null,"The 10% POE offset for PV ranges from 13.2% to 19.2% between 2017 and 2026.",null,null,null,null,null,null,null,null,null,null,null,null,null,13,"SA Dalrymple13","SA Dalrymple"]
[null,null,null,null,null,null,null,null,null,null,null,null,null,null,null,null,null,14,"SA Dalrymple14","SA Dalrymple"]
[null,null,null,null,null,null,null,null,null,null,null,null,null,null,null,null,null,15,"SA Dalrymple15","SA Dalrymple"]
[null,null,null,"Winter",null,null,null,null,null,null,null,null,null,null,null,null,null,16,{"$f":"T453&R453","v":"SA Dalrymple16"},"SA Dalrymple"]
[null,null,null,"Temperature corrected actuals have decreased since 2011.",null,null,null,null,null,null,null,null,null,null,null,null,null,17,"SA Dalrymple17","SA Dalrymple"]
[null,null,null,"Forecast demand is increasing over the outlook period due to due to load transfer.",null,null,null,null,null,null,null,null,null,null,null,null,null,18,"SA Dalrymple18","SA Dalrymple"]
[null,null,null,"The 10% POE offset for PV is zero.",null,null,null,null,null,null,null,null,null,null,null,null,null,19,"SA Dalrymple19","SA Dalrymple"]
[null,null,null,null,null,null,null,null,null,null,null,null,null,null,null,null,null,20,"SA Dalrymple20","SA Dalrymple"]
[null,null,null,null,null,null,null,null,null,null,null,null,null,null,null,null,null,21,"SA Dalrymple21","SA Dalrymple"]
[null,null,null,"Other",null,null,null,null,null,null,null,null,null,null,null,null,null,22,"SA Dalrymple22","SA Dalrymple"]
[null,null,null,"Supplies southern parts of the Yorke Peninsula including Edithburgh, Yorketown and Marion Bay.",null,null,null,null,null,null,null,null,null,null,null,null,null,23,"SA Dalrymple23","SA Dalrymple"]
[null,null,null,"A load transfer from Ardrossan West is forecast to occur by 2018.",null,null,null,null,null,null,null,null,null,null,null,null,null,24,"SA Dalrymple24","SA Dalrymple"]
[null,null,null,"Demand is weather sensitive in summer and winter.",null,null,null,null,null,null,null,null,null,null,null,null,null,25,"SA Dalrymple25","SA Dalrymple"]
[null,null,null,"Diversity factors: Summer = 0.75; Winter = 0.65.",null,null,null,null,null,null,null,null,null,null,null,null,null,26,"SA Dalrymple26","SA Dalrymple"]
[null,null,null,"Power factors: Summer = 0.91, lagging; Winter = 0.96, lagging.",null,null,null,null,null,null,null,null,null,null,null,null,null,27,"SA Dalrymple27","SA Dalrymple"]
[null,null,null,null,null,null,null,null,null,null,null,null,null,null,null,null,null,28,"SA Dalrymple28","SA Dalrymple"]
[null,null,null,null,null,null,null,null,null,null,null,null,null,null,null,null,null,29,"SA Dalrymple29","SA Dalrymple"]
[null,null,null,null,null,null,null,null,null,null,null,null,null,null,null,null,null,30,"SA Dalrymple30","SA Dalrymple"]
[null,null,null,null,null,null,null,null,null,null,null,null,null,null,null,null,null,31,"SA Dalrymple31","SA Dalrymple"]
[null,null,"SA Davenport",null,null,null,null,null,null,null,null,null,null,null,null,null,null,1,"SA Davenport1",{"$f":"C469","v":"SA Davenport"}]
[null,null,null,null,null,null,null,null,null,null,null,null,null,null,null,null,null,2,"SA Davenport2",{"$f":"T469","v":"SA Davenport"}]
[null,null,null,"MAIN SECTORS",null,null,null,null,null,null,null,null,null,null,null,null,null,3,"SA Davenport3","SA Davenport"]
[null,null,null,"The forecast is confidential.",null,null,null,null,null,null,null,null,null,null,null,null,null,4,"SA Davenport4","SA Davenport"]
[null,null,null,null,null,null,null,null,null,null,null,null,null,null,null,null,null,5,"SA Davenport5","SA Davenport"]
[null,null,null,null,null,null,null,null,null,null,null,null,null,null,null,null,null,6,"SA Davenport6","SA Davenport"]
[null,null,null,null,null,null,null,null,null,null,null,null,null,null,null,null,null,7,"SA Davenport7","SA Davenport"]
[null,null,null,null,null,null,null,null,null,null,null,null,null,null,null,null,null,8,"SA Davenport8","SA Davenport"]
[null,null,null,"MEDIUM SCENARIO",null,null,null,null,null,null,null,null,null,null,null,null,null,9,"SA Davenport9","SA Davenport"]
[null,null,null,"Summer",null,null,null,null,null,null,null,null,null,null,null,null,null,10,"SA Davenport10","SA Davenport"]
[null,null,null,null,null,null,null,null,null,null,null,null,null,null,null,null,null,11,"SA Davenport11","SA Davenport"]
[null,null,null,null,null,null,null,null,null,null,null,null,null,null,null,null,null,12,"SA Davenport12","SA Davenport"]
[null,null,null,null,null,null,null,null,null,null,null,null,null,null,null,null,null,13,"SA Davenport13","SA Davenport"]
[null,null,null,null,null,null,null,null,null,null,null,null,null,null,null,null,null,14,"SA Davenport14","SA Davenport"]
[null,null,null,null,null,null,null,null,null,null,null,null,null,null,null,null,null,15,"SA Davenport15","SA Davenport"]
[null,null,null,"Winter",null,null,null,null,null,null,null,null,null,null,null,null,null,{"$f":"MOD(ROW(Q484)-4,31)+1","v":16},"SA Davenport16",{"$f":"T483","v":"SA Davenport"}]
[null,null,null,null,null,null,null,null,null,null,null,null,null,null,null,null,null,17,"SA Davenport17","SA Davenport"]
[null,null,null,null,null,null,null,null,null,null,null,null,null,null,null,null,null,18,"SA Davenport18","SA Davenport"]
[null,null,null,null,null,null,null,null,null,null,null,null,null,null,null,null,null,19,"SA Davenport19","SA Davenport"]
[null,null,null,null,null,null,null,null,null,null,null,null,null,null,null,null,null,20,"SA Davenport20","SA Davenport"]
[null,null,null,null,null,null,null,null,null,null,null,null,null,null,null,null,null,21,"SA Davenport21","SA Davenport"]
[null,null,null,"Other",null,null,null,null,null,null,null,null,null,null,null,null,null,22,"SA Davenport22","SA Davenport"]
[null,null,null,null,null,null,null,null,null,null,null,null,null,null,null,null,null,23,"SA Davenport23","SA Davenport"]
[null,null,null,null,null,null,null,null,null,null,null,null,null,null,null,null,null,24,"SA Davenport24","SA Davenport"]
[null,null,null,null,null,null,null,null,null,null,null,null,null,null,null,null,null,25,"SA Davenport25","SA Davenport"]
[null,null,null,null,null,null,null,null,null,null,null,null,null,null,null,null,null,26,"SA Davenport26","SA Davenport"]
[null,null,null,null,null,null,null,null,null,null,null,null,null,null,null,null,null,27,"SA Davenport27","SA Davenport"]
[null,null,null,null,null,null,null,null,null,null,null,null,null,null,null,null,null,28,"SA Davenport28","SA Davenport"]
[null,null,null,null,null,null,null,null,null,null,null,null,null,null,null,null,null,29,"SA Davenport29","SA Davenport"]
[null,null,null,null,null,null,null,null,null,null,null,null,null,null,null,null,null,30,"SA Davenport30","SA Davenport"]
[null,null,null,null,null,null,null,null,null,null,null,null,null,null,null,null,null,31,"SA Davenport31","SA Davenport"]
[null,null,"SA Davenport West",null,null,null,null,null,null,null,null,null,null,null,null,null,null,1,"SA Davenport West1",{"$f":"C500","v":"SA Davenport West"}]
[null,null,null,null,null,null,null,null,null,null,null,null,null,null,null,null,null,2,"SA Davenport West2",{"$f":"T500","v":"SA Davenport West"}]
[null,null,null,"MAIN SECTORS",null,null,null,null,null,null,null,null,null,null,null,null,null,3,"SA Davenport West3","SA Davenport West"]
[null,null,null,"Residential and industrial area surrounded by agricultural area and parkland",null,null,null,null,null,null,null,null,null,null,null,null,null,4,"SA Davenport West4","SA Davenport West"]
[null,null,null,null,null,null,null,null,null,null,null,null,null,null,null,null,null,5,"SA Davenport West5","SA Davenport West"]
[null,null,null,null,null,null,null,null,null,null,null,null,null,null,null,null,null,6,"SA Davenport West6","SA Davenport West"]
[null,null,null,null,null,null,null,null,null,null,null,null,null,null,null,null,null,7,"SA Davenport West7","SA Davenport West"]
[null,null,null,null,null,null,null,null,null,null,null,null,null,null,null,null,null,8,"SA Davenport West8","SA Davenport West"]
[null,null,null,"MEDIUM SCENARIO",null,null,null,null,null,null,null,null,null,null,null,null,null,9,"SA Davenport West9","SA Davenport West"]
[null,null,null,"Summer",null,null,null,null,null,null,null,null,null,null,null,null,null,10,"SA Davenport West10","SA Davenport West"]
[null,null,null,"Temperature corrected actuals have decreased over the historical period.",null,null,null,null,null,null,null,null,null,null,null,null,null,11,"SA Davenport West11","SA Davenport West"]
[null,null,null,"Forecast demand is decreasing over the outlook period due to due to block load connection.",null,null,null,null,null,null,null,null,null,null,null,null,null,12,"SA Davenport West12","SA Davenport West"]
[null,null,null,"The 10% POE offset for PV ranges from 11.7% to 17.1% between 2017 and 2026.",null,null,null,null,null,null,null,null,null,null,null,null,null,13,"SA Davenport West13","SA Davenport West"]
[null,null,null,null,null,null,null,null,null,null,null,null,null,null,null,null,null,14,"SA Davenport West14","SA Davenport West"]
[null,null,null,null,null,null,null,null,null,null,null,null,null,null,null,null,null,15,"SA Davenport West15","SA Davenport West"]
[null,null,null,"Winter",null,null,null,null,null,null,null,null,null,null,null,null,null,16,"SA Davenport West16","SA Davenport West"]
[null,null,null,"Temperature corrected actuals have remained relatively flat over the historical period.",null,null,null,null,null,null,null,null,null,null,null,null,null,17,"SA Davenport West17","SA Davenport West"]
[null,null,null,"Forecast demand is increasing over the outlook period due to due to block load connection.",null,null,null,null,null,null,null,null,null,null,null,null,null,18,{"$f":"T517&R517","v":"SA Davenport West18"},"SA Davenport West"]
[null,null,null,"The 10% POE offset for PV is zero.",null,null,null,null,null,null,null,null,null,null,null,null,null,19,"SA Davenport West19","SA Davenport West"]
[null,null,null,null,null,null,null,null,null,null,null,null,null,null,null,null,null,20,"SA Davenport West20","SA Davenport West"]
[null,null,null,null,null,null,null,null,null,null,null,null,null,null,null,null,null,21,"SA Davenport West21","SA Davenport West"]
[null,null,null,"Other",null,null,null,null,null,null,null,null,null,null,null,null,null,22,"SA Davenport West22","SA Davenport West"]
[null,null,null,"Supplies Port Augusta, and surrounding areas.",null,null,null,null,null,null,null,null,null,null,null,null,null,23,"SA Davenport West23","SA Davenport West"]
[null,null,null,"Increased demand due to agricultural/industrial activity is forecast to occur in 2017 and 2018.",null,null,null,null,null,null,null,null,null,null,null,null,null,24,"SA Davenport West24","SA Davenport West"]
[null,null,null,"Demand is weather sensitive in summer and winter.",null,null,null,null,null,null,null,null,null,null,null,null,null,25,"SA Davenport West25","SA Davenport West"]
[null,null,null,"Diversity factors: Summer = 0.94; Winter = 0.95.",null,null,null,null,null,null,null,null,null,null,null,null,null,26,"SA Davenport West26","SA Davenport West"]
[null,null,null,"Power factors: Summer = 0.99, lagging; Winter = 0.99, leading.",null,null,null,null,null,null,null,null,null,null,null,null,null,27,"SA Davenport West27","SA Davenport West"]
[null,null,null,null,null,null,null,null,null,null,null,null,null,null,null,null,null,28,"SA Davenport West28","SA Davenport West"]
[null,null,null,null,null,null,null,null,null,null,null,null,null,null,null,null,null,29,"SA Davenport West29","SA Davenport West"]
[null,null,null,null,null,null,null,null,null,null,null,null,null,null,null,null,null,30,"SA Davenport West30","SA Davenport West"]
[null,null,null,null,null,null,null,null,null,null,null,null,null,null,null,null,null,31,"SA Davenport West31","SA Davenport West"]
[null,null,"SA Dorrien",null,null,null,null,null,null,null,null,null,null,null,null,null,null,1,"SA Dorrien1",{"$f":"C531","v":"SA Dorrien"}]
[null,null,null,null,null,null,null,null,null,null,null,null,null,null,null,null,null,2,"SA Dorrien2",{"$f":"T531","v":"SA Dorrien"}]
[null,null,null,"MAIN SECTORS",null,null,null,null,null,null,null,null,null,null,null,null,null,3,"SA Dorrien3","SA Dorrien"]
[null,null,null,"Predominantly agricultural area, surrounded by residential and commercial areas",null,null,null,null,null,null,null,null,null,null,null,null,null,4,"SA Dorrien4","SA Dorrien"]
[null,null,null,null,null,null,null,null,null,null,null,null,null,null,null,null,null,5,"SA Dorrien5","SA Dorrien"]
[null,null,null,null,null,null,null,null,null,null,null,null,null,null,null,null,null,6,"SA Dorrien6","SA Dorrien"]
[null,null,null,null,null,null,null,null,null,null,null,null,null,null,null,null,null,7,"SA Dorrien7","SA Dorrien"]
[null,null,null,null,null,null,null,null,null,null,null,null,null,null,null,null,null,8,"SA Dorrien8","SA Dorrien"]
[null,null,null,"MEDIUM SCENARIO",null,null,null,null,null,null,null,null,null,null,null,null,null,9,"SA Dorrien9","SA Dorrien"]
[null,null,null,"Summer",null,null,null,null,null,null,null,null,null,null,null,null,null,10,"SA Dorrien10","SA Dorrien"]
[null,null,null,"Temperature corrected actuals have decreased over the historical period.",null,null,null,null,null,null,null,null,null,null,null,null,null,11,"SA Dorrien11","SA Dorrien"]
[null,null,null,"Forecast demand is decreasing over the outlook period.",null,null,null,null,null,null,null,null,null,null,null,null,null,12,"SA Dorrien12","SA Dorrien"]
[null,null,null,"The 10% POE offset for PV ranges from 6.2% to 10.4% between 2017 and 2026.",null,null,null,null,null,null,null,null,null,null,null,null,null,13,"SA Dorrien13","SA Dorrien"]
[null,null,null,null,null,null,null,null,null,null,null,null,null,null,null,null,null,14,"SA Dorrien14","SA Dorrien"]
[null,null,null,null,null,null,null,null,null,null,null,null,null,null,null,null,null,15,"SA Dorrien15","SA Dorrien"]
[null,null,null,"Winter",null,null,null,null,null,null,null,null,null,null,null,null,null,16,"SA Dorrien16","SA Dorrien"]
[null,null,null,"Temperature corrected actuals have decreased over the historical period.",null,null,null,null,null,null,null,null,null,null,null,null,null,17,"SA Dorrien17","SA Dorrien"]
[null,null,null,"Forecast demand is decreasing over the outlook period.",null,null,null,null,null,null,null,null,null,null,null,null,null,{"$f":"MOD(ROW(Q548)-4,31)+1","v":18},"SA Dorrien18",{"$f":"T547","v":"SA Dorrien"}]
[null,null,null,"The 10% POE offset for PV is zero.",null,null,null,null,null,null,null,null,null,null,null,null,null,19,"SA Dorrien19","SA Dorrien"]
[null,null,null,null,null,null,null,null,null,null,null,null,null,null,null,null,null,20,"SA Dorrien20","SA Dorrien"]
[null,null,null,null,null,null,null,null,null,null,null,null,null,null,null,null,null,21,"SA Dorrien21","SA Dorrien"]
[null,null,null,"Other",null,null,null,null,null,null,null,null,null,null,null,null,null,22,"SA Dorrien22","SA Dorrien"]
[null,null,null,"Supplies areas in the Barossa Valley, including Dorrien, Stockwell, Angaston and Williamstown.",null,null,null,null,null,null,null,null,null,null,null,null,null,23,"SA Dorrien23","SA Dorrien"]
[null,null,null,"The impact of the following embedded generator(s) has been removed in the forecasts; Angaston.",null,null,null,null,null,null,null,null,null,null,null,null,null,24,"SA Dorrien24","SA Dorrien"]
[null,null,null,"Demand is weather sensitive in summer and winter.",null,null,null,null,null,null,null,null,null,null,null,null,null,25,"SA Dorrien25","SA Dorrien"]
[null,null,null,"Diversity factors: Summer = 0.85; Winter = 1.",null,null,null,null,null,null,null,null,null,null,null,null,null,26,"SA Dorrien26","SA Dorrien"]
[null,null,null,"Power factors: Summer = 0.95, lagging; Winter = 0.97, lagging.",null,null,null,null,null,null,null,null,null,null,null,null,null,27,"SA Dorrien27","SA Dorrien"]
[null,null,null,null,null,null,null,null,null,null,null,null,null,null,null,null,null,28,"SA Dorrien28","SA Dorrien"]
[null,null,null,null,null,null,null,null,null,null,null,null,null,null,null,null,null,29,"SA Dorrien29","SA Dorrien"]
[null,null,null,null,null,null,null,null,null,null,null,null,null,null,null,null,null,30,"SA Dorrien30","SA Dorrien"]
[null,null,null,null,null,null,null,null,null,null,null,null,null,null,null,null,null,31,"SA Dorrien31","SA Dorrien"]
[null,null,"SA Hummocks",null,null,null,null,null,null,null,null,null,null,null,null,null,null,1,"SA Hummocks1",{"$f":"C562","v":"SA Hummocks"}]
[null,null,null,null,null,null,null,null,null,null,null,null,null,null,null,null,null,2,"SA Hummocks2",{"$f":"T562","v":"SA Hummocks"}]
[null,null,null,"MAIN SECTORS",null,null,null,null,null,null,null,null,null,null,null,null,null,3,"SA Hummocks3","SA Hummocks"]
[null,null,null,"Predominantly agricultural area",null,null,null,null,null,null,null,null,null,null,null,null,null,4,"SA Hummocks4","SA Hummocks"]
[null,null,null,null,null,null,null,null,null,null,null,null,null,null,null,null,null,5,"SA Hummocks5","SA Hummocks"]
[null,null,null,null,null,null,null,null,null,null,null,null,null,null,null,null,null,6,"SA Hummocks6","SA Hummocks"]
[null,null,null,null,null,null,null,null,null,null,null,null,null,null,null,null,null,7,"SA Hummocks7","SA Hummocks"]
[null,null,null,null,null,null,null,null,null,null,null,null,null,null,null,null,null,8,"SA Hummocks8","SA Hummocks"]
[null,null,null,"MEDIUM SCENARIO",null,null,null,null,null,null,null,null,null,null,null,null,null,9,"SA Hummocks9","SA Hummocks"]
[null,null,null,"Summer",null,null,null,null,null,null,null,null,null,null,null,null,null,10,"SA Hummocks10","SA Hummocks"]
[null,null,null,"Temperature corrected actuals have remained relatively flat over the historical period.",null,null,null,null,null,null,null,null,null,null,null,null,null,11,"SA Hummocks11","SA Hummocks"]
[null,null,null,"Forecast demand is relatively flat over the outlook period.",null,null,null,null,null,null,null,null,null,null,null,null,null,12,"SA Hummocks12","SA Hummocks"]
[null,null,null,"The 10% POE offset for PV ranges from 11.6% to 16.1% between 2017 and 2026.",null,null,null,null,null,null,null,null,null,null,null,null,null,13,"SA Hummocks13","SA Hummocks"]
[null,null,null,null,null,null,null,null,null,null,null,null,null,null,null,null,null,14,"SA Hummocks14","SA Hummocks"]
[null,null,null,null,null,null,null,null,null,null,null,null,null,null,null,null,null,15,"SA Hummocks15","SA Hummocks"]
[null,null,null,"Winter",null,null,null,null,null,null,null,null,null,null,null,null,null,16,"SA Hummocks16","SA Hummocks"]
[null,null,null,"Temperature corrected actuals have remained relatively flat over the historical period.",null,null,null,null,null,null,null,null,null,null,null,null,null,17,"SA Hummocks17","SA Hummocks"]
[null,null,null,"Forecast demand is increasing over the outlook period.",null,null,null,null,null,null,null,null,null,null,null,null,null,18,"SA Hummocks18","SA Hummocks"]
[null,null,null,"The 10% POE offset for PV is zero.",null,null,null,null,null,null,null,null,null,null,null,null,null,19,"SA Hummocks19","SA Hummocks"]
[null,null,null,null,null,null,null,null,null,null,null,null,null,null,null,null,null,20,{"$f":"T581&R581","v":"SA Hummocks20"},"SA Hummocks"]
[null,null,null,null,null,null,null,null,null,null,null,null,null,null,null,null,null,21,"SA Hummocks21","SA Hummocks"]
[null,null,null,"Other",null,null,null,null,null,null,null,null,null,null,null,null,null,22,"SA Hummocks22","SA Hummocks"]
[null,null,null,"Supplies area near the top of the Gulf of St Vincent, including Balaklava.",null,null,null,null,null,null,null,null,null,null,null,null,null,23,"SA Hummocks23","SA Hummocks"]
[null,null,null,"Demand is weather sensitive in summer and winter.",null,null,null,null,null,null,null,null,null,null,null,null,null,24,"SA Hummocks24","SA Hummocks"]
[null,null,null,"Diversity factors: Summer = 0.9; Winter = 0.85.",null,null,null,null,null,null,null,null,null,null,null,null,null,25,"SA Hummocks25","SA Hummocks"]
[null,null,null,"Power factors: Summer = 0.91, lagging; Winter = 0.95, lagging.",null,null,null,null,null,null,null,null,null,null,null,null,null,26,"SA Hummocks26","SA Hummocks"]
[null,null,null,null,null,null,null,null,null,null,null,null,null,null,null,null,null,27,"SA Hummocks27","SA Hummocks"]
[null,null,null,null,null,null,null,null,null,null,null,null,null,null,null,null,null,28,"SA Hummocks28","SA Hummocks"]
[null,null,null,null,null,null,null,null,null,null,null,null,null,null,null,null,null,29,"SA Hummocks29","SA Hummocks"]
[null,null,null,null,null,null,null,null,null,null,null,null,null,null,null,null,null,30,"SA Hummocks30","SA Hummocks"]
[null,null,null,null,null,null,null,null,null,null,null,null,null,null,null,null,null,31,"SA Hummocks31","SA Hummocks"]
[null,null,"SA Kadina East",null,null,null,null,null,null,null,null,null,null,null,null,null,null,1,"SA Kadina East1",{"$f":"C593","v":"SA Kadina East"}]
[null,null,null,null,null,null,null,null,null,null,null,null,null,null,null,null,null,2,"SA Kadina East2",{"$f":"T593","v":"SA Kadina East"}]
[null,null,null,"MAIN SECTORS",null,null,null,null,null,null,null,null,null,null,null,null,null,3,"SA Kadina East3","SA Kadina East"]
[null,null,null,"Predominantly agricultural area",null,null,null,null,null,null,null,null,null,null,null,null,null,4,"SA Kadina East4","SA Kadina East"]
[null,null,null,null,null,null,null,null,null,null,null,null,null,null,null,null,null,5,"SA Kadina East5","SA Kadina East"]
[null,null,null,null,null,null,null,null,null,null,null,null,null,null,null,null,null,6,"SA Kadina East6","SA Kadina East"]
[null,null,null,null,null,null,null,null,null,null,null,null,null,null,null,null,null,7,"SA Kadina East7","SA Kadina East"]
[null,null,null,null,null,null,null,null,null,null,null,null,null,null,null,null,null,8,"SA Kadina East8","SA Kadina East"]
[null,null,null,"MEDIUM SCENARIO",null,null,null,null,null,null,null,null,null,null,null,null,null,9,"SA Kadina East9","SA Kadina East"]
[null,null,null,"Summer",null,null,null,null,null,null,null,null,null,null,null,null,null,10,"SA Kadina East10","SA Kadina East"]
[null,null,null,"Temperature corrected actuals have increased since 2015.",null,null,null,null,null,null,null,null,null,null,null,null,null,11,"SA Kadina East11","SA Kadina East"]
[null,null,null,"Forecast demand is decreasing over the outlook period.",null,null,null,null,null,null,null,null,null,null,null,null,null,12,"SA Kadina East12","SA Kadina East"]
[null,null,null,"The 10% POE offset for PV ranges from 9.4% to 14.4% between 2017 and 2026.",null,null,null,null,null,null,null,null,null,null,null,null,null,13,"SA Kadina East13","SA Kadina East"]
[null,null,null,null,null,null,null,null,null,null,null,null,null,null,null,null,null,14,"SA Kadina East14","SA Kadina East"]
[null,null,null,null,null,null,null,null,null,null,null,null,null,null,null,null,null,15,"SA Kadina East15","SA Kadina East"]
[null,null,null,"Winter",null,null,null,null,null,null,null,null,null,null,null,null,null,16,"SA Kadina East16","SA Kadina East"]
[null,null,null,"Temperature corrected actuals have increased over the historical period.",null,null,null,null,null,null,null,null,null,null,null,null,null,17,"SA Kadina East17","SA Kadina East"]
[null,null,null,"Forecast demand is increasing over the outlook period.",null,null,null,null,null,null,null,null,null,null,null,null,null,18,"SA Kadina East18","SA Kadina East"]
[null,null,null,"The 10% POE offset for PV is zero.",null,null,null,null,null,null,null,null,null,null,null,null,null,19,"SA Kadina East19","SA Kadina East"]
[null,null,null,null,null,null,null,null,null,null,null,null,null,null,null,null,null,{"$f":"MOD(ROW(Q612)-4,31)+1","v":20},"SA Kadina East20",{"$f":"T611","v":"SA Kadina East"}]
[null,null,null,null,null,null,null,null,null,null,null,null,null,null,null,null,null,21,"SA Kadina East21","SA Kadina East"]
[null,null,null,"Other",null,null,null,null,null,null,null,null,null,null,null,null,null,22,"SA Kadina East22","SA Kadina East"]
[null,null,null,"Supplies area surrounding and including Kadina, near the top of the Yorke Peninsula.",null,null,null,null,null,null,null,null,null,null,null,null,null,23,"SA Kadina East23","SA Kadina East"]
[null,null,null,"Demand is weather sensitive in summer and winter.",null,null,null,null,null,null,null,null,null,null,null,null,null,24,"SA Kadina East24","SA Kadina East"]
[null,null,null,"Diversity factors: Summer = 0.88; Winter = 0.86.",null,null,null,null,null,null,null,null,null,null,null,null,null,25,"SA Kadina East25","SA Kadina East"]
[null,null,null,"Power factors: Summer = 0.96, lagging; Winter = 0.98, lagging.",null,null,null,null,null,null,null,null,null,null,null,null,null,26,"SA Kadina East26","SA Kadina East"]
[null,null,null,null,null,null,null,null,null,null,null,null,null,null,null,null,null,27,"SA Kadina East27","SA Kadina East"]
[null,null,null,null,null,null,null,null,null,null,null,null,null,null,null,null,null,28,"SA Kadina East28","SA Kadina East"]
[null,null,null,null,null,null,null,null,null,null,null,null,null,null,null,null,null,29,"SA Kadina East29","SA Kadina East"]
[null,null,null,null,null,null,null,null,null,null,null,null,null,null,null,null,null,30,"SA Kadina East30","SA Kadina East"]
[null,null,null,null,null,null,null,null,null,null,null,null,null,null,null,null,null,31,"SA Kadina East31","SA Kadina East"]
[null,null,"SA Kanmantoo",null,null,null,null,null,null,null,null,null,null,null,null,null,null,1,"SA Kanmantoo1",{"$f":"C624","v":"SA Kanmantoo"}]
[null,null,null,null,null,null,null,null,null,null,null,null,null,null,null,null,null,2,"SA Kanmantoo2",{"$f":"T624","v":"SA Kanmantoo"}]
[null,null,null,"MAIN SECTORS",null,null,null,null,null,null,null,null,null,null,null,null,null,3,"SA Kanmantoo3","SA Kanmantoo"]
[null,null,null,"Predominantly agricultural area",null,null,null,null,null,null,null,null,null,null,null,null,null,4,"SA Kanmantoo4","SA Kanmantoo"]
[null,null,null,null,null,null,null,null,null,null,null,null,null,null,null,null,null,5,"SA Kanmantoo5","SA Kanmantoo"]
[null,null,null,null,null,null,null,null,null,null,null,null,null,null,null,null,null,6,"SA Kanmantoo6","SA Kanmantoo"]
[null,null,null,null,null,null,null,null,null,null,null,null,null,null,null,null,null,7,"SA Kanmantoo7","SA Kanmantoo"]
[null,null,null,null,null,null,null,null,null,null,null,null,null,null,null,null,null,8,"SA Kanmantoo8","SA Kanmantoo"]
[null,null,null,"MEDIUM SCENARIO",null,null,null,null,null,null,null,null,null,null,null,null,null,9,"SA Kanmantoo9","SA Kanmantoo"]
[null,null,null,"Summer",null,null,null,null,null,null,null,null,null,null,null,null,null,10,"SA Kanmantoo10","SA Kanmantoo"]
[null,null,null,"Temperature corrected actuals have remained relatively flat over the historical period.",null,null,null,null,null,null,null,null,null,null,null,null,null,11,"SA Kanmantoo11","SA Kanmantoo"]
[null,null,null,"Forecast demand is decreasing over the outlook period.",null,null,null,null,null,null,null,null,null,null,null,null,null,12,"SA Kanmantoo12","SA Kanmantoo"]
[null,null,null,"The 10% POE offset for PV ranges from 7.5% to 11.9% between 2017 and 2026.",null,null,null,null,null,null,null,null,null,null,null,null,null,13,"SA Kanmantoo13","SA Kanmantoo"]
[null,null,null,null,null,null,null,null,null,null,null,null,null,null,null,null,null,14,"SA Kanmantoo14","SA Kanmantoo"]
[null,null,null,null,null,null,null,null,null,null,null,null,null,null,null,null,null,15,"SA Kanmantoo15","SA Kanmantoo"]
[null,null,null,"Winter",null,null,null,null,null,null,null,null,null,null,null,null,null,16,"SA Kanmantoo16","SA Kanmantoo"]
[null,null,null,"Temperature corrected actuals have increased over the historical period.",null,null,null,null,null,null,null,null,null,null,null,null,null,17,"SA Kanmantoo17","SA Kanmantoo"]
[null,null,null,"Forecast demand is increasing over the outlook period.",null,null,null,null,null,null,null,null,null,null,null,null,null,18,"SA Kanmantoo18","SA Kanmantoo"]
[null,null,null,"The 10% POE offset for PV is zero.",null,null,null,null,null,null,null,null,null,null,null,null,null,19,"SA Kanmantoo19","SA Kanmantoo"]
[null,null,null,null,null,null,null,null,null,null,null,null,null,null,null,null,null,20,"SA Kanmantoo20","SA Kanmantoo"]
[null,null,null,null,null,null,null,null,null,null,null,null,null,null,null,null,null,21,"SA Kanmantoo21","SA Kanmantoo"]
[null,null,null,"Other",null,null,null,null,null,null,null,null,null,null,null,null,null,22,{"$f":"T645&R645","v":"SA Kanmantoo22"},"SA Kanmantoo"]
[null,null,null,"Supplies part of the Eastern Hills region, near to Kanmantoo.",null,null,null,null,null,null,null,null,null,null,null,null,null,23,"SA Kanmantoo23","SA Kanmantoo"]
[null,null,null,"Demand is weather sensitive in summer and winter.",null,null,null,null,null,null,null,null,null,null,null,null,null,24,"SA Kanmantoo24","SA Kanmantoo"]
[null,null,null,"Diversity factors: Summer = 0.74; Winter = 0.87.",null,null,null,null,null,null,null,null,null,null,null,null,null,25,"SA Kanmantoo25","SA Kanmantoo"]
[null,null,null,"Power factors: Summer = 0.97, lagging; Winter = 0.98, lagging.",null,null,null,null,null,null,null,null,null,null,null,null,null,26,"SA Kanmantoo26","SA Kanmantoo"]
[null,null,null,null,null,null,null,null,null,null,null,null,null,null,null,null,null,27,"SA Kanmantoo27","SA Kanmantoo"]
[null,null,null,null,null,null,null,null,null,null,null,null,null,null,null,null,null,28,"SA Kanmantoo28","SA Kanmantoo"]
[null,null,null,null,null,null,null,null,null,null,null,null,null,null,null,null,null,29,"SA Kanmantoo29","SA Kanmantoo"]
[null,null,null,null,null,null,null,null,null,null,null,null,null,null,null,null,null,30,"SA Kanmantoo30","SA Kanmantoo"]
[null,null,null,null,null,null,null,null,null,null,null,null,null,null,null,null,null,31,"SA Kanmantoo31","SA Kanmantoo"]
[null,null,"SA Keith",null,null,null,null,null,null,null,null,null,null,null,null,null,null,1,"SA Keith1",{"$f":"C655","v":"SA Keith"}]
[null,null,null,null,null,null,null,null,null,null,null,null,null,null,null,null,null,2,"SA Keith2",{"$f":"T655","v":"SA Keith"}]
[null,null,null,"MAIN SECTORS",null,null,null,null,null,null,null,null,null,null,null,null,null,3,"SA Keith3","SA Keith"]
[null,null,null,"Predominantly agricultural area, surrounded by parkland",null,null,null,null,null,null,null,null,null,null,null,null,null,4,"SA Keith4","SA Keith"]
[null,null,null,null,null,null,null,null,null,null,null,null,null,null,null,null,null,5,"SA Keith5","SA Keith"]
[null,null,null,null,null,null,null,null,null,null,null,null,null,null,null,null,null,6,"SA Keith6","SA Keith"]
[null,null,null,null,null,null,null,null,null,null,null,null,null,null,null,null,null,7,"SA Keith7","SA Keith"]
[null,null,null,null,null,null,null,null,null,null,null,null,null,null,null,null,null,8,"SA Keith8","SA Keith"]
[null,null,null,"MEDIUM SCENARIO",null,null,null,null,null,null,null,null,null,null,null,null,null,9,"SA Keith9","SA Keith"]
[null,null,null,"Summer",null,null,null,null,null,null,null,null,null,null,null,null,null,10,"SA Keith10","SA Keith"]
[null,null,null,"Temperature corrected actuals have increased since 2011.",null,null,null,null,null,null,null,null,null,null,null,null,null,11,"SA Keith11","SA Keith"]
[null,null,null,"Forecast demand is increasing over the outlook period.",null,null,null,null,null,null,null,null,null,null,null,null,null,12,"SA Keith12","SA Keith"]
[null,null,null,"The 10% POE offset for PV ranges from 4.2% to 5.9% between 2017 and 2026.",null,null,null,null,null,null,null,null,null,null,null,null,null,13,"SA Keith13","SA Keith"]
[null,null,null,null,null,null,null,null,null,null,null,null,null,null,null,null,null,14,"SA Keith14","SA Keith"]
[null,null,null,null,null,null,null,null,null,null,null,null,null,null,null,null,null,15,"SA Keith15","SA Keith"]
[null,null,null,"Winter",null,null,null,null,null,null,null,null,null,null,null,null,null,16,"SA Keith16","SA Keith"]
[null,null,null,"Temperature corrected actuals have increased since 2011.",null,null,null,null,null,null,null,null,null,null,null,null,null,17,"SA Keith17","SA Keith"]
[null,null,null,"Forecast demand is increasing over the outlook period.",null,null,null,null,null,null,null,null,null,null,null,null,null,18,"SA Keith18","SA Keith"]
[null,null,null,"The 10% POE offset for PV is zero.",null,null,null,null,null,null,null,null,null,null,null,null,null,19,"SA Keith19","SA Keith"]
[null,null,null,null,null,null,null,null,null,null,null,null,null,null,null,null,null,20,"SA Keith20","SA Keith"]
[null,null,null,null,null,null,null,null,null,null,null,null,null,null,null,null,null,21,"SA Keith21","SA Keith"]
[null,null,null,"Other",null,null,null,null,null,null,null,null,null,null,null,null,null,{"$f":"MOD(ROW(Q676)-4,31)+1","v":22},"SA Keith22",{"$f":"T675","v":"SA Keith"}]
[null,null,null,"Supplies part of South Eastern SA including Keith and Bordertown.",null,null,null,null,null,null,null,null,null,null,null,null,null,23,"SA Keith23","SA Keith"]
[null,null,null,"The impact of the following embedded generator(s) has been removed in the forecasts; Tatiara, Blulake and Bordertown (Vibe).",null,null,null,null,null,null,null,null,null,null,null,null,null,24,"SA Keith24","SA Keith"]
[null,null,null,"Demand is weather sensitive in summer and winter.",null,null,null,null,null,null,null,null,null,null,null,null,null,25,"SA Keith25","SA Keith"]
[null,null,null,"Diversity factors: Summer = 0.9; Winter = 0.94.",null,null,null,null,null,null,null,null,null,null,null,null,null,26,"SA Keith26","SA Keith"]
[null,null,null,"Power factors: Summer = 0.98, lagging; Winter = 0.99, lagging.",null,null,null,null,null,null,null,null,null,null,null,null,null,27,"SA Keith27","SA Keith"]
[null,null,null,null,null,null,null,null,null,null,null,null,null,null,null,null,null,28,"SA Keith28","SA Keith"]
[null,null,null,null,null,null,null,null,null,null,null,null,null,null,null,null,null,29,"SA Keith29","SA Keith"]
[null,null,null,null,null,null,null,null,null,null,null,null,null,null,null,null,null,30,"SA Keith30","SA Keith"]
[null,null,null,null,null,null,null,null,null,null,null,null,null,null,null,null,null,31,"SA Keith31","SA Keith"]
[null,null,"SA Kincraig",null,null,null,null,null,null,null,null,null,null,null,null,null,null,1,"SA Kincraig1",{"$f":"C686","v":"SA Kincraig"}]
[null,null,null,null,null,null,null,null,null,null,null,null,null,null,null,null,null,2,"SA Kincraig2",{"$f":"T686","v":"SA Kincraig"}]
[null,null,null,"MAIN SECTORS",null,null,null,null,null,null,null,null,null,null,null,null,null,3,"SA Kincraig3","SA Kincraig"]
[null,null,null,"Predominantly agricultural area, small amount of residential in surrounding area",null,null,null,null,null,null,null,null,null,null,null,null,null,4,"SA Kincraig4","SA Kincraig"]
[null,null,null,null,null,null,null,null,null,null,null,null,null,null,null,null,null,5,"SA Kincraig5","SA Kincraig"]
[null,null,null,null,null,null,null,null,null,null,null,null,null,null,null,null,null,6,"SA Kincraig6","SA Kincraig"]
[null,null,null,null,null,null,null,null,null,null,null,null,null,null,null,null,null,7,"SA Kincraig7","SA Kincraig"]
[null,null,null,null,null,null,null,null,null,null,null,null,null,null,null,null,null,8,"SA Kincraig8","SA Kincraig"]
[null,null,null,"MEDIUM SCENARIO",null,null,null,null,null,null,null,null,null,null,null,null,null,9,"SA Kincraig9","SA Kincraig"]
[null,null,null,"Summer",null,null,null,null,null,null,null,null,null,null,null,null,null,10,"SA Kincraig10","SA Kincraig"]
[null,null,null,"Temperature corrected actuals have decreased over the historical period.",null,null,null,null,null,null,null,null,null,null,null,null,null,11,"SA Kincraig11","SA Kincraig"]
[null,null,null,"Forecast demand is decreasing over the outlook period.",null,null,null,null,null,null,null,null,null,null,null,null,null,12,"SA Kincraig12","SA Kincraig"]
[null,null,null,"The 10% POE offset for PV ranges from 5.6% to 9.2% between 2017 and 2026.",null,null,null,null,null,null,null,null,null,null,null,null,null,13,"SA Kincraig13","SA Kincraig"]
[null,null,null,null,null,null,null,null,null,null,null,null,null,null,null,null,null,14,"SA Kincraig14","SA Kincraig"]
[null,null,null,null,null,null,null,null,null,null,null,null,null,null,null,null,null,15,"SA Kincraig15","SA Kincraig"]
[null,null,null,"Winter",null,null,null,null,null,null,null,null,null,null,null,null,null,16,"SA Kincraig16","SA Kincraig"]
[null,null,null,"Temperature corrected actuals have decreased over the historical period.",null,null,null,null,null,null,null,null,null,null,null,null,null,17,"SA Kincraig17","SA Kincraig"]
[null,null,null,"Forecast demand is relatively flat over the outlook period.",null,null,null,null,null,null,null,null,null,null,null,null,null,18,"SA Kincraig18","SA Kincraig"]
[null,null,null,"The 10% POE offset for PV is zero.",null,null,null,null,null,null,null,null,null,null,null,null,null,19,"SA Kincraig19","SA Kincraig"]
[null,null,null,null,null,null,null,null,null,null,null,null,null,null,null,null,null,20,"SA Kincraig20","SA Kincraig"]
[null,null,null,null,null,null,null,null,null,null,null,null,null,null,null,null,null,21,"SA Kincraig21","SA Kincraig"]
[null,null,null,"Other",null,null,null,null,null,null,null,null,null,null,null,null,null,22,"SA Kincraig22","SA Kincraig"]
[null,null,null,"Supplies part of South Eastern SA including Kincraig and Naracoorte.",null,null,null,null,null,null,null,null,null,null,null,null,null,23,"SA Kincraig23","SA Kincraig"]
[null,null,null,"Demand is weather sensitive in summer and winter.",null,null,null,null,null,null,null,null,null,null,null,null,null,24,{"$f":"T709&R709","v":"SA Kincraig24"},"SA Kincraig"]
[null,null,null,"Diversity factors: Summer = 0.86; Winter = 0.98.",null,null,null,null,null,null,null,null,null,null,null,null,null,25,"SA Kincraig25","SA Kincraig"]
[null,null,null,"Power factors: Summer = 0.93, lagging; Winter = 0.99, lagging.",null,null,null,null,null,null,null,null,null,null,null,null,null,26,"SA Kincraig26","SA Kincraig"]
[null,null,null,null,null,null,null,null,null,null,null,null,null,null,null,null,null,27,"SA Kincraig27","SA Kincraig"]
[null,null,null,null,null,null,null,null,null,null,null,null,null,null,null,null,null,28,"SA Kincraig28","SA Kincraig"]
[null,null,null,null,null,null,null,null,null,null,null,null,null,null,null,null,null,29,"SA Kincraig29","SA Kincraig"]
[null,null,null,null,null,null,null,null,null,null,null,null,null,null,null,null,null,30,"SA Kincraig30","SA Kincraig"]
[null,null,null,null,null,null,null,null,null,null,null,null,null,null,null,null,null,31,"SA Kincraig31","SA Kincraig"]
[null,null,"SA Leigh Creek",null,null,null,null,null,null,null,null,null,null,null,null,null,null,1,"SA Leigh Creek1",{"$f":"C717","v":"SA Leigh Creek"}]
[null,null,null,null,null,null,null,null,null,null,null,null,null,null,null,null,null,2,"SA Leigh Creek2",{"$f":"T717","v":"SA Leigh Creek"}]
[null,null,null,"MAIN SECTORS",null,null,null,null,null,null,null,null,null,null,null,null,null,3,"SA Leigh Creek3","SA Leigh Creek"]
[null,null,null,"The forecast is confidential.",null,null,null,null,null,null,null,null,null,null,null,null,null,4,"SA Leigh Creek4","SA Leigh Creek"]
[null,null,null,null,null,null,null,null,null,null,null,null,null,null,null,null,null,5,"SA Leigh Creek5","SA Leigh Creek"]
[null,null,null,null,null,null,null,null,null,null,null,null,null,null,null,null,null,6,"SA Leigh Creek6","SA Leigh Creek"]
[null,null,null,null,null,null,null,null,null,null,null,null,null,null,null,null,null,7,"SA Leigh Creek7","SA Leigh Creek"]
[null,null,null,null,null,null,null,null,null,null,null,null,null,null,null,null,null,8,"SA Leigh Creek8","SA Leigh Creek"]
[null,null,null,"MEDIUM SCENARIO",null,null,null,null,null,null,null,null,null,null,null,null,null,9,"SA Leigh Creek9","SA Leigh Creek"]
[null,null,null,"Summer",null,null,null,null,null,null,null,null,null,null,null,null,null,10,"SA Leigh Creek10","SA Leigh Creek"]
[null,null,null,null,null,null,null,null,null,null,null,null,null,null,null,null,null,11,"SA Leigh Creek11","SA Leigh Creek"]
[null,null,null,null,null,null,null,null,null,null,null,null,null,null,null,null,null,12,"SA Leigh Creek12","SA Leigh Creek"]
[null,null,null,null,null,null,null,null,null,null,null,null,null,null,null,null,null,13,"SA Leigh Creek13","SA Leigh Creek"]
[null,null,null,null,null,null,null,null,null,null,null,null,null,null,null,null,null,14,"SA Leigh Creek14","SA Leigh Creek"]
[null,null,null,null,null,null,null,null,null,null,null,null,null,null,null,null,null,15,"SA Leigh Creek15","SA Leigh Creek"]
[null,null,null,"Winter",null,null,null,null,null,null,null,null,null,null,null,null,null,16,"SA Leigh Creek16","SA Leigh Creek"]
[null,null,null,null,null,null,null,null,null,null,null,null,null,null,null,null,null,17,"SA Leigh Creek17","SA Leigh Creek"]
[null,null,null,null,null,null,null,null,null,null,null,null,null,null,null,null,null,18,"SA Leigh Creek18","SA Leigh Creek"]
[null,null,null,null,null,null,null,null,null,null,null,null,null,null,null,null,null,19,"SA Leigh Creek19","SA Leigh Creek"]
[null,null,null,null,null,null,null,null,null,null,null,null,null,null,null,null,null,20,"SA Leigh Creek20","SA Leigh Creek"]
[null,null,null,null,null,null,null,null,null,null,null,null,null,null,null,null,null,21,"SA Leigh Creek21","SA Leigh Creek"]
[null,null,null,"Other",null,null,null,null,null,null,null,null,null,null,null,null,null,22,"SA Leigh Creek22","SA Leigh Creek"]
[null,null,null,null,null,null,null,null,null,null,null,null,null,null,null,null,null,23,"SA Leigh Creek23","SA Leigh Creek"]
[null,null,null,null,null,null,null,null,null,null,null,null,null,null,null,null,null,{"$f":"MOD(ROW(Q740)-4,31)+1","v":24},"SA Leigh Creek24",{"$f":"T739","v":"SA Leigh Creek"}]
[null,null,null,null,null,null,null,null,null,null,null,null,null,null,null,null,null,25,"SA Leigh Creek25","SA Leigh Creek"]
[null,null,null,null,null,null,null,null,null,null,null,null,null,null,null,null,null,26,"SA Leigh Creek26","SA Leigh Creek"]
[null,null,null,null,null,null,null,null,null,null,null,null,null,null,null,null,null,27,"SA Leigh Creek27","SA Leigh Creek"]
[null,null,null,null,null,null,null,null,null,null,null,null,null,null,null,null,null,28,"SA Leigh Creek28","SA Leigh Creek"]
[null,null,null,null,null,null,null,null,null,null,null,null,null,null,null,null,null,29,"SA Leigh Creek29","SA Leigh Creek"]
[null,null,null,null,null,null,null,null,null,null,null,null,null,null,null,null,null,30,"SA Leigh Creek30","SA Leigh Creek"]
[null,null,null,null,null,null,null,null,null,null,null,null,null,null,null,null,null,31,"SA Leigh Creek31","SA Leigh Creek"]
[null,null,"SA Leigh Creek South",null,null,null,null,null,null,null,null,null,null,null,null,null,null,1,"SA Leigh Creek South1",{"$f":"C748","v":"SA Leigh Creek South"}]
[null,null,null,null,null,null,null,null,null,null,null,null,null,null,null,null,null,2,"SA Leigh Creek South2",{"$f":"T748","v":"SA Leigh Creek South"}]
[null,null,null,"MAIN SECTORS",null,null,null,null,null,null,null,null,null,null,null,null,null,3,"SA Leigh Creek South3","SA Leigh Creek South"]
[null,null,null,"Predominantly agricultural area",null,null,null,null,null,null,null,null,null,null,null,null,null,4,"SA Leigh Creek South4","SA Leigh Creek South"]
[null,null,null,null,null,null,null,null,null,null,null,null,null,null,null,null,null,5,"SA Leigh Creek South5","SA Leigh Creek South"]
[null,null,null,null,null,null,null,null,null,null,null,null,null,null,null,null,null,6,"SA Leigh Creek South6","SA Leigh Creek South"]
[null,null,null,null,null,null,null,null,null,null,null,null,null,null,null,null,null,7,"SA Leigh Creek South7","SA Leigh Creek South"]
[null,null,null,null,null,null,null,null,null,null,null,null,null,null,null,null,null,8,"SA Leigh Creek South8","SA Leigh Creek South"]
[null,null,null,"MEDIUM SCENARIO",null,null,null,null,null,null,null,null,null,null,null,null,null,9,"SA Leigh Creek South9","SA Leigh Creek South"]
[null,null,null,"Summer",null,null,null,null,null,null,null,null,null,null,null,null,null,10,"SA Leigh Creek South10","SA Leigh Creek South"]
[null,null,null,"Temperature corrected actuals have decreased over the historical period.",null,null,null,null,null,null,null,null,null,null,null,null,null,11,"SA Leigh Creek South11","SA Leigh Creek South"]
[null,null,null,"Forecast demand is decreasing over the outlook period.",null,null,null,null,null,null,null,null,null,null,null,null,null,12,"SA Leigh Creek South12","SA Leigh Creek South"]
[null,null,null,"The 10% POE offset for PV ranges from 6.8% to 10.0% between 2017 and 2026.",null,null,null,null,null,null,null,null,null,null,null,null,null,13,"SA Leigh Creek South13","SA Leigh Creek South"]
[null,null,null,null,null,null,null,null,null,null,null,null,null,null,null,null,null,14,"SA Leigh Creek South14","SA Leigh Creek South"]
[null,null,null,null,null,null,null,null,null,null,null,null,null,null,null,null,null,15,"SA Leigh Creek South15","SA Leigh Creek South"]
[null,null,null,"Winter",null,null,null,null,null,null,null,null,null,null,null,null,null,16,"SA Leigh Creek South16","SA Leigh Creek South"]
[null,null,null,"Temperature corrected actuals have decreased over the historical period.",null,null,null,null,null,null,null,null,null,null,null,null,null,17,"SA Leigh Creek South17","SA Leigh Creek South"]
[null,null,null,"Forecast demand is decreasing over the outlook period.",null,null,null,null,null,null,null,null,null,null,null,null,null,18,"SA Leigh Creek South18","SA Leigh Creek South"]
[null,null,null,"The 10% POE offset for PV is zero.",null,null,null,null,null,null,null,null,null,null,null,null,null,19,"SA Leigh Creek South19","SA Leigh Creek South"]
[null,null,null,null,null,null,null,null,null,null,null,null,null,null,null,null,null,20,"SA Leigh Creek South20","SA Leigh Creek South"]
[null,null,null,null,null,null,null,null,null,null,null,null,null,null,null,null,null,21,"SA Leigh Creek South21","SA Leigh Creek South"]
[null,null,null,"Other",null,null,null,null,null,null,null,null,null,null,null,null,null,22,"SA Leigh Creek South22","SA Leigh Creek South"]
[null,null,null,"Supplies Leigh Creek town.",null,null,null,null,null,null,null,null,null,null,null,null,null,23,"SA Leigh Creek South23","SA Leigh Creek South"]
[null,null,null,"Demand is weather sensitive in summer and winter.",null,null,null,null,null,null,null,null,null,null,null,null,null,24,"SA Leigh Creek South24","SA Leigh Creek South"]
[null,null,null,"Diversity factors: Summer = 0.77; Winter = 0.84.",null,null,null,null,null,null,null,null,null,null,null,null,null,25,"SA Leigh Creek South25","SA Leigh Creek South"]
[null,null,null,"Power factors: Summer = 0.15, leading; Winter = 0.14, leading.",null,null,null,null,null,null,null,null,null,null,null,null,null,26,{"$f":"T773&R773","v":"SA Leigh Creek South26"},"SA Leigh Creek South"]
[null,null,null,null,null,null,null,null,null,null,null,null,null,null,null,null,null,27,"SA Leigh Creek South27","SA Leigh Creek South"]
[null,null,null,null,null,null,null,null,null,null,null,null,null,null,null,null,null,28,"SA Leigh Creek South28","SA Leigh Creek South"]
[null,null,null,null,null,null,null,null,null,null,null,null,null,null,null,null,null,29,"SA Leigh Creek South29","SA Leigh Creek South"]
[null,null,null,null,null,null,null,null,null,null,null,null,null,null,null,null,null,30,"SA Leigh Creek South30","SA Leigh Creek South"]
[null,null,null,null,null,null,null,null,null,null,null,null,null,null,null,null,null,31,"SA Leigh Creek South31","SA Leigh Creek South"]
[null,null,"SA Mannum - Adelaide Pipeline 1",null,null,null,null,null,null,null,null,null,null,null,null,null,null,1,"SA Mannum - Adelaide Pipeline 11",{"$f":"C779","v":"SA Mannum - Adelaide Pipeline 1"}]
[null,null,null,null,null,null,null,null,null,null,null,null,null,null,null,null,null,2,"SA Mannum - Adelaide Pipeline 12",{"$f":"T779","v":"SA Mannum - Adelaide Pipeline 1"}]
[null,null,null,"MAIN SECTORS",null,null,null,null,null,null,null,null,null,null,null,null,null,3,"SA Mannum - Adelaide Pipeline 13","SA Mannum - Adelaide Pipeline 1"]
[null,null,null,"The forecast is confidential.",null,null,null,null,null,null,null,null,null,null,null,null,null,4,"SA Mannum - Adelaide Pipeline 14","SA Mannum - Adelaide Pipeline 1"]
[null,null,null,null,null,null,null,null,null,null,null,null,null,null,null,null,null,5,"SA Mannum - Adelaide Pipeline 15","SA Mannum - Adelaide Pipeline 1"]
[null,null,null,null,null,null,null,null,null,null,null,null,null,null,null,null,null,6,"SA Mannum - Adelaide Pipeline 16","SA Mannum - Adelaide Pipeline 1"]
[null,null,null,null,null,null,null,null,null,null,null,null,null,null,null,null,null,7,"SA Mannum - Adelaide Pipeline 17","SA Mannum - Adelaide Pipeline 1"]
[null,null,null,null,null,null,null,null,null,null,null,null,null,null,null,null,null,8,"SA Mannum - Adelaide Pipeline 18","SA Mannum - Adelaide Pipeline 1"]
[null,null,null,"MEDIUM SCENARIO",null,null,null,null,null,null,null,null,null,null,null,null,null,9,"SA Mannum - Adelaide Pipeline 19","SA Mannum - Adelaide Pipeline 1"]
[null,null,null,"Summer",null,null,null,null,null,null,null,null,null,null,null,null,null,10,"SA Mannum - Adelaide Pipeline 110","SA Mannum - Adelaide Pipeline 1"]
[null,null,null,null,null,null,null,null,null,null,null,null,null,null,null,null,null,11,"SA Mannum - Adelaide Pipeline 111","SA Mannum - Adelaide Pipeline 1"]
[null,null,null,null,null,null,null,null,null,null,null,null,null,null,null,null,null,12,"SA Mannum - Adelaide Pipeline 112","SA Mannum - Adelaide Pipeline 1"]
[null,null,null,null,null,null,null,null,null,null,null,null,null,null,null,null,null,13,"SA Mannum - Adelaide Pipeline 113","SA Mannum - Adelaide Pipeline 1"]
[null,null,null,null,null,null,null,null,null,null,null,null,null,null,null,null,null,14,"SA Mannum - Adelaide Pipeline 114","SA Mannum - Adelaide Pipeline 1"]
[null,null,null,null,null,null,null,null,null,null,null,null,null,null,null,null,null,15,"SA Mannum - Adelaide Pipeline 115","SA Mannum - Adelaide Pipeline 1"]
[null,null,null,"Winter",null,null,null,null,null,null,null,null,null,null,null,null,null,16,"SA Mannum - Adelaide Pipeline 116","SA Mannum - Adelaide Pipeline 1"]
[null,null,null,null,null,null,null,null,null,null,null,null,null,null,null,null,null,17,"SA Mannum - Adelaide Pipeline 117","SA Mannum - Adelaide Pipeline 1"]
[null,null,null,null,null,null,null,null,null,null,null,null,null,null,null,null,null,18,"SA Mannum - Adelaide Pipeline 118","SA Mannum - Adelaide Pipeline 1"]
[null,null,null,null,null,null,null,null,null,null,null,null,null,null,null,null,null,19,"SA Mannum - Adelaide Pipeline 119","SA Mannum - Adelaide Pipeline 1"]
[null,null,null,null,null,null,null,null,null,null,null,null,null,null,null,null,null,20,"SA Mannum - Adelaide Pipeline 120","SA Mannum - Adelaide Pipeline 1"]
[null,null,null,null,null,null,null,null,null,null,null,null,null,null,null,null,null,21,"SA Mannum - Adelaide Pipeline 121","SA Mannum - Adelaide Pipeline 1"]
[null,null,null,"Other",null,null,null,null,null,null,null,null,null,null,null,null,null,22,"SA Mannum - Adelaide Pipeline 122","SA Mannum - Adelaide Pipeline 1"]
[null,null,null,null,null,null,null,null,null,null,null,null,null,null,null,null,null,23,"SA Mannum - Adelaide Pipeline 123","SA Mannum - Adelaide Pipeline 1"]
[null,null,null,null,null,null,null,null,null,null,null,null,null,null,null,null,null,24,"SA Mannum - Adelaide Pipeline 124","SA Mannum - Adelaide Pipeline 1"]
[null,null,null,null,null,null,null,null,null,null,null,null,null,null,null,null,null,25,"SA Mannum - Adelaide Pipeline 125","SA Mannum - Adelaide Pipeline 1"]
[null,null,null,null,null,null,null,null,null,null,null,null,null,null,null,null,null,{"$f":"MOD(ROW(Q804)-4,31)+1","v":26},"SA Mannum - Adelaide Pipeline 126",{"$f":"T803","v":"SA Mannum - Adelaide Pipeline 1"}]
[null,null,null,null,null,null,null,null,null,null,null,null,null,null,null,null,null,27,"SA Mannum - Adelaide Pipeline 127","SA Mannum - Adelaide Pipeline 1"]
[null,null,null,null,null,null,null,null,null,null,null,null,null,null,null,null,null,28,"SA Mannum - Adelaide Pipeline 128","SA Mannum - Adelaide Pipeline 1"]
[null,null,null,null,null,null,null,null,null,null,null,null,null,null,null,null,null,29,"SA Mannum - Adelaide Pipeline 129","SA Mannum - Adelaide Pipeline 1"]
[null,null,null,null,null,null,null,null,null,null,null,null,null,null,null,null,null,30,"SA Mannum - Adelaide Pipeline 130","SA Mannum - Adelaide Pipeline 1"]
[null,null,null,null,null,null,null,null,null,null,null,null,null,null,null,null,null,31,"SA Mannum - Adelaide Pipeline 131","SA Mannum - Adelaide Pipeline 1"]
[null,null,"SA Mannum - Adelaide Pipeline 2",null,null,null,null,null,null,null,null,null,null,null,null,null,null,1,"SA Mannum - Adelaide Pipeline 21",{"$f":"C810","v":"SA Mannum - Adelaide Pipeline 2"}]
[null,null,null,null,null,null,null,null,null,null,null,null,null,null,null,null,null,2,"SA Mannum - Adelaide Pipeline 22",{"$f":"T810","v":"SA Mannum - Adelaide Pipeline 2"}]
[null,null,null,"MAIN SECTORS",null,null,null,null,null,null,null,null,null,null,null,null,null,3,"SA Mannum - Adelaide Pipeline 23","SA Mannum - Adelaide Pipeline 2"]
[null,null,null,"The forecast is confidential.",null,null,null,null,null,null,null,null,null,null,null,null,null,4,"SA Mannum - Adelaide Pipeline 24","SA Mannum - Adelaide Pipeline 2"]
[null,null,null,null,null,null,null,null,null,null,null,null,null,null,null,null,null,5,"SA Mannum - Adelaide Pipeline 25","SA Mannum - Adelaide Pipeline 2"]
[null,null,null,null,null,null,null,null,null,null,null,null,null,null,null,null,null,6,"SA Mannum - Adelaide Pipeline 26","SA Mannum - Adelaide Pipeline 2"]
[null,null,null,null,null,null,null,null,null,null,null,null,null,null,null,null,null,7,"SA Mannum - Adelaide Pipeline 27","SA Mannum - Adelaide Pipeline 2"]
[null,null,null,null,null,null,null,null,null,null,null,null,null,null,null,null,null,8,"SA Mannum - Adelaide Pipeline 28","SA Mannum - Adelaide Pipeline 2"]
[null,null,null,"MEDIUM SCENARIO",null,null,null,null,null,null,null,null,null,null,null,null,null,9,"SA Mannum - Adelaide Pipeline 29","SA Mannum - Adelaide Pipeline 2"]
[null,null,null,"Summer",null,null,null,null,null,null,null,null,null,null,null,null,null,10,"SA Mannum - Adelaide Pipeline 210","SA Mannum - Adelaide Pipeline 2"]
[null,null,null,null,null,null,null,null,null,null,null,null,null,null,null,null,null,11,"SA Mannum - Adelaide Pipeline 211","SA Mannum - Adelaide Pipeline 2"]
[null,null,null,null,null,null,null,null,null,null,null,null,null,null,null,null,null,12,"SA Mannum - Adelaide Pipeline 212","SA Mannum - Adelaide Pipeline 2"]
[null,null,null,null,null,null,null,null,null,null,null,null,null,null,null,null,null,13,"SA Mannum - Adelaide Pipeline 213","SA Mannum - Adelaide Pipeline 2"]
[null,null,null,null,null,null,null,null,null,null,null,null,null,null,null,null,null,14,"SA Mannum - Adelaide Pipeline 214","SA Mannum - Adelaide Pipeline 2"]
[null,null,null,null,null,null,null,null,null,null,null,null,null,null,null,null,null,15,"SA Mannum - Adelaide Pipeline 215","SA Mannum - Adelaide Pipeline 2"]
[null,null,null,"Winter",null,null,null,null,null,null,null,null,null,null,null,null,null,16,"SA Mannum - Adelaide Pipeline 216","SA Mannum - Adelaide Pipeline 2"]
[null,null,null,null,null,null,null,null,null,null,null,null,null,null,null,null,null,17,"SA Mannum - Adelaide Pipeline 217","SA Mannum - Adelaide Pipeline 2"]
[null,null,null,null,null,null,null,null,null,null,null,null,null,null,null,null,null,18,"SA Mannum - Adelaide Pipeline 218","SA Mannum - Adelaide Pipeline 2"]
[null,null,null,null,null,null,null,null,null,null,null,null,null,null,null,null,null,19,"SA Mannum - Adelaide Pipeline 219","SA Mannum - Adelaide Pipeline 2"]
[null,null,null,null,null,null,null,null,null,null,null,null,null,null,null,null,null,20,"SA Mannum - Adelaide Pipeline 220","SA Mannum - Adelaide Pipeline 2"]
[null,null,null,null,null,null,null,null,null,null,null,null,null,null,null,null,null,21,"SA Mannum - Adelaide Pipeline 221","SA Mannum - Adelaide Pipeline 2"]
[null,null,null,"Other",null,null,null,null,null,null,null,null,null,null,null,null,null,22,"SA Mannum - Adelaide Pipeline 222","SA Mannum - Adelaide Pipeline 2"]
[null,null,null,null,null,null,null,null,null,null,null,null,null,null,null,null,null,23,"SA Mannum - Adelaide Pipeline 223","SA Mannum - Adelaide Pipeline 2"]
[null,null,null,null,null,null,null,null,null,null,null,null,null,null,null,null,null,24,"SA Mannum - Adelaide Pipeline 224","SA Mannum - Adelaide Pipeline 2"]
[null,null,null,null,null,null,null,null,null,null,null,null,null,null,null,null,null,25,"SA Mannum - Adelaide Pipeline 225","SA Mannum - Adelaide Pipeline 2"]
[null,null,null,null,null,null,null,null,null,null,null,null,null,null,null,null,null,26,"SA Mannum - Adelaide Pipeline 226","SA Mannum - Adelaide Pipeline 2"]
[null,null,null,null,null,null,null,null,null,null,null,null,null,null,null,null,null,27,"SA Mannum - Adelaide Pipeline 227","SA Mannum - Adelaide Pipeline 2"]
[null,null,null,null,null,null,null,null,null,null,null,null,null,null,null,null,null,28,{"$f":"T837&R837","v":"SA Mannum - Adelaide Pipeline 228"},"SA Mannum - Adelaide Pipeline 2"]
[null,null,null,null,null,null,null,null,null,null,null,null,null,null,null,null,null,29,"SA Mannum - Adelaide Pipeline 229","SA Mannum - Adelaide Pipeline 2"]
[null,null,null,null,null,null,null,null,null,null,null,null,null,null,null,null,null,30,"SA Mannum - Adelaide Pipeline 230","SA Mannum - Adelaide Pipeline 2"]
[null,null,null,null,null,null,null,null,null,null,null,null,null,null,null,null,null,31,"SA Mannum - Adelaide Pipeline 231","SA Mannum - Adelaide Pipeline 2"]
[null,null,"SA Mannum - Adelaide Pipeline 3",null,null,null,null,null,null,null,null,null,null,null,null,null,null,1,"SA Mannum - Adelaide Pipeline 31",{"$f":"C841","v":"SA Mannum - Adelaide Pipeline 3"}]
[null,null,null,null,null,null,null,null,null,null,null,null,null,null,null,null,null,2,"SA Mannum - Adelaide Pipeline 32",{"$f":"T841","v":"SA Mannum - Adelaide Pipeline 3"}]
[null,null,null,"MAIN SECTORS",null,null,null,null,null,null,null,null,null,null,null,null,null,3,"SA Mannum - Adelaide Pipeline 33","SA Mannum - Adelaide Pipeline 3"]
[null,null,null,"The forecast is confidential.",null,null,null,null,null,null,null,null,null,null,null,null,null,4,"SA Mannum - Adelaide Pipeline 34","SA Mannum - Adelaide Pipeline 3"]
[null,null,null,null,null,null,null,null,null,null,null,null,null,null,null,null,null,5,"SA Mannum - Adelaide Pipeline 35","SA Mannum - Adelaide Pipeline 3"]
[null,null,null,null,null,null,null,null,null,null,null,null,null,null,null,null,null,6,"SA Mannum - Adelaide Pipeline 36","SA Mannum - Adelaide Pipeline 3"]
[null,null,null,null,null,null,null,null,null,null,null,null,null,null,null,null,null,7,"SA Mannum - Adelaide Pipeline 37","SA Mannum - Adelaide Pipeline 3"]
[null,null,null,null,null,null,null,null,null,null,null,null,null,null,null,null,null,8,"SA Mannum - Adelaide Pipeline 38","SA Mannum - Adelaide Pipeline 3"]
[null,null,null,"MEDIUM SCENARIO",null,null,null,null,null,null,null,null,null,null,null,null,null,9,"SA Mannum - Adelaide Pipeline 39","SA Mannum - Adelaide Pipeline 3"]
[null,null,null,"Summer",null,null,null,null,null,null,null,null,null,null,null,null,null,10,"SA Mannum - Adelaide Pipeline 310","SA Mannum - Adelaide Pipeline 3"]
[null,null,null,null,null,null,null,null,null,null,null,null,null,null,null,null,null,11,"SA Mannum - Adelaide Pipeline 311","SA Mannum - Adelaide Pipeline 3"]
[null,null,null,null,null,null,null,null,null,null,null,null,null,null,null,null,null,12,"SA Mannum - Adelaide Pipeline 312","SA Mannum - Adelaide Pipeline 3"]
[null,null,null,null,null,null,null,null,null,null,null,null,null,null,null,null,null,13,"SA Mannum - Adelaide Pipeline 313","SA Mannum - Adelaide Pipeline 3"]
[null,null,null,null,null,null,null,null,null,null,null,null,null,null,null,null,null,14,"SA Mannum - Adelaide Pipeline 314","SA Mannum - Adelaide Pipeline 3"]
[null,null,null,null,null,null,null,null,null,null,null,null,null,null,null,null,null,15,"SA Mannum - Adelaide Pipeline 315","SA Mannum - Adelaide Pipeline 3"]
[null,null,null,"Winter",null,null,null,null,null,null,null,null,null,null,null,null,null,16,"SA Mannum - Adelaide Pipeline 316","SA Mannum - Adelaide Pipeline 3"]
[null,null,null,null,null,null,null,null,null,null,null,null,null,null,null,null,null,17,"SA Mannum - Adelaide Pipeline 317","SA Mannum - Adelaide Pipeline 3"]
[null,null,null,null,null,null,null,null,null,null,null,null,null,null,null,null,null,18,"SA Mannum - Adelaide Pipeline 318","SA Mannum - Adelaide Pipeline 3"]
[null,null,null,null,null,null,null,null,null,null,null,null,null,null,null,null,null,19,"SA Mannum - Adelaide Pipeline 319","SA Mannum - Adelaide Pipeline 3"]
[null,null,null,null,null,null,null,null,null,null,null,null,null,null,null,null,null,20,"SA Mannum - Adelaide Pipeline 320","SA Mannum - Adelaide Pipeline 3"]
[null,null,null,null,null,null,null,null,null,null,null,null,null,null,null,null,null,21,"SA Mannum - Adelaide Pipeline 321","SA Mannum - Adelaide Pipeline 3"]
[null,null,null,"Other",null,null,null,null,null,null,null,null,null,null,null,null,null,22,"SA Mannum - Adelaide Pipeline 322","SA Mannum - Adelaide Pipeline 3"]
[null,null,null,null,null,null,null,null,null,null,null,null,null,null,null,null,null,23,"SA Mannum - Adelaide Pipeline 323","SA Mannum - Adelaide Pipeline 3"]
[null,null,null,null,null,null,null,null,null,null,null,null,null,null,null,null,null,24,"SA Mannum - Adelaide Pipeline 324","SA Mannum - Adelaide Pipeline 3"]
[null,null,null,null,null,null,null,null,null,null,null,null,null,null,null,null,null,25,"SA Mannum - Adelaide Pipeline 325","SA Mannum - Adelaide Pipeline 3"]
[null,null,null,null,null,null,null,null,null,null,null,null,null,null,null,null,null,26,"SA Mannum - Adelaide Pipeline 326","SA Mannum - Adelaide Pipeline 3"]
[null,null,null,null,null,null,null,null,null,null,null,null,null,null,null,null,null,27,"SA Mannum - Adelaide Pipeline 327","SA Mannum - Adelaide Pipeline 3"]
[null,null,null,null,null,null,null,null,null,null,null,null,null,null,null,null,null,{"$f":"MOD(ROW(Q868)-4,31)+1","v":28},"SA Mannum - Adelaide Pipeline 328",{"$f":"T867","v":"SA Mannum - Adelaide Pipeline 3"}]
[null,null,null,null,null,null,null,null,null,null,null,null,null,null,null,null,null,29,"SA Mannum - Adelaide Pipeline 329","SA Mannum - Adelaide Pipeline 3"]
[null,null,null,null,null,null,null,null,null,null,null,null,null,null,null,null,null,30,"SA Mannum - Adelaide Pipeline 330","SA Mannum - Adelaide Pipeline 3"]
[null,null,null,null,null,null,null,null,null,null,null,null,null,null,null,null,null,31,"SA Mannum - Adelaide Pipeline 331","SA Mannum - Adelaide Pipeline 3"]
[null,null,"SA Mannum",null,null,null,null,null,null,null,null,null,null,null,null,null,null,1,"SA Mannum1",{"$f":"C872","v":"SA Mannum"}]
[null,null,null,null,null,null,null,null,null,null,null,null,null,null,null,null,null,2,"SA Mannum2",{"$f":"T872","v":"SA Mannum"}]
[null,null,null,"MAIN SECTORS",null,null,null,null,null,null,null,null,null,null,null,null,null,3,"SA Mannum3","SA Mannum"]
[null,null,null,"Residential and commercial area surrounded by predominantly agricultural area",null,null,null,null,null,null,null,null,null,null,null,null,null,4,"SA Mannum4","SA Mannum"]
[null,null,null,null,null,null,null,null,null,null,null,null,null,null,null,null,null,5,"SA Mannum5","SA Mannum"]
[null,null,null,null,null,null,null,null,null,null,null,null,null,null,null,null,null,6,"SA Mannum6","SA Mannum"]
[null,null,null,null,null,null,null,null,null,null,null,null,null,null,null,null,null,7,"SA Mannum7","SA Mannum"]
[null,null,null,null,null,null,null,null,null,null,null,null,null,null,null,null,null,8,"SA Mannum8","SA Mannum"]
[null,null,null,"MEDIUM SCENARIO",null,null,null,null,null,null,null,null,null,null,null,null,null,9,"SA Mannum9","SA Mannum"]
[null,null,null,"Summer",null,null,null,null,null,null,null,null,null,null,null,null,null,10,"SA Mannum10","SA Mannum"]
[null,null,null,"Temperature corrected actuals have increased over the historical period.",null,null,null,null,null,null,null,null,null,null,null,null,null,11,"SA Mannum11","SA Mannum"]
[null,null,null,"Forecast demand is increasing over the outlook period.",null,null,null,null,null,null,null,null,null,null,null,null,null,12,"SA Mannum12","SA Mannum"]
[null,null,null,"The 10% POE offset for PV ranges from 5.3% to 7.2% between 2017 and 2026.",null,null,null,null,null,null,null,null,null,null,null,null,null,13,"SA Mannum13","SA Mannum"]
[null,null,null,null,null,null,null,null,null,null,null,null,null,null,null,null,null,14,"SA Mannum14","SA Mannum"]
[null,null,null,null,null,null,null,null,null,null,null,null,null,null,null,null,null,15,"SA Mannum15","SA Mannum"]
[null,null,null,"Winter",null,null,null,null,null,null,null,null,null,null,null,null,null,16,"SA Mannum16","SA Mannum"]
[null,null,null,"Temperature corrected actuals have decreased over the historical period.",null,null,null,null,null,null,null,null,null,null,null,null,null,17,"SA Mannum17","SA Mannum"]
[null,null,null,"Forecast demand is relatively flat over the outlook period.",null,null,null,null,null,null,null,null,null,null,null,null,null,18,"SA Mannum18","SA Mannum"]
[null,null,null,"The 10% POE offset for PV is zero.",null,null,null,null,null,null,null,null,null,null,null,null,null,19,"SA Mannum19","SA Mannum"]
[null,null,null,null,null,null,null,null,null,null,null,null,null,null,null,null,null,20,"SA Mannum20","SA Mannum"]
[null,null,null,null,null,null,null,null,null,null,null,null,null,null,null,null,null,21,"SA Mannum21","SA Mannum"]
[null,null,null,"Other",null,null,null,null,null,null,null,null,null,null,null,null,null,22,"SA Mannum22","SA Mannum"]
[null,null,null,"Supplies part of the Murraylands region, including Mannum town, Caloote and Nildottie.",null,null,null,null,null,null,null,null,null,null,null,null,null,23,"SA Mannum23","SA Mannum"]
[null,null,null,"Demand is weather sensitive in summer and winter.",null,null,null,null,null,null,null,null,null,null,null,null,null,24,"SA Mannum24","SA Mannum"]
[null,null,null,"Diversity factors: Summer = 0.77; Winter = 0.87.",null,null,null,null,null,null,null,null,null,null,null,null,null,25,"SA Mannum25","SA Mannum"]
[null,null,null,"Power factors: Summer = 0.95, lagging; Winter = 1, lagging.",null,null,null,null,null,null,null,null,null,null,null,null,null,26,"SA Mannum26","SA Mannum"]
[null,null,null,null,null,null,null,null,null,null,null,null,null,null,null,null,null,27,"SA Mannum27","SA Mannum"]
[null,null,null,null,null,null,null,null,null,null,null,null,null,null,null,null,null,28,"SA Mannum28","SA Mannum"]
[null,null,null,null,null,null,null,null,null,null,null,null,null,null,null,null,null,29,"SA Mannum29","SA Mannum"]
[null,null,null,null,null,null,null,null,null,null,null,null,null,null,null,null,null,30,{"$f":"T901&R901","v":"SA Mannum30"},"SA Mannum"]
[null,null,null,null,null,null,null,null,null,null,null,null,null,null,null,null,null,31,"SA Mannum31","SA Mannum"]
[null,null,"SA Middleback 132 kV",null,null,null,null,null,null,null,null,null,null,null,null,null,null,1,"SA Middleback 132 kV1",{"$f":"C903","v":"SA Middleback 132 kV"}]
[null,null,null,null,null,null,null,null,null,null,null,null,null,null,null,null,null,2,"SA Middleback 132 kV2",{"$f":"T903","v":"SA Middleback 132 kV"}]
[null,null,null,"MAIN SECTORS",null,null,null,null,null,null,null,null,null,null,null,null,null,3,"SA Middleback 132 kV3","SA Middleback 132 kV"]
[null,null,null,"The forecast is confidential.",null,null,null,null,null,null,null,null,null,null,null,null,null,4,"SA Middleback 132 kV4","SA Middleback 132 kV"]
[null,null,null,null,null,null,null,null,null,null,null,null,null,null,null,null,null,5,"SA Middleback 132 kV5","SA Middleback 132 kV"]
[null,null,null,null,null,null,null,null,null,null,null,null,null,null,null,null,null,6,"SA Middleback 132 kV6","SA Middleback 132 kV"]
[null,null,null,null,null,null,null,null,null,null,null,null,null,null,null,null,null,7,"SA Middleback 132 kV7","SA Middleback 132 kV"]
[null,null,null,null,null,null,null,null,null,null,null,null,null,null,null,null,null,8,"SA Middleback 132 kV8","SA Middleback 132 kV"]
[null,null,null,"MEDIUM SCENARIO",null,null,null,null,null,null,null,null,null,null,null,null,null,9,"SA Middleback 132 kV9","SA Middleback 132 kV"]
[null,null,null,"Summer",null,null,null,null,null,null,null,null,null,null,null,null,null,10,"SA Middleback 132 kV10","SA Middleback 132 kV"]
[null,null,null,null,null,null,null,null,null,null,null,null,null,null,null,null,null,11,"SA Middleback 132 kV11","SA Middleback 132 kV"]
[null,null,null,null,null,null,null,null,null,null,null,null,null,null,null,null,null,12,"SA Middleback 132 kV12","SA Middleback 132 kV"]
[null,null,null,null,null,null,null,null,null,null,null,null,null,null,null,null,null,13,"SA Middleback 132 kV13","SA Middleback 132 kV"]
[null,null,null,null,null,null,null,null,null,null,null,null,null,null,null,null,null,14,"SA Middleback 132 kV14","SA Middleback 132 kV"]
[null,null,null,null,null,null,null,null,null,null,null,null,null,null,null,null,null,15,"SA Middleback 132 kV15","SA Middleback 132 kV"]
[null,null,null,"Winter",null,null,null,null,null,null,null,null,null,null,null,null,null,16,"SA Middleback 132 kV16","SA Middleback 132 kV"]
[null,null,null,null,null,null,null,null,null,null,null,null,null,null,null,null,null,17,"SA Middleback 132 kV17","SA Middleback 132 kV"]
[null,null,null,null,null,null,null,null,null,null,null,null,null,null,null,null,null,18,"SA Middleback 132 kV18","SA Middleback 132 kV"]
[null,null,null,null,null,null,null,null,null,null,null,null,null,null,null,null,null,19,"SA Middleback 132 kV19","SA Middleback 132 kV"]
[null,null,null,null,null,null,null,null,null,null,null,null,null,null,null,null,null,20,"SA Middleback 132 kV20","SA Middleback 132 kV"]
[null,null,null,null,null,null,null,null,null,null,null,null,null,null,null,null,null,21,"SA Middleback 132 kV21","SA Middleback 132 kV"]
[null,null,null,"Other",null,null,null,null,null,null,null,null,null,null,null,null,null,22,"SA Middleback 132 kV22","SA Middleback 132 kV"]
[null,null,null,null,null,null,null,null,null,null,null,null,null,null,null,null,null,23,"SA Middleback 132 kV23","SA Middleback 132 kV"]
[null,null,null,null,null,null,null,null,null,null,null,null,null,null,null,null,null,24,"SA Middleback 132 kV24","SA Middleback 132 kV"]
[null,null,null,null,null,null,null,null,null,null,null,null,null,null,null,null,null,25,"SA Middleback 132 kV25","SA Middleback 132 kV"]
[null,null,null,null,null,null,null,null,null,null,null,null,null,null,null,null,null,26,"SA Middleback 132 kV26","SA Middleback 132 kV"]
[null,null,null,null,null,null,null,null,null,null,null,null,null,null,null,null,null,27,"SA Middleback 132 kV27","SA Middleback 132 kV"]
[null,null,null,null,null,null,null,null,null,null,null,null,null,null,null,null,null,28,"SA Middleback 132 kV28","SA Middleback 132 kV"]
[null,null,null,null,null,null,null,null,null,null,null,null,null,null,null,null,null,29,"SA Middleback 132 kV29","SA Middleback 132 kV"]
[null,null,null,null,null,null,null,null,null,null,null,null,null,null,null,null,null,{"$f":"MOD(ROW(Q932)-4,31)+1","v":30},"SA Middleback 132 kV30",{"$f":"T931","v":"SA Middleback 132 kV"}]
[null,null,null,null,null,null,null,null,null,null,null,null,null,null,null,null,null,31,"SA Middleback 132 kV31","SA Middleback 132 kV"]
[null,null,"SA Mobilong",null,null,null,null,null,null,null,null,null,null,null,null,null,null,1,"SA Mobilong1",{"$f":"C934","v":"SA Mobilong"}]
[null,null,null,null,null,null,null,null,null,null,null,null,null,null,null,null,null,2,"SA Mobilong2",{"$f":"T934","v":"SA Mobilong"}]
[null,null,null,"MAIN SECTORS",null,null,null,null,null,null,null,null,null,null,null,null,null,3,"SA Mobilong3","SA Mobilong"]
[null,null,null,"Residential and commercial area surrounded by predominantly agricultural area",null,null,null,null,null,null,null,null,null,null,null,null,null,4,"SA Mobilong4","SA Mobilong"]
[null,null,null,null,null,null,null,null,null,null,null,null,null,null,null,null,null,5,"SA Mobilong5","SA Mobilong"]
[null,null,null,null,null,null,null,null,null,null,null,null,null,null,null,null,null,6,"SA Mobilong6","SA Mobilong"]
[null,null,null,null,null,null,null,null,null,null,null,null,null,null,null,null,null,7,"SA Mobilong7","SA Mobilong"]
[null,null,null,null,null,null,null,null,null,null,null,null,null,null,null,null,null,8,"SA Mobilong8","SA Mobilong"]
[null,null,null,"MEDIUM SCENARIO",null,null,null,null,null,null,null,null,null,null,null,null,null,9,"SA Mobilong9","SA Mobilong"]
[null,null,null,"Summer",null,null,null,null,null,null,null,null,null,null,null,null,null,10,"SA Mobilong10","SA Mobilong"]
[null,null,null,"Temperature corrected actuals have increased over the historical period.",null,null,null,null,null,null,null,null,null,null,null,null,null,11,"SA Mobilong11","SA Mobilong"]
[null,null,null,"Forecast demand is relatively flat over the outlook period.",null,null,null,null,null,null,null,null,null,null,null,null,null,12,"SA Mobilong12","SA Mobilong"]
[null,null,null,"The 10% POE offset for PV ranges from 11.9% to 19.8% between 2017 and 2026.",null,null,null,null,null,null,null,null,null,null,null,null,null,13,"SA Mobilong13","SA Mobilong"]
[null,null,null,null,null,null,null,null,null,null,null,null,null,null,null,null,null,14,"SA Mobilong14","SA Mobilong"]
[null,null,null,null,null,null,null,null,null,null,null,null,null,null,null,null,null,15,"SA Mobilong15","SA Mobilong"]
[null,null,null,"Winter",null,null,null,null,null,null,null,null,null,null,null,null,null,16,"SA Mobilong16","SA Mobilong"]
[null,null,null,"Temperature corrected actuals have increased over the historical period.",null,null,null,null,null,null,null,null,null,null,null,null,null,17,"SA Mobilong17","SA Mobilong"]
[null,null,null,"Forecast demand is increasing over the outlook period.",null,null,null,null,null,null,null,null,null,null,null,null,null,18,"SA Mobilong18","SA Mobilong"]
[null,null,null,"The 10% POE offset for PV is zero.",null,null,null,null,null,null,null,null,null,null,null,null,null,19,"SA Mobilong19","SA Mobilong"]
[null,null,null,null,null,null,null,null,null,null,null,null,null,null,null,null,null,20,"SA Mobilong20","SA Mobilong"]
[null,null,null,null,null,null,null,null,null,null,null,null,null,null,null,null,null,21,"SA Mobilong21","SA Mobilong"]
[null,null,null,"Other",null,null,null,null,null,null,null,null,null,null,null,null,null,22,"SA Mobilong22","SA Mobilong"]
[null,null,null,"Supplies part of the Murraylands region, surrounding Murray Bridge.",null,null,null,null,null,null,null,null,null,null,null,null,null,23,"SA Mobilong23","SA Mobilong"]
[null,null,null,"Demand is weather sensitive in summer and winter.",null,null,null,null,null,null,null,null,null,null,null,null,null,24,"SA Mobilong24","SA Mobilong"]
[null,null,null,"Diversity factors: Summer = 0.91; Winter = 0.99.",null,null,null,null,null,null,null,null,null,null,null,null,null,25,"SA Mobilong25","SA Mobilong"]
[null,null,null,"Power factors: Summer = 0.94, lagging; Winter = 0.97, lagging.",null,null,null,null,null,null,null,null,null,null,null,null,null,26,"SA Mobilong26","SA Mobilong"]
[null,null,null,null,null,null,null,null,null,null,null,null,null,null,null,null,null,27,"SA Mobilong27","SA Mobilong"]
[null,null,null,null,null,null,null,null,null,null,null,null,null,null,null,null,null,28,"SA Mobilong28","SA Mobilong"]
[null,null,null,null,null,null,null,null,null,null,null,null,null,null,null,null,null,29,"SA Mobilong29","SA Mobilong"]
[null,null,null,null,null,null,null,null,null,null,null,null,null,null,null,null,null,30,"SA Mobilong30","SA Mobilong"]
[null,null,null,null,null,null,null,null,null,null,null,null,null,null,null,null,null,31,"SA Mobilong31","SA Mobilong"]
[null,null,"SA Middleback 33 kV",null,null,null,null,null,null,null,null,null,null,null,null,null,null,1,{"$f":"T965&R965","v":"SA Middleback 33 kV1"},{"$f":"C965","v":"SA Middleback 33 kV"}]
[null,null,null,null,null,null,null,null,null,null,null,null,null,null,null,null,null,2,"SA Middleback 33 kV2",{"$f":"T965","v":"SA Middleback 33 kV"}]
[null,null,null,"MAIN SECTORS",null,null,null,null,null,null,null,null,null,null,null,null,null,3,"SA Middleback 33 kV3","SA Middleback 33 kV"]
[null,null,null,"The forecast is confidential.",null,null,null,null,null,null,null,null,null,null,null,null,null,4,"SA Middleback 33 kV4","SA Middleback 33 kV"]
[null,null,null,null,null,null,null,null,null,null,null,null,null,null,null,null,null,5,"SA Middleback 33 kV5","SA Middleback 33 kV"]
[null,null,null,null,null,null,null,null,null,null,null,null,null,null,null,null,null,6,"SA Middleback 33 kV6","SA Middleback 33 kV"]
[null,null,null,null,null,null,null,null,null,null,null,null,null,null,null,null,null,7,"SA Middleback 33 kV7","SA Middleback 33 kV"]
[null,null,null,null,null,null,null,null,null,null,null,null,null,null,null,null,null,8,"SA Middleback 33 kV8","SA Middleback 33 kV"]
[null,null,null,"MEDIUM SCENARIO",null,null,null,null,null,null,null,null,null,null,null,null,null,9,"SA Middleback 33 kV9","SA Middleback 33 kV"]
[null,null,null,"Summer",null,null,null,null,null,null,null,null,null,null,null,null,null,10,"SA Middleback 33 kV10","SA Middleback 33 kV"]
[null,null,null,null,null,null,null,null,null,null,null,null,null,null,null,null,null,11,"SA Middleback 33 kV11","SA Middleback 33 kV"]
[null,null,null,null,null,null,null,null,null,null,null,null,null,null,null,null,null,12,"SA Middleback 33 kV12","SA Middleback 33 kV"]
[null,null,null,null,null,null,null,null,null,null,null,null,null,null,null,null,null,13,"SA Middleback 33 kV13","SA Middleback 33 kV"]
[null,null,null,null,null,null,null,null,null,null,null,null,null,null,null,null,null,14,"SA Middleback 33 kV14","SA Middleback 33 kV"]
[null,null,null,null,null,null,null,null,null,null,null,null,null,null,null,null,null,15,"SA Middleback 33 kV15","SA Middleback 33 kV"]
[null,null,null,"Winter",null,null,null,null,null,null,null,null,null,null,null,null,null,16,"SA Middleback 33 kV16","SA Middleback 33 kV"]
[null,null,null,null,null,null,null,null,null,null,null,null,null,null,null,null,null,17,"SA Middleback 33 kV17","SA Middleback 33 kV"]
[null,null,null,null,null,null,null,null,null,null,null,null,null,null,null,null,null,18,"SA Middleback 33 kV18","SA Middleback 33 kV"]
[null,null,null,null,null,null,null,null,null,null,null,null,null,null,null,null,null,19,"SA Middleback 33 kV19","SA Middleback 33 kV"]
[null,null,null,null,null,null,null,null,null,null,null,null,null,null,null,null,null,20,"SA Middleback 33 kV20","SA Middleback 33 kV"]
[null,null,null,null,null,null,null,null,null,null,null,null,null,null,null,null,null,21,"SA Middleback 33 kV21","SA Middleback 33 kV"]
[null,null,null,"Other",null,null,null,null,null,null,null,null,null,null,null,null,null,22,"SA Middleback 33 kV22","SA Middleback 33 kV"]
[null,null,null,null,null,null,null,null,null,null,null,null,null,null,null,null,null,23,"SA Middleback 33 kV23","SA Middleback 33 kV"]
[null,null,null,null,null,null,null,null,null,null,null,null,null,null,null,null,null,24,"SA Middleback 33 kV24","SA Middleback 33 kV"]
[null,null,null,null,null,null,null,null,null,null,null,null,null,null,null,null,null,25,"SA Middleback 33 kV25","SA Middleback 33 kV"]
[null,null,null,null,null,null,null,null,null,null,null,null,null,null,null,null,null,26,"SA Middleback 33 kV26","SA Middleback 33 kV"]
[null,null,null,null,null,null,null,null,null,null,null,null,null,null,null,null,null,27,"SA Middleback 33 kV27","SA Middleback 33 kV"]
[null,null,null,null,null,null,null,null,null,null,null,null,null,null,null,null,null,28,"SA Middleback 33 kV28","SA Middleback 33 kV"]
[null,null,null,null,null,null,null,null,null,null,null,null,null,null,null,null,null,29,"SA Middleback 33 kV29","SA Middleback 33 kV"]
[null,null,null,null,null,null,null,null,null,null,null,null,null,null,null,null,null,30,"SA Middleback 33 kV30","SA Middleback 33 kV"]
[null,null,null,null,null,null,null,null,null,null,null,null,null,null,null,null,null,31,"SA Middleback 33 kV31","SA Middleback 33 kV"]
[null,null,"SA Mt Gambier",null,null,null,null,null,null,null,null,null,null,null,null,null,null,{"$f":"MOD(ROW(Q996)-4,31)+1","v":1},"SA Mt Gambier1",{"$f":"C996","v":"SA Mt Gambier"}]
[null,null,null,null,null,null,null,null,null,null,null,null,null,null,null,null,null,2,"SA Mt Gambier2",{"$f":"T996","v":"SA Mt Gambier"}]
[null,null,null,"MAIN SECTORS",null,null,null,null,null,null,null,null,null,null,null,null,null,3,"SA Mt Gambier3","SA Mt Gambier"]
[null,null,null,"Residential area surrounded by predominantly agricultural area",null,null,null,null,null,null,null,null,null,null,null,null,null,4,"SA Mt Gambier4","SA Mt Gambier"]
[null,null,null,null,null,null,null,null,null,null,null,null,null,null,null,null,null,5,"SA Mt Gambier5","SA Mt Gambier"]
[null,null,null,null,null,null,null,null,null,null,null,null,null,null,null,null,null,6,"SA Mt Gambier6","SA Mt Gambier"]
[null,null,null,null,null,null,null,null,null,null,null,null,null,null,null,null,null,7,"SA Mt Gambier7","SA Mt Gambier"]
[null,null,null,null,null,null,null,null,null,null,null,null,null,null,null,null,null,8,"SA Mt Gambier8","SA Mt Gambier"]
[null,null,null,"MEDIUM SCENARIO",null,null,null,null,null,null,null,null,null,null,null,null,null,9,"SA Mt Gambier9","SA Mt Gambier"]
[null,null,null,"Summer",null,null,null,null,null,null,null,null,null,null,null,null,null,10,"SA Mt Gambier10","SA Mt Gambier"]
[null,null,null,"Temperature corrected actuals have decreased over the historical period.",null,null,null,null,null,null,null,null,null,null,null,null,null,11,"SA Mt Gambier11","SA Mt Gambier"]
[null,null,null,"Forecast demand is decreasing over the outlook period.",null,null,null,null,null,null,null,null,null,null,null,null,null,12,"SA Mt Gambier12","SA Mt Gambier"]
[null,null,null,"The 10% POE offset for PV ranges from 6.5% to 10.5% between 2017 and 2026.",null,null,null,null,null,null,null,null,null,null,null,null,null,13,"SA Mt Gambier13","SA Mt Gambier"]
[null,null,null,null,null,null,null,null,null,null,null,null,null,null,null,null,null,14,"SA Mt Gambier14","SA Mt Gambier"]
[null,null,null,null,null,null,null,null,null,null,null,null,null,null,null,null,null,15,"SA Mt Gambier15","SA Mt Gambier"]
[null,null,null,"Winter",null,null,null,null,null,null,null,null,null,null,null,null,null,16,"SA Mt Gambier16","SA Mt Gambier"]
[null,null,null,"Temperature corrected actuals have decreased over the historical period.",null,null,null,null,null,null,null,null,null,null,null,null,null,17,"SA Mt Gambier17","SA Mt Gambier"]
[null,null,null,"Forecast demand is relatively flat over the outlook period.",null,null,null,null,null,null,null,null,null,null,null,null,null,18,"SA Mt Gambier18","SA Mt Gambier"]
[null,null,null,"The 10% POE offset for PV is zero.",null,null,null,null,null,null,null,null,null,null,null,null,null,19,"SA Mt Gambier19","SA Mt Gambier"]
[null,null,null,null,null,null,null,null,null,null,null,null,null,null,null,null,null,20,"SA Mt Gambier20","SA Mt Gambier"]
[null,null,null,null,null,null,null,null,null,null,null,null,null,null,null,null,null,21,"SA Mt Gambier21","SA Mt Gambier"]
[null,null,null,"Other",null,null,null,null,null,null,null,null,null,null,null,null,null,22,"SA Mt Gambier22","SA Mt Gambier"]
[null,null,null,"Supplies Mt Gambier.",null,null,null,null,null,null,null,null,null,null,null,null,null,23,"SA Mt Gambier23","SA Mt Gambier"]
[null,null,null,"Demand is weather sensitive in summer and winter.",null,null,null,null,null,null,null,null,null,null,null,null,null,24,"SA Mt Gambier24","SA Mt Gambier"]
[null,null,null,"Diversity factors: Summer = 0.78; Winter = 0.96.",null,null,null,null,null,null,null,null,null,null,null,null,null,25,"SA Mt Gambier25","SA Mt Gambier"]
[null,null,null,"Power factors: Summer = 0.95, lagging; Winter = 0.98, lagging.",null,null,null,null,null,null,null,null,null,null,null,null,null,26,"SA Mt Gambier26","SA Mt Gambier"]
[null,null,null,null,null,null,null,null,null,null,null,null,null,null,null,null,null,27,"SA Mt Gambier27","SA Mt Gambier"]
[null,null,null,null,null,null,null,null,null,null,null,null,null,null,null,null,null,28,"SA Mt Gambier28","SA Mt Gambier"]
[null,null,null,null,null,null,null,null,null,null,null,null,null,null,null,null,null,29,"SA Mt Gambier29","SA Mt Gambier"]
[null,null,null,null,null,null,null,null,null,null,null,null,null,null,null,null,null,30,"SA Mt Gambier30","SA Mt Gambier"]
[null,null,null,null,null,null,null,null,null,null,null,null,null,null,null,null,null,31,"SA Mt Gambier31","SA Mt Gambier"]
[null,null,"SA Mt Gunson",null,null,null,null,null,null,null,null,null,null,null,null,null,null,1,"SA Mt Gunson1",{"$f":"C1027","v":"SA Mt Gunson"}]
[null,null,null,null,null,null,null,null,null,null,null,null,null,null,null,null,null,2,"SA Mt Gunson2",{"$f":"T1027","v":"SA Mt Gunson"}]
[null,null,null,"MAIN SECTORS",null,null,null,null,null,null,null,null,null,null,null,null,null,3,{"$f":"T1029&R1029","v":"SA Mt Gunson3"},"SA Mt Gunson"]
[null,null,null,"Predominantly agricultural area with some industrial area",null,null,null,null,null,null,null,null,null,null,null,null,null,4,"SA Mt Gunson4","SA Mt Gunson"]
[null,null,null,null,null,null,null,null,null,null,null,null,null,null,null,null,null,5,"SA Mt Gunson5","SA Mt Gunson"]
[null,null,null,null,null,null,null,null,null,null,null,null,null,null,null,null,null,6,"SA Mt Gunson6","SA Mt Gunson"]
[null,null,null,null,null,null,null,null,null,null,null,null,null,null,null,null,null,7,"SA Mt Gunson7","SA Mt Gunson"]
[null,null,null,null,null,null,null,null,null,null,null,null,null,null,null,null,null,8,"SA Mt Gunson8","SA Mt Gunson"]
[null,null,null,"MEDIUM SCENARIO",null,null,null,null,null,null,null,null,null,null,null,null,null,9,"SA Mt Gunson9","SA Mt Gunson"]
[null,null,null,"Summer",null,null,null,null,null,null,null,null,null,null,null,null,null,10,"SA Mt Gunson10","SA Mt Gunson"]
[null,null,null,"Temperature corrected actuals have remained relatively flat since 2014.",null,null,null,null,null,null,null,null,null,null,null,null,null,11,"SA Mt Gunson11","SA Mt Gunson"]
[null,null,null,"Forecast demand is relatively flat over the outlook period.",null,null,null,null,null,null,null,null,null,null,null,null,null,12,"SA Mt Gunson12","SA Mt Gunson"]
[null,null,null,"The 10% POE offset for PV is zero.",null,null,null,null,null,null,null,null,null,null,null,null,null,13,"SA Mt Gunson13","SA Mt Gunson"]
[null,null,null,null,null,null,null,null,null,null,null,null,null,null,null,null,null,14,"SA Mt Gunson14","SA Mt Gunson"]
[null,null,null,null,null,null,null,null,null,null,null,null,null,null,null,null,null,15,"SA Mt Gunson15","SA Mt Gunson"]
[null,null,null,"Winter",null,null,null,null,null,null,null,null,null,null,null,null,null,16,"SA Mt Gunson16","SA Mt Gunson"]
[null,null,null,"Temperature corrected actuals have remained relatively flat since 2014.",null,null,null,null,null,null,null,null,null,null,null,null,null,17,"SA Mt Gunson17","SA Mt Gunson"]
[null,null,null,"Forecast demand is relatively flat over the outlook period.",null,null,null,null,null,null,null,null,null,null,null,null,null,18,"SA Mt Gunson18","SA Mt Gunson"]
[null,null,null,"The 10% POE offset for PV is zero.",null,null,null,null,null,null,null,null,null,null,null,null,null,19,"SA Mt Gunson19","SA Mt Gunson"]
[null,null,null,null,null,null,null,null,null,null,null,null,null,null,null,null,null,20,"SA Mt Gunson20","SA Mt Gunson"]
[null,null,null,null,null,null,null,null,null,null,null,null,null,null,null,null,null,21,"SA Mt Gunson21","SA Mt Gunson"]
[null,null,null,"Other",null,null,null,null,null,null,null,null,null,null,null,null,null,22,"SA Mt Gunson22","SA Mt Gunson"]
[null,null,null,"Supplies the Mt Gunson area.",null,null,null,null,null,null,null,null,null,null,null,null,null,23,"SA Mt Gunson23","SA Mt Gunson"]
[null,null,null,"Demand is not weather sensitive.",null,null,null,null,null,null,null,null,null,null,null,null,null,24,"SA Mt Gunson24","SA Mt Gunson"]
[null,null,null,"Diversity factors: Summer = 0.58; Winter = 0.7.",null,null,null,null,null,null,null,null,null,null,null,null,null,25,"SA Mt Gunson25","SA Mt Gunson"]
[null,null,null,"Power factors: Summer = 0.67, leading; Winter = 0.63, leading.",null,null,null,null,null,null,null,null,null,null,null,null,null,26,"SA Mt Gunson26","SA Mt Gunson"]
[null,null,null,null,null,null,null,null,null,null,null,null,null,null,null,null,null,27,"SA Mt Gunson27","SA Mt Gunson"]
[null,null,null,null,null,null,null,null,null,null,null,null,null,null,null,null,null,28,"SA Mt Gunson28","SA Mt Gunson"]
[null,null,null,null,null,null,null,null,null,null,null,null,null,null,null,null,null,29,"SA Mt Gunson29","SA Mt Gunson"]
[null,null,null,null,null,null,null,null,null,null,null,null,null,null,null,null,null,30,"SA Mt Gunson30","SA Mt Gunson"]
[null,null,null,null,null,null,null,null,null,null,null,null,null,null,null,null,null,31,"SA Mt Gunson31","SA Mt Gunson"]
[null,null,"SA Murray Bridge - Hahndorf Pipeline 1",null,null,null,null,null,null,null,null,null,null,null,null,null,null,1,"SA Murray Bridge - Hahndorf Pipeline 11",{"$f":"C1058","v":"SA Murray Bridge - Hahndorf Pipeline 1"}]
[null,null,null,null,null,null,null,null,null,null,null,null,null,null,null,null,null,2,"SA Murray Bridge - Hahndorf Pipeline 12",{"$f":"T1058","v":"SA Murray Bridge - Hahndorf Pipeline 1"}]
[null,null,null,"MAIN SECTORS",null,null,null,null,null,null,null,null,null,null,null,null,null,{"$f":"MOD(ROW(Q1060)-4,31)+1","v":3},"SA Murray Bridge - Hahndorf Pipeline 13","SA Murray Bridge - Hahndorf Pipeline 1"]
[null,null,null,"The forecast is confidential.",null,null,null,null,null,null,null,null,null,null,null,null,null,4,"SA Murray Bridge - Hahndorf Pipeline 14",{"$f":"T1060","v":"SA Murray Bridge - Hahndorf Pipeline 1"}]
[null,null,null,null,null,null,null,null,null,null,null,null,null,null,null,null,null,5,"SA Murray Bridge - Hahndorf Pipeline 15","SA Murray Bridge - Hahndorf Pipeline 1"]
[null,null,null,null,null,null,null,null,null,null,null,null,null,null,null,null,null,6,"SA Murray Bridge - Hahndorf Pipeline 16","SA Murray Bridge - Hahndorf Pipeline 1"]
[null,null,null,null,null,null,null,null,null,null,null,null,null,null,null,null,null,7,"SA Murray Bridge - Hahndorf Pipeline 17","SA Murray Bridge - Hahndorf Pipeline 1"]
[null,null,null,null,null,null,null,null,null,null,null,null,null,null,null,null,null,8,"SA Murray Bridge - Hahndorf Pipeline 18","SA Murray Bridge - Hahndorf Pipeline 1"]
[null,null,null,"MEDIUM SCENARIO",null,null,null,null,null,null,null,null,null,null,null,null,null,9,"SA Murray Bridge - Hahndorf Pipeline 19","SA Murray Bridge - Hahndorf Pipeline 1"]
[null,null,null,"Summer",null,null,null,null,null,null,null,null,null,null,null,null,null,10,"SA Murray Bridge - Hahndorf Pipeline 110","SA Murray Bridge - Hahndorf Pipeline 1"]
[null,null,null,null,null,null,null,null,null,null,null,null,null,null,null,null,null,11,"SA Murray Bridge - Hahndorf Pipeline 111","SA Murray Bridge - Hahndorf Pipeline 1"]
[null,null,null,null,null,null,null,null,null,null,null,null,null,null,null,null,null,12,"SA Murray Bridge - Hahndorf Pipeline 112","SA Murray Bridge - Hahndorf Pipeline 1"]
[null,null,null,null,null,null,null,null,null,null,null,null,null,null,null,null,null,13,"SA Murray Bridge - Hahndorf Pipeline 113","SA Murray Bridge - Hahndorf Pipeline 1"]
[null,null,null,null,null,null,null,null,null,null,null,null,null,null,null,null,null,14,"SA Murray Bridge - Hahndorf Pipeline 114","SA Murray Bridge - Hahndorf Pipeline 1"]
[null,null,null,null,null,null,null,null,null,null,null,null,null,null,null,null,null,15,"SA Murray Bridge - Hahndorf Pipeline 115","SA Murray Bridge - Hahndorf Pipeline 1"]
[null,null,null,"Winter",null,null,null,null,null,null,null,null,null,null,null,null,null,16,"SA Murray Bridge - Hahndorf Pipeline 116","SA Murray Bridge - Hahndorf Pipeline 1"]
[null,null,null,null,null,null,null,null,null,null,null,null,null,null,null,null,null,17,"SA Murray Bridge - Hahndorf Pipeline 117","SA Murray Bridge - Hahndorf Pipeline 1"]
[null,null,null,null,null,null,null,null,null,null,null,null,null,null,null,null,null,18,"SA Murray Bridge - Hahndorf Pipeline 118","SA Murray Bridge - Hahndorf Pipeline 1"]
[null,null,null,null,null,null,null,null,null,null,null,null,null,null,null,null,null,19,"SA Murray Bridge - Hahndorf Pipeline 119","SA Murray Bridge - Hahndorf Pipeline 1"]
[null,null,null,null,null,null,null,null,null,null,null,null,null,null,null,null,null,20,"SA Murray Bridge - Hahndorf Pipeline 120","SA Murray Bridge - Hahndorf Pipeline 1"]
[null,null,null,null,null,null,null,null,null,null,null,null,null,null,null,null,null,21,"SA Murray Bridge - Hahndorf Pipeline 121","SA Murray Bridge - Hahndorf Pipeline 1"]
[null,null,null,"Other",null,null,null,null,null,null,null,null,null,null,null,null,null,22,"SA Murray Bridge - Hahndorf Pipeline 122","SA Murray Bridge - Hahndorf Pipeline 1"]
[null,null,null,null,null,null,null,null,null,null,null,null,null,null,null,null,null,23,"SA Murray Bridge - Hahndorf Pipeline 123","SA Murray Bridge - Hahndorf Pipeline 1"]
[null,null,null,null,null,null,null,null,null,null,null,null,null,null,null,null,null,24,"SA Murray Bridge - Hahndorf Pipeline 124","SA Murray Bridge - Hahndorf Pipeline 1"]
[null,null,null,null,null,null,null,null,null,null,null,null,null,null,null,null,null,25,"SA Murray Bridge - Hahndorf Pipeline 125","SA Murray Bridge - Hahndorf Pipeline 1"]
[null,null,null,null,null,null,null,null,null,null,null,null,null,null,null,null,null,26,"SA Murray Bridge - Hahndorf Pipeline 126","SA Murray Bridge - Hahndorf Pipeline 1"]
[null,null,null,null,null,null,null,null,null,null,null,null,null,null,null,null,null,27,"SA Murray Bridge - Hahndorf Pipeline 127","SA Murray Bridge - Hahndorf Pipeline 1"]
[null,null,null,null,null,null,null,null,null,null,null,null,null,null,null,null,null,28,"SA Murray Bridge - Hahndorf Pipeline 128","SA Murray Bridge - Hahndorf Pipeline 1"]
[null,null,null,null,null,null,null,null,null,null,null,null,null,null,null,null,null,29,"SA Murray Bridge - Hahndorf Pipeline 129","SA Murray Bridge - Hahndorf Pipeline 1"]
[null,null,null,null,null,null,null,null,null,null,null,null,null,null,null,null,null,30,"SA Murray Bridge - Hahndorf Pipeline 130","SA Murray Bridge - Hahndorf Pipeline 1"]
[null,null,null,null,null,null,null,null,null,null,null,null,null,null,null,null,null,31,"SA Murray Bridge - Hahndorf Pipeline 131","SA Murray Bridge - Hahndorf Pipeline 1"]
[null,null,"SA Murray Bridge - Hahndorf Pipeline 2",null,null,null,null,null,null,null,null,null,null,null,null,null,null,1,"SA Murray Bridge - Hahndorf Pipeline 21",{"$f":"C1089","v":"SA Murray Bridge - Hahndorf Pipeline 2"}]
[null,null,null,null,null,null,null,null,null,null,null,null,null,null,null,null,null,2,"SA Murray Bridge - Hahndorf Pipeline 22",{"$f":"T1089","v":"SA Murray Bridge - Hahndorf Pipeline 2"}]
[null,null,null,"MAIN SECTORS",null,null,null,null,null,null,null,null,null,null,null,null,null,3,"SA Murray Bridge - Hahndorf Pipeline 23","SA Murray Bridge - Hahndorf Pipeline 2"]
[null,null,null,"The forecast is confidential.",null,null,null,null,null,null,null,null,null,null,null,null,null,4,"SA Murray Bridge - Hahndorf Pipeline 24","SA Murray Bridge - Hahndorf Pipeline 2"]
[null,null,null,null,null,null,null,null,null,null,null,null,null,null,null,null,null,5,{"$f":"T1093&R1093","v":"SA Murray Bridge - Hahndorf Pipeline 25"},"SA Murray Bridge - Hahndorf Pipeline 2"]
[null,null,null,null,null,null,null,null,null,null,null,null,null,null,null,null,null,6,"SA Murray Bridge - Hahndorf Pipeline 26","SA Murray Bridge - Hahndorf Pipeline 2"]
[null,null,null,null,null,null,null,null,null,null,null,null,null,null,null,null,null,7,"SA Murray Bridge - Hahndorf Pipeline 27","SA Murray Bridge - Hahndorf Pipeline 2"]
[null,null,null,null,null,null,null,null,null,null,null,null,null,null,null,null,null,8,"SA Murray Bridge - Hahndorf Pipeline 28","SA Murray Bridge - Hahndorf Pipeline 2"]
[null,null,null,"MEDIUM SCENARIO",null,null,null,null,null,null,null,null,null,null,null,null,null,9,"SA Murray Bridge - Hahndorf Pipeline 29","SA Murray Bridge - Hahndorf Pipeline 2"]
[null,null,null,"Summer",null,null,null,null,null,null,null,null,null,null,null,null,null,10,"SA Murray Bridge - Hahndorf Pipeline 210","SA Murray Bridge - Hahndorf Pipeline 2"]
[null,null,null,null,null,null,null,null,null,null,null,null,null,null,null,null,null,11,"SA Murray Bridge - Hahndorf Pipeline 211","SA Murray Bridge - Hahndorf Pipeline 2"]
[null,null,null,null,null,null,null,null,null,null,null,null,null,null,null,null,null,12,"SA Murray Bridge - Hahndorf Pipeline 212","SA Murray Bridge - Hahndorf Pipeline 2"]
[null,null,null,null,null,null,null,null,null,null,null,null,null,null,null,null,null,13,"SA Murray Bridge - Hahndorf Pipeline 213","SA Murray Bridge - Hahndorf Pipeline 2"]
[null,null,null,null,null,null,null,null,null,null,null,null,null,null,null,null,null,14,"SA Murray Bridge - Hahndorf Pipeline 214","SA Murray Bridge - Hahndorf Pipeline 2"]
[null,null,null,null,null,null,null,null,null,null,null,null,null,null,null,null,null,15,"SA Murray Bridge - Hahndorf Pipeline 215","SA Murray Bridge - Hahndorf Pipeline 2"]
[null,null,null,"Winter",null,null,null,null,null,null,null,null,null,null,null,null,null,16,"SA Murray Bridge - Hahndorf Pipeline 216","SA Murray Bridge - Hahndorf Pipeline 2"]
[null,null,null,null,null,null,null,null,null,null,null,null,null,null,null,null,null,17,"SA Murray Bridge - Hahndorf Pipeline 217","SA Murray Bridge - Hahndorf Pipeline 2"]
[null,null,null,null,null,null,null,null,null,null,null,null,null,null,null,null,null,18,"SA Murray Bridge - Hahndorf Pipeline 218","SA Murray Bridge - Hahndorf Pipeline 2"]
[null,null,null,null,null,null,null,null,null,null,null,null,null,null,null,null,null,19,"SA Murray Bridge - Hahndorf Pipeline 219","SA Murray Bridge - Hahndorf Pipeline 2"]
[null,null,null,null,null,null,null,null,null,null,null,null,null,null,null,null,null,20,"SA Murray Bridge - Hahndorf Pipeline 220","SA Murray Bridge - Hahndorf Pipeline 2"]
[null,null,null,null,null,null,null,null,null,null,null,null,null,null,null,null,null,21,"SA Murray Bridge - Hahndorf Pipeline 221","SA Murray Bridge - Hahndorf Pipeline 2"]
[null,null,null,"Other",null,null,null,null,null,null,null,null,null,null,null,null,null,22,"SA Murray Bridge - Hahndorf Pipeline 222","SA Murray Bridge - Hahndorf Pipeline 2"]
[null,null,null,null,null,null,null,null,null,null,null,null,null,null,null,null,null,23,"SA Murray Bridge - Hahndorf Pipeline 223","SA Murray Bridge - Hahndorf Pipeline 2"]
[null,null,null,null,null,null,null,null,null,null,null,null,null,null,null,null,null,24,"SA Murray Bridge - Hahndorf Pipeline 224","SA Murray Bridge - Hahndorf Pipeline 2"]
[null,null,null,null,null,null,null,null,null,null,null,null,null,null,null,null,null,25,"SA Murray Bridge - Hahndorf Pipeline 225","SA Murray Bridge - Hahndorf Pipeline 2"]
[null,null,null,null,null,null,null,null,null,null,null,null,null,null,null,null,null,26,"SA Murray Bridge - Hahndorf Pipeline 226","SA Murray Bridge - Hahndorf Pipeline 2"]
[null,null,null,null,null,null,null,null,null,null,null,null,null,null,null,null,null,27,"SA Murray Bridge - Hahndorf Pipeline 227","SA Murray Bridge - Hahndorf Pipeline 2"]
[null,null,null,null,null,null,null,null,null,null,null,null,null,null,null,null,null,28,"SA Murray Bridge - Hahndorf Pipeline 228","SA Murray Bridge - Hahndorf Pipeline 2"]
[null,null,null,null,null,null,null,null,null,null,null,null,null,null,null,null,null,29,"SA Murray Bridge - Hahndorf Pipeline 229","SA Murray Bridge - Hahndorf Pipeline 2"]
[null,null,null,null,null,null,null,null,null,null,null,null,null,null,null,null,null,30,"SA Murray Bridge - Hahndorf Pipeline 230","SA Murray Bridge - Hahndorf Pipeline 2"]
[null,null,null,null,null,null,null,null,null,null,null,null,null,null,null,null,null,31,"SA Murray Bridge - Hahndorf Pipeline 231","SA Murray Bridge - Hahndorf Pipeline 2"]
[null,null,"SA Murray Bridge - Hahndorf Pipeline 3",null,null,null,null,null,null,null,null,null,null,null,null,null,null,1,"SA Murray Bridge - Hahndorf Pipeline 31",{"$f":"C1120","v":"SA Murray Bridge - Hahndorf Pipeline 3"}]
[null,null,null,null,null,null,null,null,null,null,null,null,null,null,null,null,null,2,"SA Murray Bridge - Hahndorf Pipeline 32",{"$f":"T1120","v":"SA Murray Bridge - Hahndorf Pipeline 3"}]
[null,null,null,"MAIN SECTORS",null,null,null,null,null,null,null,null,null,null,null,null,null,3,"SA Murray Bridge - Hahndorf Pipeline 33","SA Murray Bridge - Hahndorf Pipeline 3"]
[null,null,null,"The forecast is confidential.",null,null,null,null,null,null,null,null,null,null,null,null,null,4,"SA Murray Bridge - Hahndorf Pipeline 34","SA Murray Bridge - Hahndorf Pipeline 3"]
[null,null,null,null,null,null,null,null,null,null,null,null,null,null,null,null,null,{"$f":"MOD(ROW(Q1124)-4,31)+1","v":5},"SA Murray Bridge - Hahndorf Pipeline 35","SA Murray Bridge - Hahndorf Pipeline 3"]
[null,null,null,null,null,null,null,null,null,null,null,null,null,null,null,null,null,6,"SA Murray Bridge - Hahndorf Pipeline 36",{"$f":"T1124","v":"SA Murray Bridge - Hahndorf Pipeline 3"}]
[null,null,null,null,null,null,null,null,null,null,null,null,null,null,null,null,null,7,"SA Murray Bridge - Hahndorf Pipeline 37","SA Murray Bridge - Hahndorf Pipeline 3"]
[null,null,null,null,null,null,null,null,null,null,null,null,null,null,null,null,null,8,"SA Murray Bridge - Hahndorf Pipeline 38","SA Murray Bridge - Hahndorf Pipeline 3"]
[null,null,null,"MEDIUM SCENARIO",null,null,null,null,null,null,null,null,null,null,null,null,null,9,"SA Murray Bridge - Hahndorf Pipeline 39","SA Murray Bridge - Hahndorf Pipeline 3"]
[null,null,null,"Summer",null,null,null,null,null,null,null,null,null,null,null,null,null,10,"SA Murray Bridge - Hahndorf Pipeline 310","SA Murray Bridge - Hahndorf Pipeline 3"]
[null,null,null,null,null,null,null,null,null,null,null,null,null,null,null,null,null,11,"SA Murray Bridge - Hahndorf Pipeline 311","SA Murray Bridge - Hahndorf Pipeline 3"]
[null,null,null,null,null,null,null,null,null,null,null,null,null,null,null,null,null,12,"SA Murray Bridge - Hahndorf Pipeline 312","SA Murray Bridge - Hahndorf Pipeline 3"]
[null,null,null,null,null,null,null,null,null,null,null,null,null,null,null,null,null,13,"SA Murray Bridge - Hahndorf Pipeline 313","SA Murray Bridge - Hahndorf Pipeline 3"]
[null,null,null,null,null,null,null,null,null,null,null,null,null,null,null,null,null,14,"SA Murray Bridge - Hahndorf Pipeline 314","SA Murray Bridge - Hahndorf Pipeline 3"]
[null,null,null,null,null,null,null,null,null,null,null,null,null,null,null,null,null,15,"SA Murray Bridge - Hahndorf Pipeline 315","SA Murray Bridge - Hahndorf Pipeline 3"]
[null,null,null,"Winter",null,null,null,null,null,null,null,null,null,null,null,null,null,16,"SA Murray Bridge - Hahndorf Pipeline 316","SA Murray Bridge - Hahndorf Pipeline 3"]
[null,null,null,null,null,null,null,null,null,null,null,null,null,null,null,null,null,17,"SA Murray Bridge - Hahndorf Pipeline 317","SA Murray Bridge - Hahndorf Pipeline 3"]
[null,null,null,null,null,null,null,null,null,null,null,null,null,null,null,null,null,18,"SA Murray Bridge - Hahndorf Pipeline 318","SA Murray Bridge - Hahndorf Pipeline 3"]
[null,null,null,null,null,null,null,null,null,null,null,null,null,null,null,null,null,19,"SA Murray Bridge - Hahndorf Pipeline 319","SA Murray Bridge - Hahndorf Pipeline 3"]
[null,null,null,null,null,null,null,null,null,null,null,null,null,null,null,null,null,20,"SA Murray Bridge - Hahndorf Pipeline 320","SA Murray Bridge - Hahndorf Pipeline 3"]
[null,null,null,null,null,null,null,null,null,null,null,null,null,null,null,null,null,21,"SA Murray Bridge - Hahndorf Pipeline 321","SA Murray Bridge - Hahndorf Pipeline 3"]
[null,null,null,"Other",null,null,null,null,null,null,null,null,null,null,null,null,null,22,"SA Murray Bridge - Hahndorf Pipeline 322","SA Murray Bridge - Hahndorf Pipeline 3"]
[null,null,null,null,null,null,null,null,null,null,null,null,null,null,null,null,null,23,"SA Murray Bridge - Hahndorf Pipeline 323","SA Murray Bridge - Hahndorf Pipeline 3"]
[null,null,null,null,null,null,null,null,null,null,null,null,null,null,null,null,null,24,"SA Murray Bridge - Hahndorf Pipeline 324","SA Murray Bridge - Hahndorf Pipeline 3"]
[null,null,null,null,null,null,null,null,null,null,null,null,null,null,null,null,null,25,"SA Murray Bridge - Hahndorf Pipeline 325","SA Murray Bridge - Hahndorf Pipeline 3"]
[null,null,null,null,null,null,null,null,null,null,null,null,null,null,null,null,null,26,"SA Murray Bridge - Hahndorf Pipeline 326","SA Murray Bridge - Hahndorf Pipeline 3"]
[null,null,null,null,null,null,null,null,null,null,null,null,null,null,null,null,null,27,"SA Murray Bridge - Hahndorf Pipeline 327","SA Murray Bridge - Hahndorf Pipeline 3"]
[null,null,null,null,null,null,null,null,null,null,null,null,null,null,null,null,null,28,"SA Murray Bridge - Hahndorf Pipeline 328","SA Murray Bridge - Hahndorf Pipeline 3"]
[null,null,null,null,null,null,null,null,null,null,null,null,null,null,null,null,null,29,"SA Murray Bridge - Hahndorf Pipeline 329","SA Murray Bridge - Hahndorf Pipeline 3"]
[null,null,null,null,null,null,null,null,null,null,null,null,null,null,null,null,null,30,"SA Murray Bridge - Hahndorf Pipeline 330","SA Murray Bridge - Hahndorf Pipeline 3"]
[null,null,null,null,null,null,null,null,null,null,null,null,null,null,null,null,null,31,"SA Murray Bridge - Hahndorf Pipeline 331","SA Murray Bridge - Hahndorf Pipeline 3"]
[null,null,"SA Millbrook",null,null,null,null,null,null,null,null,null,null,null,null,null,null,1,"SA Millbrook1",{"$f":"C1151","v":"SA Millbrook"}]
[null,null,null,null,null,null,null,null,null,null,null,null,null,null,null,null,null,2,"SA Millbrook2",{"$f":"T1151","v":"SA Millbrook"}]
[null,null,null,"MAIN SECTORS",null,null,null,null,null,null,null,null,null,null,null,null,null,3,"SA Millbrook3","SA Millbrook"]
[null,null,null,"The forecast is confidential.",null,null,null,null,null,null,null,null,null,null,null,null,null,4,"SA Millbrook4","SA Millbrook"]
[null,null,null,null,null,null,null,null,null,null,null,null,null,null,null,null,null,5,"SA Millbrook5","SA Millbrook"]
[null,null,null,null,null,null,null,null,null,null,null,null,null,null,null,null,null,6,"SA Millbrook6","SA Millbrook"]
[null,null,null,null,null,null,null,null,null,null,null,null,null,null,null,null,null,7,{"$f":"T1157&R1157","v":"SA Millbrook7"},"SA Millbrook"]
[null,null,null,null,null,null,null,null,null,null,null,null,null,null,null,null,null,8,"SA Millbrook8","SA Millbrook"]
[null,null,null,"MEDIUM SCENARIO",null,null,null,null,null,null,null,null,null,null,null,null,null,9,"SA Millbrook9","SA Millbrook"]
[null,null,null,"Summer",null,null,null,null,null,null,null,null,null,null,null,null,null,10,"SA Millbrook10","SA Millbrook"]
[null,null,null,null,null,null,null,null,null,null,null,null,null,null,null,null,null,11,"SA Millbrook11","SA Millbrook"]
[null,null,null,null,null,null,null,null,null,null,null,null,null,null,null,null,null,12,"SA Millbrook12","SA Millbrook"]
[null,null,null,null,null,null,null,null,null,null,null,null,null,null,null,null,null,13,"SA Millbrook13","SA Millbrook"]
[null,null,null,null,null,null,null,null,null,null,null,null,null,null,null,null,null,14,"SA Millbrook14","SA Millbrook"]
[null,null,null,null,null,null,null,null,null,null,null,null,null,null,null,null,null,15,"SA Millbrook15","SA Millbrook"]
[null,null,null,"Winter",null,null,null,null,null,null,null,null,null,null,null,null,null,16,"SA Millbrook16","SA Millbrook"]
[null,null,null,null,null,null,null,null,null,null,null,null,null,null,null,null,null,17,"SA Millbrook17","SA Millbrook"]
[null,null,null,null,null,null,null,null,null,null,null,null,null,null,null,null,null,18,"SA Millbrook18","SA Millbrook"]
[null,null,null,null,null,null,null,null,null,null,null,null,null,null,null,null,null,19,"SA Millbrook19","SA Millbrook"]
[null,null,null,null,null,null,null,null,null,null,null,null,null,null,null,null,null,20,"SA Millbrook20","SA Millbrook"]
[null,null,null,null,null,null,null,null,null,null,null,null,null,null,null,null,null,21,"SA Millbrook21","SA Millbrook"]
[null,null,null,"Other",null,null,null,null,null,null,null,null,null,null,null,null,null,22,"SA Millbrook22","SA Millbrook"]
[null,null,null,null,null,null,null,null,null,null,null,null,null,null,null,null,null,23,"SA Millbrook23","SA Millbrook"]
[null,null,null,null,null,null,null,null,null,null,null,null,null,null,null,null,null,24,"SA Millbrook24","SA Millbrook"]
[null,null,null,null,null,null,null,null,null,null,null,null,null,null,null,null,null,25,"SA Millbrook25","SA Millbrook"]
[null,null,null,null,null,null,null,null,null,null,null,null,null,null,null,null,null,26,"SA Millbrook26","SA Millbrook"]
[null,null,null,null,null,null,null,null,null,null,null,null,null,null,null,null,null,27,"SA Millbrook27","SA Millbrook"]
[null,null,null,null,null,null,null,null,null,null,null,null,null,null,null,null,null,28,"SA Millbrook28","SA Millbrook"]
[null,null,null,null,null,null,null,null,null,null,null,null,null,null,null,null,null,29,"SA Millbrook29","SA Millbrook"]
[null,null,null,null,null,null,null,null,null,null,null,null,null,null,null,null,null,30,"SA Millbrook30","SA Millbrook"]
[null,null,null,null,null,null,null,null,null,null,null,null,null,null,null,null,null,31,"SA Millbrook31","SA Millbrook"]
[null,null,"SA Morgan - Whyalla Pipeline 1",null,null,null,null,null,null,null,null,null,null,null,null,null,null,1,"SA Morgan - Whyalla Pipeline 11",{"$f":"C1182","v":"SA Morgan - Whyalla Pipeline 1"}]
[null,null,null,null,null,null,null,null,null,null,null,null,null,null,null,null,null,2,"SA Morgan - Whyalla Pipeline 12",{"$f":"T1182","v":"SA Morgan - Whyalla Pipeline 1"}]
[null,null,null,"MAIN SECTORS",null,null,null,null,null,null,null,null,null,null,null,null,null,3,"SA Morgan - Whyalla Pipeline 13","SA Morgan - Whyalla Pipeline 1"]
[null,null,null,"The forecast is confidential.",null,null,null,null,null,null,null,null,null,null,null,null,null,4,"SA Morgan - Whyalla Pipeline 14","SA Morgan - Whyalla Pipeline 1"]
[null,null,null,null,null,null,null,null,null,null,null,null,null,null,null,null,null,5,"SA Morgan - Whyalla Pipeline 15","SA Morgan - Whyalla Pipeline 1"]
[null,null,null,null,null,null,null,null,null,null,null,null,null,null,null,null,null,6,"SA Morgan - Whyalla Pipeline 16","SA Morgan - Whyalla Pipeline 1"]
[null,null,null,null,null,null,null,null,null,null,null,null,null,null,null,null,null,{"$f":"MOD(ROW(Q1188)-4,31)+1","v":7},"SA Morgan - Whyalla Pipeline 17","SA Morgan - Whyalla Pipeline 1"]
[null,null,null,null,null,null,null,null,null,null,null,null,null,null,null,null,null,8,"SA Morgan - Whyalla Pipeline 18",{"$f":"T1188","v":"SA Morgan - Whyalla Pipeline 1"}]
[null,null,null,"MEDIUM SCENARIO",null,null,null,null,null,null,null,null,null,null,null,null,null,9,"SA Morgan - Whyalla Pipeline 19","SA Morgan - Whyalla Pipeline 1"]
[null,null,null,"Summer",null,null,null,null,null,null,null,null,null,null,null,null,null,10,"SA Morgan - Whyalla Pipeline 110","SA Morgan - Whyalla Pipeline 1"]
[null,null,null,null,null,null,null,null,null,null,null,null,null,null,null,null,null,11,"SA Morgan - Whyalla Pipeline 111","SA Morgan - Whyalla Pipeline 1"]
[null,null,null,null,null,null,null,null,null,null,null,null,null,null,null,null,null,12,"SA Morgan - Whyalla Pipeline 112","SA Morgan - Whyalla Pipeline 1"]
[null,null,null,null,null,null,null,null,null,null,null,null,null,null,null,null,null,13,"SA Morgan - Whyalla Pipeline 113","SA Morgan - Whyalla Pipeline 1"]
[null,null,null,null,null,null,null,null,null,null,null,null,null,null,null,null,null,14,"SA Morgan - Whyalla Pipeline 114","SA Morgan - Whyalla Pipeline 1"]
[null,null,null,null,null,null,null,null,null,null,null,null,null,null,null,null,null,15,"SA Morgan - Whyalla Pipeline 115","SA Morgan - Whyalla Pipeline 1"]
[null,null,null,"Winter",null,null,null,null,null,null,null,null,null,null,null,null,null,16,"SA Morgan - Whyalla Pipeline 116","SA Morgan - Whyalla Pipeline 1"]
[null,null,null,null,null,null,null,null,null,null,null,null,null,null,null,null,null,17,"SA Morgan - Whyalla Pipeline 117","SA Morgan - Whyalla Pipeline 1"]
[null,null,null,null,null,null,null,null,null,null,null,null,null,null,null,null,null,18,"SA Morgan - Whyalla Pipeline 118","SA Morgan - Whyalla Pipeline 1"]
[null,null,null,null,null,null,null,null,null,null,null,null,null,null,null,null,null,19,"SA Morgan - Whyalla Pipeline 119","SA Morgan - Whyalla Pipeline 1"]
[null,null,null,null,null,null,null,null,null,null,null,null,null,null,null,null,null,20,"SA Morgan - Whyalla Pipeline 120","SA Morgan - Whyalla Pipeline 1"]
[null,null,null,null,null,null,null,null,null,null,null,null,null,null,null,null,null,21,"SA Morgan - Whyalla Pipeline 121","SA Morgan - Whyalla Pipeline 1"]
[null,null,null,"Other",null,null,null,null,null,null,null,null,null,null,null,null,null,22,"SA Morgan - Whyalla Pipeline 122","SA Morgan - Whyalla Pipeline 1"]
[null,null,null,null,null,null,null,null,null,null,null,null,null,null,null,null,null,23,"SA Morgan - Whyalla Pipeline 123","SA Morgan - Whyalla Pipeline 1"]
[null,null,null,null,null,null,null,null,null,null,null,null,null,null,null,null,null,24,"SA Morgan - Whyalla Pipeline 124","SA Morgan - Whyalla Pipeline 1"]
[null,null,null,null,null,null,null,null,null,null,null,null,null,null,null,null,null,25,"SA Morgan - Whyalla Pipeline 125","SA Morgan - Whyalla Pipeline 1"]
[null,null,null,null,null,null,null,null,null,null,null,null,null,null,null,null,null,26,"SA Morgan - Whyalla Pipeline 126","SA Morgan - Whyalla Pipeline 1"]
[null,null,null,null,null,null,null,null,null,null,null,null,null,null,null,null,null,27,"SA Morgan - Whyalla Pipeline 127","SA Morgan - Whyalla Pipeline 1"]
[null,null,null,null,null,null,null,null,null,null,null,null,null,null,null,null,null,28,"SA Morgan - Whyalla Pipeline 128","SA Morgan - Whyalla Pipeline 1"]
[null,null,null,null,null,null,null,null,null,null,null,null,null,null,null,null,null,29,"SA Morgan - Whyalla Pipeline 129","SA Morgan - Whyalla Pipeline 1"]
[null,null,null,null,null,null,null,null,null,null,null,null,null,null,null,null,null,30,"SA Morgan - Whyalla Pipeline 130","SA Morgan - Whyalla Pipeline 1"]
[null,null,null,null,null,null,null,null,null,null,null,null,null,null,null,null,null,31,"SA Morgan - Whyalla Pipeline 131","SA Morgan - Whyalla Pipeline 1"]
[null,null,"SA Morgan - Whyalla Pipeline 2",null,null,null,null,null,null,null,null,null,null,null,null,null,null,1,"SA Morgan - Whyalla Pipeline 21",{"$f":"C1213","v":"SA Morgan - Whyalla Pipeline 2"}]
[null,null,null,null,null,null,null,null,null,null,null,null,null,null,null,null,null,2,"SA Morgan - Whyalla Pipeline 22",{"$f":"T1213","v":"SA Morgan - Whyalla Pipeline 2"}]
[null,null,null,"MAIN SECTORS",null,null,null,null,null,null,null,null,null,null,null,null,null,3,"SA Morgan - Whyalla Pipeline 23","SA Morgan - Whyalla Pipeline 2"]
[null,null,null,"The forecast is confidential.",null,null,null,null,null,null,null,null,null,null,null,null,null,4,"SA Morgan - Whyalla Pipeline 24","SA Morgan - Whyalla Pipeline 2"]
[null,null,null,null,null,null,null,null,null,null,null,null,null,null,null,null,null,5,"SA Morgan - Whyalla Pipeline 25","SA Morgan - Whyalla Pipeline 2"]
[null,null,null,null,null,null,null,null,null,null,null,null,null,null,null,null,null,6,"SA Morgan - Whyalla Pipeline 26","SA Morgan - Whyalla Pipeline 2"]
[null,null,null,null,null,null,null,null,null,null,null,null,null,null,null,null,null,7,"SA Morgan - Whyalla Pipeline 27","SA Morgan - Whyalla Pipeline 2"]
[null,null,null,null,null,null,null,null,null,null,null,null,null,null,null,null,null,8,"SA Morgan - Whyalla Pipeline 28","SA Morgan - Whyalla Pipeline 2"]
[null,null,null,"MEDIUM SCENARIO",null,null,null,null,null,null,null,null,null,null,null,null,null,9,{"$f":"T1221&R1221","v":"SA Morgan - Whyalla Pipeline 29"},"SA Morgan - Whyalla Pipeline 2"]
[null,null,null,"Summer",null,null,null,null,null,null,null,null,null,null,null,null,null,10,"SA Morgan - Whyalla Pipeline 210","SA Morgan - Whyalla Pipeline 2"]
[null,null,null,null,null,null,null,null,null,null,null,null,null,null,null,null,null,11,"SA Morgan - Whyalla Pipeline 211","SA Morgan - Whyalla Pipeline 2"]
[null,null,null,null,null,null,null,null,null,null,null,null,null,null,null,null,null,12,"SA Morgan - Whyalla Pipeline 212","SA Morgan - Whyalla Pipeline 2"]
[null,null,null,null,null,null,null,null,null,null,null,null,null,null,null,null,null,13,"SA Morgan - Whyalla Pipeline 213","SA Morgan - Whyalla Pipeline 2"]
[null,null,null,null,null,null,null,null,null,null,null,null,null,null,null,null,null,14,"SA Morgan - Whyalla Pipeline 214","SA Morgan - Whyalla Pipeline 2"]
[null,null,null,null,null,null,null,null,null,null,null,null,null,null,null,null,null,15,"SA Morgan - Whyalla Pipeline 215","SA Morgan - Whyalla Pipeline 2"]
[null,null,null,"Winter",null,null,null,null,null,null,null,null,null,null,null,null,null,16,"SA Morgan - Whyalla Pipeline 216","SA Morgan - Whyalla Pipeline 2"]
[null,null,null,null,null,null,null,null,null,null,null,null,null,null,null,null,null,17,"SA Morgan - Whyalla Pipeline 217","SA Morgan - Whyalla Pipeline 2"]
[null,null,null,null,null,null,null,null,null,null,null,null,null,null,null,null,null,18,"SA Morgan - Whyalla Pipeline 218","SA Morgan - Whyalla Pipeline 2"]
[null,null,null,null,null,null,null,null,null,null,null,null,null,null,null,null,null,19,"SA Morgan - Whyalla Pipeline 219","SA Morgan - Whyalla Pipeline 2"]
[null,null,null,null,null,null,null,null,null,null,null,null,null,null,null,null,null,20,"SA Morgan - Whyalla Pipeline 220","SA Morgan - Whyalla Pipeline 2"]
[null,null,null,null,null,null,null,null,null,null,null,null,null,null,null,null,null,21,"SA Morgan - Whyalla Pipeline 221","SA Morgan - Whyalla Pipeline 2"]
[null,null,null,"Other",null,null,null,null,null,null,null,null,null,null,null,null,null,22,"SA Morgan - Whyalla Pipeline 222","SA Morgan - Whyalla Pipeline 2"]
[null,null,null,null,null,null,null,null,null,null,null,null,null,null,null,null,null,23,"SA Morgan - Whyalla Pipeline 223","SA Morgan - Whyalla Pipeline 2"]
[null,null,null,null,null,null,null,null,null,null,null,null,null,null,null,null,null,24,"SA Morgan - Whyalla Pipeline 224","SA Morgan - Whyalla Pipeline 2"]
[null,null,null,null,null,null,null,null,null,null,null,null,null,null,null,null,null,25,"SA Morgan - Whyalla Pipeline 225","SA Morgan - Whyalla Pipeline 2"]
[null,null,null,null,null,null,null,null,null,null,null,null,null,null,null,null,null,26,"SA Morgan - Whyalla Pipeline 226","SA Morgan - Whyalla Pipeline 2"]
[null,null,null,null,null,null,null,null,null,null,null,null,null,null,null,null,null,27,"SA Morgan - Whyalla Pipeline 227","SA Morgan - Whyalla Pipeline 2"]
[null,null,null,null,null,null,null,null,null,null,null,null,null,null,null,null,null,28,"SA Morgan - Whyalla Pipeline 228","SA Morgan - Whyalla Pipeline 2"]
[null,null,null,null,null,null,null,null,null,null,null,null,null,null,null,null,null,29,"SA Morgan - Whyalla Pipeline 229","SA Morgan - Whyalla Pipeline 2"]
[null,null,null,null,null,null,null,null,null,null,null,null,null,null,null,null,null,30,"SA Morgan - Whyalla Pipeline 230","SA Morgan - Whyalla Pipeline 2"]
[null,null,null,null,null,null,null,null,null,null,null,null,null,null,null,null,null,31,"SA Morgan - Whyalla Pipeline 231","SA Morgan - Whyalla Pipeline 2"]
[null,null,"SA Morgan - Whyalla Pipeline 3",null,null,null,null,null,null,null,null,null,null,null,null,null,null,1,"SA Morgan - Whyalla Pipeline 31",{"$f":"C1244","v":"SA Morgan - Whyalla Pipeline 3"}]
[null,null,null,null,null,null,null,null,null,null,null,null,null,null,null,null,null,2,"SA Morgan - Whyalla Pipeline 32",{"$f":"T1244","v":"SA Morgan - Whyalla Pipeline 3"}]
[null,null,null,"MAIN SECTORS",null,null,null,null,null,null,null,null,null,null,null,null,null,3,"SA Morgan - Whyalla Pipeline 33","SA Morgan - Whyalla Pipeline 3"]
[null,null,null,"The forecast is confidential.",null,null,null,null,null,null,null,null,null,null,null,null,null,4,"SA Morgan - Whyalla Pipeline 34","SA Morgan - Whyalla Pipeline 3"]
[null,null,null,null,null,null,null,null,null,null,null,null,null,null,null,null,null,5,"SA Morgan - Whyalla Pipeline 35","SA Morgan - Whyalla Pipeline 3"]
[null,null,null,null,null,null,null,null,null,null,null,null,null,null,null,null,null,6,"SA Morgan - Whyalla Pipeline 36","SA Morgan - Whyalla Pipeline 3"]
[null,null,null,null,null,null,null,null,null,null,null,null,null,null,null,null,null,7,"SA Morgan - Whyalla Pipeline 37","SA Morgan - Whyalla Pipeline 3"]
[null,null,null,null,null,null,null,null,null,null,null,null,null,null,null,null,null,8,"SA Morgan - Whyalla Pipeline 38","SA Morgan - Whyalla Pipeline 3"]
[null,null,null,"MEDIUM SCENARIO",null,null,null,null,null,null,null,null,null,null,null,null,null,{"$f":"MOD(ROW(Q1252)-4,31)+1","v":9},"SA Morgan - Whyalla Pipeline 39","SA Morgan - Whyalla Pipeline 3"]
[null,null,null,"Summer",null,null,null,null,null,null,null,null,null,null,null,null,null,10,"SA Morgan - Whyalla Pipeline 310",{"$f":"T1252","v":"SA Morgan - Whyalla Pipeline 3"}]
[null,null,null,null,null,null,null,null,null,null,null,null,null,null,null,null,null,11,"SA Morgan - Whyalla Pipeline 311","SA Morgan - Whyalla Pipeline 3"]
[null,null,null,null,null,null,null,null,null,null,null,null,null,null,null,null,null,12,"SA Morgan - Whyalla Pipeline 312","SA Morgan - Whyalla Pipeline 3"]
[null,null,null,null,null,null,null,null,null,null,null,null,null,null,null,null,null,13,"SA Morgan - Whyalla Pipeline 313","SA Morgan - Whyalla Pipeline 3"]
[null,null,null,null,null,null,null,null,null,null,null,null,null,null,null,null,null,14,"SA Morgan - Whyalla Pipeline 314","SA Morgan - Whyalla Pipeline 3"]
[null,null,null,null,null,null,null,null,null,null,null,null,null,null,null,null,null,15,"SA Morgan - Whyalla Pipeline 315","SA Morgan - Whyalla Pipeline 3"]
[null,null,null,"Winter",null,null,null,null,null,null,null,null,null,null,null,null,null,16,"SA Morgan - Whyalla Pipeline 316","SA Morgan - Whyalla Pipeline 3"]
[null,null,null,null,null,null,null,null,null,null,null,null,null,null,null,null,null,17,"SA Morgan - Whyalla Pipeline 317","SA Morgan - Whyalla Pipeline 3"]
[null,null,null,null,null,null,null,null,null,null,null,null,null,null,null,null,null,18,"SA Morgan - Whyalla Pipeline 318","SA Morgan - Whyalla Pipeline 3"]
[null,null,null,null,null,null,null,null,null,null,null,null,null,null,null,null,null,19,"SA Morgan - Whyalla Pipeline 319","SA Morgan - Whyalla Pipeline 3"]
[null,null,null,null,null,null,null,null,null,null,null,null,null,null,null,null,null,20,"SA Morgan - Whyalla Pipeline 320","SA Morgan - Whyalla Pipeline 3"]
[null,null,null,null,null,null,null,null,null,null,null,null,null,null,null,null,null,21,"SA Morgan - Whyalla Pipeline 321","SA Morgan - Whyalla Pipeline 3"]
[null,null,null,"Other",null,null,null,null,null,null,null,null,null,null,null,null,null,22,"SA Morgan - Whyalla Pipeline 322","SA Morgan - Whyalla Pipeline 3"]
[null,null,null,null,null,null,null,null,null,null,null,null,null,null,null,null,null,23,"SA Morgan - Whyalla Pipeline 323","SA Morgan - Whyalla Pipeline 3"]
[null,null,null,null,null,null,null,null,null,null,null,null,null,null,null,null,null,24,"SA Morgan - Whyalla Pipeline 324","SA Morgan - Whyalla Pipeline 3"]
[null,null,null,null,null,null,null,null,null,null,null,null,null,null,null,null,null,25,"SA Morgan - Whyalla Pipeline 325","SA Morgan - Whyalla Pipeline 3"]
[null,null,null,null,null,null,null,null,null,null,null,null,null,null,null,null,null,26,"SA Morgan - Whyalla Pipeline 326","SA Morgan - Whyalla Pipeline 3"]
[null,null,null,null,null,null,null,null,null,null,null,null,null,null,null,null,null,27,"SA Morgan - Whyalla Pipeline 327","SA Morgan - Whyalla Pipeline 3"]
[null,null,null,null,null,null,null,null,null,null,null,null,null,null,null,null,null,28,"SA Morgan - Whyalla Pipeline 328","SA Morgan - Whyalla Pipeline 3"]
[null,null,null,null,null,null,null,null,null,null,null,null,null,null,null,null,null,29,"SA Morgan - Whyalla Pipeline 329","SA Morgan - Whyalla Pipeline 3"]
[null,null,null,null,null,null,null,null,null,null,null,null,null,null,null,null,null,30,"SA Morgan - Whyalla Pipeline 330","SA Morgan - Whyalla Pipeline 3"]
[null,null,null,null,null,null,null,null,null,null,null,null,null,null,null,null,null,31,"SA Morgan - Whyalla Pipeline 331","SA Morgan - Whyalla Pipeline 3"]
[null,null,"SA Morgan - Whyalla Pipeline 4",null,null,null,null,null,null,null,null,null,null,null,null,null,null,1,"SA Morgan - Whyalla Pipeline 41",{"$f":"C1275","v":"SA Morgan - Whyalla Pipeline 4"}]
[null,null,null,null,null,null,null,null,null,null,null,null,null,null,null,null,null,2,"SA Morgan - Whyalla Pipeline 42",{"$f":"T1275","v":"SA Morgan - Whyalla Pipeline 4"}]
[null,null,null,"MAIN SECTORS",null,null,null,null,null,null,null,null,null,null,null,null,null,3,"SA Morgan - Whyalla Pipeline 43","SA Morgan - Whyalla Pipeline 4"]
[null,null,null,"The forecast is confidential.",null,null,null,null,null,null,null,null,null,null,null,null,null,4,"SA Morgan - Whyalla Pipeline 44","SA Morgan - Whyalla Pipeline 4"]
[null,null,null,null,null,null,null,null,null,null,null,null,null,null,null,null,null,5,"SA Morgan - Whyalla Pipeline 45","SA Morgan - Whyalla Pipeline 4"]
[null,null,null,null,null,null,null,null,null,null,null,null,null,null,null,null,null,6,"SA Morgan - Whyalla Pipeline 46","SA Morgan - Whyalla Pipeline 4"]
[null,null,null,null,null,null,null,null,null,null,null,null,null,null,null,null,null,7,"SA Morgan - Whyalla Pipeline 47","SA Morgan - Whyalla Pipeline 4"]
[null,null,null,null,null,null,null,null,null,null,null,null,null,null,null,null,null,8,"SA Morgan - Whyalla Pipeline 48","SA Morgan - Whyalla Pipeline 4"]
[null,null,null,"MEDIUM SCENARIO",null,null,null,null,null,null,null,null,null,null,null,null,null,9,"SA Morgan - Whyalla Pipeline 49","SA Morgan - Whyalla Pipeline 4"]
[null,null,null,"Summer",null,null,null,null,null,null,null,null,null,null,null,null,null,10,"SA Morgan - Whyalla Pipeline 410","SA Morgan - Whyalla Pipeline 4"]
[null,null,null,null,null,null,null,null,null,null,null,null,null,null,null,null,null,11,{"$f":"T1285&R1285","v":"SA Morgan - Whyalla Pipeline 411"},"SA Morgan - Whyalla Pipeline 4"]
[null,null,null,null,null,null,null,null,null,null,null,null,null,null,null,null,null,12,"SA Morgan - Whyalla Pipeline 412","SA Morgan - Whyalla Pipeline 4"]
[null,null,null,null,null,null,null,null,null,null,null,null,null,null,null,null,null,13,"SA Morgan - Whyalla Pipeline 413","SA Morgan - Whyalla Pipeline 4"]
[null,null,null,null,null,null,null,null,null,null,null,null,null,null,null,null,null,14,"SA Morgan - Whyalla Pipeline 414","SA Morgan - Whyalla Pipeline 4"]
[null,null,null,null,null,null,null,null,null,null,null,null,null,null,null,null,null,15,"SA Morgan - Whyalla Pipeline 415","SA Morgan - Whyalla Pipeline 4"]
[null,null,null,"Winter",null,null,null,null,null,null,null,null,null,null,null,null,null,16,"SA Morgan - Whyalla Pipeline 416","SA Morgan - Whyalla Pipeline 4"]
[null,null,null,null,null,null,null,null,null,null,null,null,null,null,null,null,null,17,"SA Morgan - Whyalla Pipeline 417","SA Morgan - Whyalla Pipeline 4"]
[null,null,null,null,null,null,null,null,null,null,null,null,null,null,null,null,null,18,"SA Morgan - Whyalla Pipeline 418","SA Morgan - Whyalla Pipeline 4"]
[null,null,null,null,null,null,null,null,null,null,null,null,null,null,null,null,null,19,"SA Morgan - Whyalla Pipeline 419","SA Morgan - Whyalla Pipeline 4"]
[null,null,null,null,null,null,null,null,null,null,null,null,null,null,null,null,null,20,"SA Morgan - Whyalla Pipeline 420","SA Morgan - Whyalla Pipeline 4"]
[null,null,null,null,null,null,null,null,null,null,null,null,null,null,null,null,null,21,"SA Morgan - Whyalla Pipeline 421","SA Morgan - Whyalla Pipeline 4"]
[null,null,null,"Other",null,null,null,null,null,null,null,null,null,null,null,null,null,22,"SA Morgan - Whyalla Pipeline 422","SA Morgan - Whyalla Pipeline 4"]
[null,null,null,null,null,null,null,null,null,null,null,null,null,null,null,null,null,23,"SA Morgan - Whyalla Pipeline 423","SA Morgan - Whyalla Pipeline 4"]
[null,null,null,null,null,null,null,null,null,null,null,null,null,null,null,null,null,24,"SA Morgan - Whyalla Pipeline 424","SA Morgan - Whyalla Pipeline 4"]
[null,null,null,null,null,null,null,null,null,null,null,null,null,null,null,null,null,25,"SA Morgan - Whyalla Pipeline 425","SA Morgan - Whyalla Pipeline 4"]
[null,null,null,null,null,null,null,null,null,null,null,null,null,null,null,null,null,26,"SA Morgan - Whyalla Pipeline 426","SA Morgan - Whyalla Pipeline 4"]
[null,null,null,null,null,null,null,null,null,null,null,null,null,null,null,null,null,27,"SA Morgan - Whyalla Pipeline 427","SA Morgan - Whyalla Pipeline 4"]
[null,null,null,null,null,null,null,null,null,null,null,null,null,null,null,null,null,28,"SA Morgan - Whyalla Pipeline 428","SA Morgan - Whyalla Pipeline 4"]
[null,null,null,null,null,null,null,null,null,null,null,null,null,null,null,null,null,29,"SA Morgan - Whyalla Pipeline 429","SA Morgan - Whyalla Pipeline 4"]
[null,null,null,null,null,null,null,null,null,null,null,null,null,null,null,null,null,30,"SA Morgan - Whyalla Pipeline 430","SA Morgan - Whyalla Pipeline 4"]
[null,null,null,null,null,null,null,null,null,null,null,null,null,null,null,null,null,31,"SA Morgan - Whyalla Pipeline 431","SA Morgan - Whyalla Pipeline 4"]
[null,null,"SA Neuroodla",null,null,null,null,null,null,null,null,null,null,null,null,null,null,1,"SA Neuroodla1",{"$f":"C1306","v":"SA Neuroodla"}]
[null,null,null,null,null,null,null,null,null,null,null,null,null,null,null,null,null,2,"SA Neuroodla2",{"$f":"T1306","v":"SA Neuroodla"}]
[null,null,null,"MAIN SECTORS",null,null,null,null,null,null,null,null,null,null,null,null,null,3,"SA Neuroodla3","SA Neuroodla"]
[null,null,null,"Predominantly agricultural area",null,null,null,null,null,null,null,null,null,null,null,null,null,4,"SA Neuroodla4","SA Neuroodla"]
[null,null,null,null,null,null,null,null,null,null,null,null,null,null,null,null,null,5,"SA Neuroodla5","SA Neuroodla"]
[null,null,null,null,null,null,null,null,null,null,null,null,null,null,null,null,null,6,"SA Neuroodla6","SA Neuroodla"]
[null,null,null,null,null,null,null,null,null,null,null,null,null,null,null,null,null,7,"SA Neuroodla7","SA Neuroodla"]
[null,null,null,null,null,null,null,null,null,null,null,null,null,null,null,null,null,8,"SA Neuroodla8","SA Neuroodla"]
[null,null,null,"MEDIUM SCENARIO",null,null,null,null,null,null,null,null,null,null,null,null,null,9,"SA Neuroodla9","SA Neuroodla"]
[null,null,null,"Summer",null,null,null,null,null,null,null,null,null,null,null,null,null,10,"SA Neuroodla10","SA Neuroodla"]
[null,null,null,"Temperature corrected actuals have remained relatively flat over the historical period.",null,null,null,null,null,null,null,null,null,null,null,null,null,{"$f":"MOD(ROW(Q1316)-4,31)+1","v":11},"SA Neuroodla11","SA Neuroodla"]
[null,null,null,"Forecast demand is decreasing over the outlook period.",null,null,null,null,null,null,null,null,null,null,null,null,null,12,"SA Neuroodla12",{"$f":"T1316","v":"SA Neuroodla"}]
[null,null,null,"The 10% POE offset for PV ranges from 4.9% to 6.8% between 2017 and 2026.",null,null,null,null,null,null,null,null,null,null,null,null,null,13,"SA Neuroodla13","SA Neuroodla"]
[null,null,null,null,null,null,null,null,null,null,null,null,null,null,null,null,null,14,"SA Neuroodla14","SA Neuroodla"]
[null,null,null,null,null,null,null,null,null,null,null,null,null,null,null,null,null,15,"SA Neuroodla15","SA Neuroodla"]
[null,null,null,"Winter",null,null,null,null,null,null,null,null,null,null,null,null,null,16,"SA Neuroodla16","SA Neuroodla"]
[null,null,null,"Temperature corrected actuals have remained relatively flat over the historical period.",null,null,null,null,null,null,null,null,null,null,null,null,null,17,"SA Neuroodla17","SA Neuroodla"]
[null,null,null,"Forecast demand is relatively flat over the outlook period.",null,null,null,null,null,null,null,null,null,null,null,null,null,18,"SA Neuroodla18","SA Neuroodla"]
[null,null,null,"The 10% POE offset for PV is zero.",null,null,null,null,null,null,null,null,null,null,null,null,null,19,"SA Neuroodla19","SA Neuroodla"]
[null,null,null,null,null,null,null,null,null,null,null,null,null,null,null,null,null,20,"SA Neuroodla20","SA Neuroodla"]
[null,null,null,null,null,null,null,null,null,null,null,null,null,null,null,null,null,21,"SA Neuroodla21","SA Neuroodla"]
[null,null,null,"Other",null,null,null,null,null,null,null,null,null,null,null,null,null,22,"SA Neuroodla22","SA Neuroodla"]
[null,null,null,"Supplies Hawker and surrounding area via the transmission line connecting Davenport West to Leigh Creek South.",null,null,null,null,null,null,null,null,null,null,null,null,null,23,"SA Neuroodla23","SA Neuroodla"]
[null,null,null,"Demand is weather sensitive in summer and winter.",null,null,null,null,null,null,null,null,null,null,null,null,null,24,"SA Neuroodla24","SA Neuroodla"]
[null,null,null,"Diversity factors: Summer = 0.62; Winter = 0.83.",null,null,null,null,null,null,null,null,null,null,null,null,null,25,"SA Neuroodla25","SA Neuroodla"]
[null,null,null,"Power factors: Summer = 0.91, lagging; Winter = 0.91, lagging.",null,null,null,null,null,null,null,null,null,null,null,null,null,26,"SA Neuroodla26","SA Neuroodla"]
[null,null,null,null,null,null,null,null,null,null,null,null,null,null,null,null,null,27,"SA Neuroodla27","SA Neuroodla"]
[null,null,null,null,null,null,null,null,null,null,null,null,null,null,null,null,null,28,"SA Neuroodla28","SA Neuroodla"]
[null,null,null,null,null,null,null,null,null,null,null,null,null,null,null,null,null,29,"SA Neuroodla29","SA Neuroodla"]
[null,null,null,null,null,null,null,null,null,null,null,null,null,null,null,null,null,30,"SA Neuroodla30","SA Neuroodla"]
[null,null,null,null,null,null,null,null,null,null,null,null,null,null,null,null,null,31,"SA Neuroodla31","SA Neuroodla"]
[null,null,"SA North West Bend",null,null,null,null,null,null,null,null,null,null,null,null,null,null,1,"SA North West Bend1",{"$f":"C1337","v":"SA North West Bend"}]
[null,null,null,null,null,null,null,null,null,null,null,null,null,null,null,null,null,2,"SA North West Bend2",{"$f":"T1337","v":"SA North West Bend"}]
[null,null,null,"MAIN SECTORS",null,null,null,null,null,null,null,null,null,null,null,null,null,3,"SA North West Bend3","SA North West Bend"]
[null,null,null,"Predominantly agricultural area",null,null,null,null,null,null,null,null,null,null,null,null,null,4,"SA North West Bend4","SA North West Bend"]
[null,null,null,null,null,null,null,null,null,null,null,null,null,null,null,null,null,5,"SA North West Bend5","SA North West Bend"]
[null,null,null,null,null,null,null,null,null,null,null,null,null,null,null,null,null,6,"SA North West Bend6","SA North West Bend"]
[null,null,null,null,null,null,null,null,null,null,null,null,null,null,null,null,null,7,"SA North West Bend7","SA North West Bend"]
[null,null,null,null,null,null,null,null,null,null,null,null,null,null,null,null,null,8,"SA North West Bend8","SA North West Bend"]
[null,null,null,"MEDIUM SCENARIO",null,null,null,null,null,null,null,null,null,null,null,null,null,9,"SA North West Bend9","SA North West Bend"]
[null,null,null,"Summer",null,null,null,null,null,null,null,null,null,null,null,null,null,10,"SA North West Bend10","SA North West Bend"]
[null,null,null,"Temperature corrected actuals have fluctuated over the historical period.",null,null,null,null,null,null,null,null,null,null,null,null,null,11,"SA North West Bend11","SA North West Bend"]
[null,null,null,"Forecast demand is decreasing over the outlook period.",null,null,null,null,null,null,null,null,null,null,null,null,null,12,"SA North West Bend12","SA North West Bend"]
[null,null,null,"The 10% POE offset for PV ranges from 8.8% to 10.2% between 2017 and 2026.",null,null,null,null,null,null,null,null,null,null,null,null,null,13,{"$f":"T1349&R1349","v":"SA North West Bend13"},"SA North West Bend"]
[null,null,null,null,null,null,null,null,null,null,null,null,null,null,null,null,null,14,"SA North West Bend14","SA North West Bend"]
[null,null,null,null,null,null,null,null,null,null,null,null,null,null,null,null,null,15,"SA North West Bend15","SA North West Bend"]
[null,null,null,"Winter",null,null,null,null,null,null,null,null,null,null,null,null,null,16,"SA North West Bend16","SA North West Bend"]
[null,null,null,"Temperature corrected actuals have remained relatively flat since 2012.",null,null,null,null,null,null,null,null,null,null,null,null,null,17,"SA North West Bend17","SA North West Bend"]
[null,null,null,"Forecast demand is relatively flat over the outlook period.",null,null,null,null,null,null,null,null,null,null,null,null,null,18,"SA North West Bend18","SA North West Bend"]
[null,null,null,"The 10% POE offset for PV is zero.",null,null,null,null,null,null,null,null,null,null,null,null,null,19,"SA North West Bend19","SA North West Bend"]
[null,null,null,null,null,null,null,null,null,null,null,null,null,null,null,null,null,20,"SA North West Bend20","SA North West Bend"]
[null,null,null,null,null,null,null,null,null,null,null,null,null,null,null,null,null,21,"SA North West Bend21","SA North West Bend"]
[null,null,null,"Other",null,null,null,null,null,null,null,null,null,null,null,null,null,22,"SA North West Bend22","SA North West Bend"]
[null,null,null,"Supplies areas surrounding North West Bend including Ramco, Waikerie and Swan Reach.",null,null,null,null,null,null,null,null,null,null,null,null,null,23,"SA North West Bend23","SA North West Bend"]
[null,null,null,"Demand is weather sensitive in summer only.",null,null,null,null,null,null,null,null,null,null,null,null,null,24,"SA North West Bend24","SA North West Bend"]
[null,null,null,"Diversity factors: Summer = 0.68; Winter = 0.74.",null,null,null,null,null,null,null,null,null,null,null,null,null,25,"SA North West Bend25","SA North West Bend"]
[null,null,null,"Power factors: Summer = 0.96, lagging; Winter = 1, leading.",null,null,null,null,null,null,null,null,null,null,null,null,null,26,"SA North West Bend26","SA North West Bend"]
[null,null,null,null,null,null,null,null,null,null,null,null,null,null,null,null,null,27,"SA North West Bend27","SA North West Bend"]
[null,null,null,null,null,null,null,null,null,null,null,null,null,null,null,null,null,28,"SA North West Bend28","SA North West Bend"]
[null,null,null,null,null,null,null,null,null,null,null,null,null,null,null,null,null,29,"SA North West Bend29","SA North West Bend"]
[null,null,null,null,null,null,null,null,null,null,null,null,null,null,null,null,null,30,"SA North West Bend30","SA North West Bend"]
[null,null,null,null,null,null,null,null,null,null,null,null,null,null,null,null,null,31,"SA North West Bend31","SA North West Bend"]
[null,null,"SA Southern Suburbs",null,null,null,null,null,null,null,null,null,null,null,null,null,null,1,"SA Southern Suburbs1",{"$f":"C1368","v":"SA Southern Suburbs"}]
[null,null,null,null,null,null,null,null,null,null,null,null,null,null,null,null,null,2,"SA Southern Suburbs2",{"$f":"T1368","v":"SA Southern Suburbs"}]
[null,null,null,"MAIN SECTORS",null,null,null,null,null,null,null,null,null,null,null,null,null,3,"SA Southern Suburbs3","SA Southern Suburbs"]
[null,null,null,"Predominantly residential and commercial area",null,null,null,null,null,null,null,null,null,null,null,null,null,4,"SA Southern Suburbs4","SA Southern Suburbs"]
[null,null,null,null,null,null,null,null,null,null,null,null,null,null,null,null,null,5,"SA Southern Suburbs5","SA Southern Suburbs"]
[null,null,null,null,null,null,null,null,null,null,null,null,null,null,null,null,null,6,"SA Southern Suburbs6","SA Southern Suburbs"]
[null,null,null,null,null,null,null,null,null,null,null,null,null,null,null,null,null,7,"SA Southern Suburbs7","SA Southern Suburbs"]
[null,null,null,null,null,null,null,null,null,null,null,null,null,null,null,null,null,8,"SA Southern Suburbs8","SA Southern Suburbs"]
[null,null,null,"MEDIUM SCENARIO",null,null,null,null,null,null,null,null,null,null,null,null,null,9,"SA Southern Suburbs9","SA Southern Suburbs"]
[null,null,null,"Summer",null,null,null,null,null,null,null,null,null,null,null,null,null,10,"SA Southern Suburbs10","SA Southern Suburbs"]
[null,null,null,"Temperature corrected actuals have decreased over the historical period.",null,null,null,null,null,null,null,null,null,null,null,null,null,11,"SA Southern Suburbs11","SA Southern Suburbs"]
[null,null,null,"Forecast demand is decreasing over the outlook period.",null,null,null,null,null,null,null,null,null,null,null,null,null,12,"SA Southern Suburbs12","SA Southern Suburbs"]
[null,null,null,"The 10% POE offset for PV ranges from 8.4% to 14.9% between 2017 and 2026.",null,null,null,null,null,null,null,null,null,null,null,null,null,{"$f":"MOD(ROW(Q1380)-4,31)+1","v":13},"SA Southern Suburbs13","SA Southern Suburbs"]
[null,null,null,null,null,null,null,null,null,null,null,null,null,null,null,null,null,14,"SA Southern Suburbs14",{"$f":"T1380","v":"SA Southern Suburbs"}]
[null,null,null,null,null,null,null,null,null,null,null,null,null,null,null,null,null,15,"SA Southern Suburbs15","SA Southern Suburbs"]
[null,null,null,"Winter",null,null,null,null,null,null,null,null,null,null,null,null,null,16,"SA Southern Suburbs16","SA Southern Suburbs"]
[null,null,null,"Temperature corrected actuals have remained relatively flat over the historical period.",null,null,null,null,null,null,null,null,null,null,null,null,null,17,"SA Southern Suburbs17","SA Southern Suburbs"]
[null,null,null,"Forecast demand is relatively flat over the outlook period.",null,null,null,null,null,null,null,null,null,null,null,null,null,18,"SA Southern Suburbs18","SA Southern Suburbs"]
[null,null,null,"The 10% POE offset for PV is zero.",null,null,null,null,null,null,null,null,null,null,null,null,null,19,"SA Southern Suburbs19","SA Southern Suburbs"]
[null,null,null,null,null,null,null,null,null,null,null,null,null,null,null,null,null,20,"SA Southern Suburbs20","SA Southern Suburbs"]
[null,null,null,null,null,null,null,null,null,null,null,null,null,null,null,null,null,21,"SA Southern Suburbs21","SA Southern Suburbs"]
[null,null,null,"Other",null,null,null,null,null,null,null,null,null,null,null,null,null,22,"SA Southern Suburbs22","SA Southern Suburbs"]
[null,null,null,"The meshed network supplies the Southern Adelaide suburbs , out to Kangaroo Island and the Fleurieu Peninsula.",null,null,null,null,null,null,null,null,null,null,null,null,null,23,"SA Southern Suburbs23","SA Southern Suburbs"]
[null,null,null,"The impact of the following embedded generator(s) has been removed in the forecasts; Seacliff Hydro, Lonsdale, Starfish",null,null,null,null,null,null,null,null,null,null,null,null,null,24,"SA Southern Suburbs24","SA Southern Suburbs"]
[null,null,null,"Hill, Pedler Creek and Port Stanvac.",null,null,null,null,null,null,null,null,null,null,null,null,null,25,"SA Southern Suburbs25","SA Southern Suburbs"]
[null,null,null,"Demand is weather sensitive in summer and winter.",null,null,null,null,null,null,null,null,null,null,null,null,null,26,"SA Southern Suburbs26","SA Southern Suburbs"]
[null,null,null,"Diversity factors: Summer = 0.97; Winter = 1.",null,null,null,null,null,null,null,null,null,null,null,null,null,27,"SA Southern Suburbs27","SA Southern Suburbs"]
[null,null,null,"Power factors: Summer = 0.99, lagging; Winter = 1, lagging.",null,null,null,null,null,null,null,null,null,null,null,null,null,28,"SA Southern Suburbs28","SA Southern Suburbs"]
[null,null,null,null,null,null,null,null,null,null,null,null,null,null,null,null,null,29,"SA Southern Suburbs29","SA Southern Suburbs"]
[null,null,null,null,null,null,null,null,null,null,null,null,null,null,null,null,null,30,"SA Southern Suburbs30","SA Southern Suburbs"]
[null,null,null,null,null,null,null,null,null,null,null,null,null,null,null,null,null,31,"SA Southern Suburbs31","SA Southern Suburbs"]
[null,null,"SA Stony Point Distribution",null,null,null,null,null,null,null,null,null,null,null,null,null,null,1,"SA Stony Point Distribution1",{"$f":"C1399","v":"SA Stony Point Distribution"}]
[null,null,null,null,null,null,null,null,null,null,null,null,null,null,null,null,null,2,"SA Stony Point Distribution2",{"$f":"T1399","v":"SA Stony Point Distribution"}]
[null,null,null,"MAIN SECTORS",null,null,null,null,null,null,null,null,null,null,null,null,null,3,"SA Stony Point Distribution3","SA Stony Point Distribution"]
[null,null,null,"Predominantly rural and industrial area",null,null,null,null,null,null,null,null,null,null,null,null,null,4,"SA Stony Point Distribution4","SA Stony Point Distribution"]
[null,null,null,null,null,null,null,null,null,null,null,null,null,null,null,null,null,5,"SA Stony Point Distribution5","SA Stony Point Distribution"]
[null,null,null,null,null,null,null,null,null,null,null,null,null,null,null,null,null,6,"SA Stony Point Distribution6","SA Stony Point Distribution"]
[null,null,null,null,null,null,null,null,null,null,null,null,null,null,null,null,null,7,"SA Stony Point Distribution7","SA Stony Point Distribution"]
[null,null,null,null,null,null,null,null,null,null,null,null,null,null,null,null,null,8,"SA Stony Point Distribution8","SA Stony Point Distribution"]
[null,null,null,"MEDIUM SCENARIO",null,null,null,null,null,null,null,null,null,null,null,null,null,9,"SA Stony Point Distribution9","SA Stony Point Distribution"]
[null,null,null,"Summer",null,null,null,null,null,null,null,null,null,null,null,null,null,10,"SA Stony Point Distribution10","SA Stony Point Distribution"]
[null,null,null,"Temperature corrected actuals have increased since 2014.",null,null,null,null,null,null,null,null,null,null,null,null,null,11,"SA Stony Point Distribution11","SA Stony Point Distribution"]
[null,null,null,"Forecast demand is relatively flat over the outlook period due to due to block load connection.",null,null,null,null,null,null,null,null,null,null,null,null,null,12,"SA Stony Point Distribution12","SA Stony Point Distribution"]
[null,null,null,"The 10% POE offset for PV ranges from 1.8% to 3.1% between 2017 and 2026.",null,null,null,null,null,null,null,null,null,null,null,null,null,13,"SA Stony Point Distribution13","SA Stony Point Distribution"]
[null,null,null,null,null,null,null,null,null,null,null,null,null,null,null,null,null,14,"SA Stony Point Distribution14","SA Stony Point Distribution"]
[null,null,null,null,null,null,null,null,null,null,null,null,null,null,null,null,null,15,{"$f":"T1413&R1413","v":"SA Stony Point Distribution15"},"SA Stony Point Distribution"]
[null,null,null,"Winter",null,null,null,null,null,null,null,null,null,null,null,null,null,16,"SA Stony Point Distribution16","SA Stony Point Distribution"]
[null,null,null,"Temperature corrected actuals have decreased since 2011.",null,null,null,null,null,null,null,null,null,null,null,null,null,17,"SA Stony Point Distribution17","SA Stony Point Distribution"]
[null,null,null,"Forecast demand is increasing over the outlook period due to due to block load connection.",null,null,null,null,null,null,null,null,null,null,null,null,null,18,"SA Stony Point Distribution18","SA Stony Point Distribution"]
[null,null,null,"The 10% POE offset for PV is zero.",null,null,null,null,null,null,null,null,null,null,null,null,null,19,"SA Stony Point Distribution19","SA Stony Point Distribution"]
[null,null,null,null,null,null,null,null,null,null,null,null,null,null,null,null,null,20,"SA Stony Point Distribution20","SA Stony Point Distribution"]
[null,null,null,null,null,null,null,null,null,null,null,null,null,null,null,null,null,21,"SA Stony Point Distribution21","SA Stony Point Distribution"]
[null,null,null,"Other",null,null,null,null,null,null,null,null,null,null,null,null,null,22,"SA Stony Point Distribution22","SA Stony Point Distribution"]
[null,null,null,"Supplies areas near Port Bonython.",null,null,null,null,null,null,null,null,null,null,null,null,null,23,"SA Stony Point Distribution23","SA Stony Point Distribution"]
[null,null,null,"Increased industrial demand is forecast to occur by mid-2017.",null,null,null,null,null,null,null,null,null,null,null,null,null,24,"SA Stony Point Distribution24","SA Stony Point Distribution"]
[null,null,null,"Demand is weather sensitive in summer and winter.",null,null,null,null,null,null,null,null,null,null,null,null,null,25,"SA Stony Point Distribution25","SA Stony Point Distribution"]
[null,null,null,"Diversity factors: Summer = 0.56; Winter = 0.5.",null,null,null,null,null,null,null,null,null,null,null,null,null,26,"SA Stony Point Distribution26","SA Stony Point Distribution"]
[null,null,null,"Power factors: Summer = 0.86, lagging; Winter = 0.87, lagging.",null,null,null,null,null,null,null,null,null,null,null,null,null,27,"SA Stony Point Distribution27","SA Stony Point Distribution"]
[null,null,null,null,null,null,null,null,null,null,null,null,null,null,null,null,null,28,"SA Stony Point Distribution28","SA Stony Point Distribution"]
[null,null,null,null,null,null,null,null,null,null,null,null,null,null,null,null,null,29,"SA Stony Point Distribution29","SA Stony Point Distribution"]
[null,null,null,null,null,null,null,null,null,null,null,null,null,null,null,null,null,30,"SA Stony Point Distribution30","SA Stony Point Distribution"]
[null,null,null,null,null,null,null,null,null,null,null,null,null,null,null,null,null,31,"SA Stony Point Distribution31","SA Stony Point Distribution"]
[null,null,"SA Penola West",null,null,null,null,null,null,null,null,null,null,null,null,null,null,1,"SA Penola West1",{"$f":"C1430","v":"SA Penola West"}]
[null,null,null,null,null,null,null,null,null,null,null,null,null,null,null,null,null,2,"SA Penola West2",{"$f":"T1430","v":"SA Penola West"}]
[null,null,null,"MAIN SECTORS",null,null,null,null,null,null,null,null,null,null,null,null,null,3,"SA Penola West3","SA Penola West"]
[null,null,null,"Predominantly agricultural area",null,null,null,null,null,null,null,null,null,null,null,null,null,4,"SA Penola West4","SA Penola West"]
[null,null,null,null,null,null,null,null,null,null,null,null,null,null,null,null,null,5,"SA Penola West5","SA Penola West"]
[null,null,null,null,null,null,null,null,null,null,null,null,null,null,null,null,null,6,"SA Penola West6","SA Penola West"]
[null,null,null,null,null,null,null,null,null,null,null,null,null,null,null,null,null,7,"SA Penola West7","SA Penola West"]
[null,null,null,null,null,null,null,null,null,null,null,null,null,null,null,null,null,8,"SA Penola West8","SA Penola West"]
[null,null,null,"MEDIUM SCENARIO",null,null,null,null,null,null,null,null,null,null,null,null,null,9,"SA Penola West9","SA Penola West"]
[null,null,null,"Summer",null,null,null,null,null,null,null,null,null,null,null,null,null,10,"SA Penola West10","SA Penola West"]
[null,null,null,"Temperature corrected actuals have remained relatively flat since 2013.",null,null,null,null,null,null,null,null,null,null,null,null,null,11,"SA Penola West11","SA Penola West"]
[null,null,null,"Forecast demand is increasing over the outlook period due to due to block load connection.",null,null,null,null,null,null,null,null,null,null,null,null,null,12,"SA Penola West12","SA Penola West"]
[null,null,null,"The 10% POE offset for PV ranges from 6.0% to 8.7% between 2017 and 2026.",null,null,null,null,null,null,null,null,null,null,null,null,null,13,"SA Penola West13","SA Penola West"]
[null,null,null,null,null,null,null,null,null,null,null,null,null,null,null,null,null,14,"SA Penola West14","SA Penola West"]
[null,null,null,null,null,null,null,null,null,null,null,null,null,null,null,null,null,{"$f":"MOD(ROW(Q1444)-4,31)+1","v":15},"SA Penola West15","SA Penola West"]
[null,null,null,"Winter",null,null,null,null,null,null,null,null,null,null,null,null,null,16,"SA Penola West16",{"$f":"T1444","v":"SA Penola West"}]
[null,null,null,"Temperature corrected actuals have remained relatively flat since 2013.",null,null,null,null,null,null,null,null,null,null,null,null,null,17,"SA Penola West17","SA Penola West"]
[null,null,null,"Forecast demand is increasing over the outlook period due to due to block load connection.",null,null,null,null,null,null,null,null,null,null,null,null,null,18,"SA Penola West18","SA Penola West"]
[null,null,null,"The 10% POE offset for PV ranges from 4.0% to 4.1% between 2016 and 2025.",null,null,null,null,null,null,null,null,null,null,null,null,null,19,"SA Penola West19","SA Penola West"]
[null,null,null,null,null,null,null,null,null,null,null,null,null,null,null,null,null,20,"SA Penola West20","SA Penola West"]
[null,null,null,null,null,null,null,null,null,null,null,null,null,null,null,null,null,21,"SA Penola West21","SA Penola West"]
[null,null,null,"Other",null,null,null,null,null,null,null,null,null,null,null,null,null,22,"SA Penola West22","SA Penola West"]
[null,null,null,"Supplies part of south eastern SA including Penola and Coonawarra.",null,null,null,null,null,null,null,null,null,null,null,null,null,23,"SA Penola West23","SA Penola West"]
[null,null,null,"Increased demand due to agricultural/industrial activity is forecast to occur by mid-2017.",null,null,null,null,null,null,null,null,null,null,null,null,null,24,"SA Penola West24","SA Penola West"]
[null,null,null,"Demand is weather sensitive in summer and winter.",null,null,null,null,null,null,null,null,null,null,null,null,null,25,"SA Penola West25","SA Penola West"]
[null,null,null,"Diversity factors: Summer = 0.75; Winter = 0.88.",null,null,null,null,null,null,null,null,null,null,null,null,null,26,"SA Penola West26","SA Penola West"]
[null,null,null,"Power factors: Summer = 0.99, lagging; Winter = 0.97, lagging.",null,null,null,null,null,null,null,null,null,null,null,null,null,27,"SA Penola West27","SA Penola West"]
[null,null,null,null,null,null,null,null,null,null,null,null,null,null,null,null,null,28,"SA Penola West28","SA Penola West"]
[null,null,null,null,null,null,null,null,null,null,null,null,null,null,null,null,null,29,"SA Penola West29","SA Penola West"]
[null,null,null,null,null,null,null,null,null,null,null,null,null,null,null,null,null,30,"SA Penola West30","SA Penola West"]
[null,null,null,null,null,null,null,null,null,null,null,null,null,null,null,null,null,31,"SA Penola West31","SA Penola West"]
[null,null,"SA Port Lincoln",null,null,null,null,null,null,null,null,null,null,null,null,null,null,1,"SA Port Lincoln1",{"$f":"C1461","v":"SA Port Lincoln"}]
[null,null,null,null,null,null,null,null,null,null,null,null,null,null,null,null,null,2,"SA Port Lincoln2",{"$f":"T1461","v":"SA Port Lincoln"}]
[null,null,null,"MAIN SECTORS",null,null,null,null,null,null,null,null,null,null,null,null,null,3,"SA Port Lincoln3","SA Port Lincoln"]
[null,null,null,"Predominantly agricultural area",null,null,null,null,null,null,null,null,null,null,null,null,null,4,"SA Port Lincoln4","SA Port Lincoln"]
[null,null,null,null,null,null,null,null,null,null,null,null,null,null,null,null,null,5,"SA Port Lincoln5","SA Port Lincoln"]
[null,null,null,null,null,null,null,null,null,null,null,null,null,null,null,null,null,6,"SA Port Lincoln6","SA Port Lincoln"]
[null,null,null,null,null,null,null,null,null,null,null,null,null,null,null,null,null,7,"SA Port Lincoln7","SA Port Lincoln"]
[null,null,null,null,null,null,null,null,null,null,null,null,null,null,null,null,null,8,"SA Port Lincoln8","SA Port Lincoln"]
[null,null,null,"MEDIUM SCENARIO",null,null,null,null,null,null,null,null,null,null,null,null,null,9,"SA Port Lincoln9","SA Port Lincoln"]
[null,null,null,"Summer",null,null,null,null,null,null,null,null,null,null,null,null,null,10,"SA Port Lincoln10","SA Port Lincoln"]
[null,null,null,"Temperature corrected actuals have decreased since 2010.",null,null,null,null,null,null,null,null,null,null,null,null,null,11,"SA Port Lincoln11","SA Port Lincoln"]
[null,null,null,"Forecast demand is decreasing over the outlook period.",null,null,null,null,null,null,null,null,null,null,null,null,null,12,"SA Port Lincoln12","SA Port Lincoln"]
[null,null,null,"The 10% POE offset for PV ranges from 19.0% to 25.3% between 2017 and 2026.",null,null,null,null,null,null,null,null,null,null,null,null,null,13,"SA Port Lincoln13","SA Port Lincoln"]
[null,null,null,null,null,null,null,null,null,null,null,null,null,null,null,null,null,14,"SA Port Lincoln14","SA Port Lincoln"]
[null,null,null,null,null,null,null,null,null,null,null,null,null,null,null,null,null,15,"SA Port Lincoln15","SA Port Lincoln"]
[null,null,null,"Winter",null,null,null,null,null,null,null,null,null,null,null,null,null,16,"SA Port Lincoln16","SA Port Lincoln"]
[null,null,null,"Temperature corrected actuals have decreased since 2010.",null,null,null,null,null,null,null,null,null,null,null,null,null,17,{"$f":"T1477&R1477","v":"SA Port Lincoln17"},"SA Port Lincoln"]
[null,null,null,"Forecast demand is increasing over the outlook period.",null,null,null,null,null,null,null,null,null,null,null,null,null,18,"SA Port Lincoln18","SA Port Lincoln"]
[null,null,null,"The 10% POE offset for PV is zero.",null,null,null,null,null,null,null,null,null,null,null,null,null,19,"SA Port Lincoln19","SA Port Lincoln"]
[null,null,null,null,null,null,null,null,null,null,null,null,null,null,null,null,null,20,"SA Port Lincoln20","SA Port Lincoln"]
[null,null,null,null,null,null,null,null,null,null,null,null,null,null,null,null,null,21,"SA Port Lincoln21","SA Port Lincoln"]
[null,null,null,"Other",null,null,null,null,null,null,null,null,null,null,null,null,null,22,"SA Port Lincoln22","SA Port Lincoln"]
[null,null,null,"Supplies the southern portion of the Eyre Peninsula, including Port Lincoln, Cummins and Coffin Bay.",null,null,null,null,null,null,null,null,null,null,null,null,null,23,"SA Port Lincoln23","SA Port Lincoln"]
[null,null,null,"Demand is weather sensitive in summer and winter.",null,null,null,null,null,null,null,null,null,null,null,null,null,24,"SA Port Lincoln24","SA Port Lincoln"]
[null,null,null,"Diversity factors: Summer = 0.9; Winter = 0.89.",null,null,null,null,null,null,null,null,null,null,null,null,null,25,"SA Port Lincoln25","SA Port Lincoln"]
[null,null,null,"Power factors: Summer = 0.97, lagging; Winter = 1, lagging.",null,null,null,null,null,null,null,null,null,null,null,null,null,26,"SA Port Lincoln26","SA Port Lincoln"]
[null,null,null,null,null,null,null,null,null,null,null,null,null,null,null,null,null,27,"SA Port Lincoln27","SA Port Lincoln"]
[null,null,null,null,null,null,null,null,null,null,null,null,null,null,null,null,null,28,"SA Port Lincoln28","SA Port Lincoln"]
[null,null,null,null,null,null,null,null,null,null,null,null,null,null,null,null,null,29,"SA Port Lincoln29","SA Port Lincoln"]
[null,null,null,null,null,null,null,null,null,null,null,null,null,null,null,null,null,30,"SA Port Lincoln30","SA Port Lincoln"]
[null,null,null,null,null,null,null,null,null,null,null,null,null,null,null,null,null,31,"SA Port Lincoln31","SA Port Lincoln"]
[null,null,"SA Pimba",null,null,null,null,null,null,null,null,null,null,null,null,null,null,1,"SA Pimba1",{"$f":"C1492","v":"SA Pimba"}]
[null,null,null,null,null,null,null,null,null,null,null,null,null,null,null,null,null,2,"SA Pimba2",{"$f":"T1492","v":"SA Pimba"}]
[null,null,null,"MAIN SECTORS",null,null,null,null,null,null,null,null,null,null,null,null,null,3,"SA Pimba3","SA Pimba"]
[null,null,null,"The forecast is confidential.",null,null,null,null,null,null,null,null,null,null,null,null,null,4,"SA Pimba4","SA Pimba"]
[null,null,null,null,null,null,null,null,null,null,null,null,null,null,null,null,null,5,"SA Pimba5","SA Pimba"]
[null,null,null,null,null,null,null,null,null,null,null,null,null,null,null,null,null,6,"SA Pimba6","SA Pimba"]
[null,null,null,null,null,null,null,null,null,null,null,null,null,null,null,null,null,7,"SA Pimba7","SA Pimba"]
[null,null,null,null,null,null,null,null,null,null,null,null,null,null,null,null,null,8,"SA Pimba8","SA Pimba"]
[null,null,null,"MEDIUM SCENARIO",null,null,null,null,null,null,null,null,null,null,null,null,null,9,"SA Pimba9","SA Pimba"]
[null,null,null,"Summer",null,null,null,null,null,null,null,null,null,null,null,null,null,10,"SA Pimba10","SA Pimba"]
[null,null,null,null,null,null,null,null,null,null,null,null,null,null,null,null,null,11,"SA Pimba11","SA Pimba"]
[null,null,null,null,null,null,null,null,null,null,null,null,null,null,null,null,null,12,"SA Pimba12","SA Pimba"]
[null,null,null,null,null,null,null,null,null,null,null,null,null,null,null,null,null,13,"SA Pimba13","SA Pimba"]
[null,null,null,null,null,null,null,null,null,null,null,null,null,null,null,null,null,14,"SA Pimba14","SA Pimba"]
[null,null,null,null,null,null,null,null,null,null,null,null,null,null,null,null,null,15,"SA Pimba15","SA Pimba"]
[null,null,null,"Winter",null,null,null,null,null,null,null,null,null,null,null,null,null,16,"SA Pimba16","SA Pimba"]
[null,null,null,null,null,null,null,null,null,null,null,null,null,null,null,null,null,{"$f":"MOD(ROW(Q1508)-4,31)+1","v":17},"SA Pimba17","SA Pimba"]
[null,null,null,null,null,null,null,null,null,null,null,null,null,null,null,null,null,18,"SA Pimba18",{"$f":"T1508","v":"SA Pimba"}]
[null,null,null,null,null,null,null,null,null,null,null,null,null,null,null,null,null,19,"SA Pimba19","SA Pimba"]
[null,null,null,null,null,null,null,null,null,null,null,null,null,null,null,null,null,20,"SA Pimba20","SA Pimba"]
[null,null,null,null,null,null,null,null,null,null,null,null,null,null,null,null,null,21,"SA Pimba21","SA Pimba"]
[null,null,null,"Other",null,null,null,null,null,null,null,null,null,null,null,null,null,22,"SA Pimba22","SA Pimba"]
[null,null,null,null,null,null,null,null,null,null,null,null,null,null,null,null,null,23,"SA Pimba23","SA Pimba"]
[null,null,null,null,null,null,null,null,null,null,null,null,null,null,null,null,null,24,"SA Pimba24","SA Pimba"]
[null,null,null,null,null,null,null,null,null,null,null,null,null,null,null,null,null,25,"SA Pimba25","SA Pimba"]
[null,null,null,null,null,null,null,null,null,null,null,null,null,null,null,null,null,26,"SA Pimba26","SA Pimba"]
[null,null,null,null,null,null,null,null,null,null,null,null,null,null,null,null,null,27,"SA Pimba27","SA Pimba"]
[null,null,null,null,null,null,null,null,null,null,null,null,null,null,null,null,null,28,"SA Pimba28","SA Pimba"]
[null,null,null,null,null,null,null,null,null,null,null,null,null,null,null,null,null,29,"SA Pimba29","SA Pimba"]
[null,null,null,null,null,null,null,null,null,null,null,null,null,null,null,null,null,30,"SA Pimba30","SA Pimba"]
[null,null,null,null,null,null,null,null,null,null,null,null,null,null,null,null,null,31,"SA Pimba31","SA Pimba"]
[null,null,"SA Stony Point Industrial",null,null,null,null,null,null,null,null,null,null,null,null,null,null,1,"SA Stony Point Industrial1",{"$f":"C1523","v":"SA Stony Point Industrial"}]
[null,null,null,null,null,null,null,null,null,null,null,null,null,null,null,null,null,2,"SA Stony Point Industrial2",{"$f":"T1523","v":"SA Stony Point Industrial"}]
[null,null,null,"MAIN SECTORS",null,null,null,null,null,null,null,null,null,null,null,null,null,3,"SA Stony Point Industrial3","SA Stony Point Industrial"]
[null,null,null,"The forecast is confidential.",null,null,null,null,null,null,null,null,null,null,null,null,null,4,"SA Stony Point Industrial4","SA Stony Point Industrial"]
[null,null,null,null,null,null,null,null,null,null,null,null,null,null,null,null,null,5,"SA Stony Point Industrial5","SA Stony Point Industrial"]
[null,null,null,null,null,null,null,null,null,null,null,null,null,null,null,null,null,6,"SA Stony Point Industrial6","SA Stony Point Industrial"]
[null,null,null,null,null,null,null,null,null,null,null,null,null,null,null,null,null,7,"SA Stony Point Industrial7","SA Stony Point Industrial"]
[null,null,null,null,null,null,null,null,null,null,null,null,null,null,null,null,null,8,"SA Stony Point Industrial8","SA Stony Point Industrial"]
[null,null,null,"MEDIUM SCENARIO",null,null,null,null,null,null,null,null,null,null,null,null,null,9,"SA Stony Point Industrial9","SA Stony Point Industrial"]
[null,null,null,"Summer",null,null,null,null,null,null,null,null,null,null,null,null,null,10,"SA Stony Point Industrial10","SA Stony Point Industrial"]
[null,null,null,null,null,null,null,null,null,null,null,null,null,null,null,null,null,11,"SA Stony Point Industrial11","SA Stony Point Industrial"]
[null,null,null,null,null,null,null,null,null,null,null,null,null,null,null,null,null,12,"SA Stony Point Industrial12","SA Stony Point Industrial"]
[null,null,null,null,null,null,null,null,null,null,null,null,null,null,null,null,null,13,"SA Stony Point Industrial13","SA Stony Point Industrial"]
[null,null,null,null,null,null,null,null,null,null,null,null,null,null,null,null,null,14,"SA Stony Point Industrial14","SA Stony Point Industrial"]
[null,null,null,null,null,null,null,null,null,null,null,null,null,null,null,null,null,15,"SA Stony Point Industrial15","SA Stony Point Industrial"]
[null,null,null,"Winter",null,null,null,null,null,null,null,null,null,null,null,null,null,16,"SA Stony Point Industrial16","SA Stony Point Industrial"]
[null,null,null,null,null,null,null,null,null,null,null,null,null,null,null,null,null,17,"SA Stony Point Industrial17","SA Stony Point Industrial"]
[null,null,null,null,null,null,null,null,null,null,null,null,null,null,null,null,null,18,"SA Stony Point Industrial18","SA Stony Point Industrial"]
[null,null,null,null,null,null,null,null,null,null,null,null,null,null,null,null,null,19,{"$f":"T1541&R1541","v":"SA Stony Point Industrial19"},"SA Stony Point Industrial"]
[null,null,null,null,null,null,null,null,null,null,null,null,null,null,null,null,null,20,"SA Stony Point Industrial20","SA Stony Point Industrial"]
[null,null,null,null,null,null,null,null,null,null,null,null,null,null,null,null,null,21,"SA Stony Point Industrial21","SA Stony Point Industrial"]
[null,null,null,"Other",null,null,null,null,null,null,null,null,null,null,null,null,null,22,"SA Stony Point Industrial22","SA Stony Point Industrial"]
[null,null,null,null,null,null,null,null,null,null,null,null,null,null,null,null,null,23,"SA Stony Point Industrial23","SA Stony Point Industrial"]
[null,null,null,null,null,null,null,null,null,null,null,null,null,null,null,null,null,24,"SA Stony Point Industrial24","SA Stony Point Industrial"]
[null,null,null,null,null,null,null,null,null,null,null,null,null,null,null,null,null,25,"SA Stony Point Industrial25","SA Stony Point Industrial"]
[null,null,null,null,null,null,null,null,null,null,null,null,null,null,null,null,null,26,"SA Stony Point Industrial26","SA Stony Point Industrial"]
[null,null,null,null,null,null,null,null,null,null,null,null,null,null,null,null,null,27,"SA Stony Point Industrial27","SA Stony Point Industrial"]
[null,null,null,null,null,null,null,null,null,null,null,null,null,null,null,null,null,28,"SA Stony Point Industrial28","SA Stony Point Industrial"]
[null,null,null,null,null,null,null,null,null,null,null,null,null,null,null,null,null,29,"SA Stony Point Industrial29","SA Stony Point Industrial"]
[null,null,null,null,null,null,null,null,null,null,null,null,null,null,null,null,null,30,"SA Stony Point Industrial30","SA Stony Point Industrial"]
[null,null,null,null,null,null,null,null,null,null,null,null,null,null,null,null,null,31,"SA Stony Point Industrial31","SA Stony Point Industrial"]
[null,null,"SA Roseworthy",null,null,null,null,null,null,null,null,null,null,null,null,null,null,1,"SA Roseworthy1",{"$f":"C1554","v":"SA Roseworthy"}]
[null,null,null,null,null,null,null,null,null,null,null,null,null,null,null,null,null,2,"SA Roseworthy2",{"$f":"T1554","v":"SA Roseworthy"}]
[null,null,null,"MAIN SECTORS",null,null,null,null,null,null,null,null,null,null,null,null,null,3,"SA Roseworthy3","SA Roseworthy"]
[null,null,null,"The forecast is confidential.",null,null,null,null,null,null,null,null,null,null,null,null,null,4,"SA Roseworthy4","SA Roseworthy"]
[null,null,null,null,null,null,null,null,null,null,null,null,null,null,null,null,null,5,"SA Roseworthy5","SA Roseworthy"]
[null,null,null,null,null,null,null,null,null,null,null,null,null,null,null,null,null,6,"SA Roseworthy6","SA Roseworthy"]
[null,null,null,null,null,null,null,null,null,null,null,null,null,null,null,null,null,7,"SA Roseworthy7","SA Roseworthy"]
[null,null,null,null,null,null,null,null,null,null,null,null,null,null,null,null,null,8,"SA Roseworthy8","SA Roseworthy"]
[null,null,null,"MEDIUM SCENARIO",null,null,null,null,null,null,null,null,null,null,null,null,null,9,"SA Roseworthy9","SA Roseworthy"]
[null,null,null,"Summer",null,null,null,null,null,null,null,null,null,null,null,null,null,10,"SA Roseworthy10","SA Roseworthy"]
[null,null,null,null,null,null,null,null,null,null,null,null,null,null,null,null,null,11,"SA Roseworthy11","SA Roseworthy"]
[null,null,null,null,null,null,null,null,null,null,null,null,null,null,null,null,null,12,"SA Roseworthy12","SA Roseworthy"]
[null,null,null,null,null,null,null,null,null,null,null,null,null,null,null,null,null,13,"SA Roseworthy13","SA Roseworthy"]
[null,null,null,null,null,null,null,null,null,null,null,null,null,null,null,null,null,14,"SA Roseworthy14","SA Roseworthy"]
[null,null,null,null,null,null,null,null,null,null,null,null,null,null,null,null,null,15,"SA Roseworthy15","SA Roseworthy"]
[null,null,null,"Winter",null,null,null,null,null,null,null,null,null,null,null,null,null,16,"SA Roseworthy16","SA Roseworthy"]
[null,null,null,null,null,null,null,null,null,null,null,null,null,null,null,null,null,17,"SA Roseworthy17","SA Roseworthy"]
[null,null,null,null,null,null,null,null,null,null,null,null,null,null,null,null,null,18,"SA Roseworthy18","SA Roseworthy"]
[null,null,null,null,null,null,null,null,null,null,null,null,null,null,null,null,null,{"$f":"MOD(ROW(Q1572)-4,31)+1","v":19},"SA Roseworthy19","SA Roseworthy"]
[null,null,null,null,null,null,null,null,null,null,null,null,null,null,null,null,null,20,"SA Roseworthy20",{"$f":"T1572","v":"SA Roseworthy"}]
[null,null,null,null,null,null,null,null,null,null,null,null,null,null,null,null,null,21,"SA Roseworthy21","SA Roseworthy"]
[null,null,null,"Other",null,null,null,null,null,null,null,null,null,null,null,null,null,22,"SA Roseworthy22","SA Roseworthy"]
[null,null,null,null,null,null,null,null,null,null,null,null,null,null,null,null,null,23,"SA Roseworthy23","SA Roseworthy"]
[null,null,null,null,null,null,null,null,null,null,null,null,null,null,null,null,null,24,"SA Roseworthy24","SA Roseworthy"]
[null,null,null,null,null,null,null,null,null,null,null,null,null,null,null,null,null,25,"SA Roseworthy25","SA Roseworthy"]
[null,null,null,null,null,null,null,null,null,null,null,null,null,null,null,null,null,26,"SA Roseworthy26","SA Roseworthy"]
[null,null,null,null,null,null,null,null,null,null,null,null,null,null,null,null,null,27,"SA Roseworthy27","SA Roseworthy"]
[null,null,null,null,null,null,null,null,null,null,null,null,null,null,null,null,null,28,"SA Roseworthy28","SA Roseworthy"]
[null,null,null,null,null,null,null,null,null,null,null,null,null,null,null,null,null,29,"SA Roseworthy29","SA Roseworthy"]
[null,null,null,null,null,null,null,null,null,null,null,null,null,null,null,null,null,30,"SA Roseworthy30","SA Roseworthy"]
[null,null,null,null,null,null,null,null,null,null,null,null,null,null,null,null,null,31,"SA Roseworthy31","SA Roseworthy"]
[null,null,"SA Snuggery Industrial",null,null,null,null,null,null,null,null,null,null,null,null,null,null,1,"SA Snuggery Industrial1",{"$f":"C1585","v":"SA Snuggery Industrial"}]
[null,null,null,null,null,null,null,null,null,null,null,null,null,null,null,null,null,2,"SA Snuggery Industrial2",{"$f":"T1585","v":"SA Snuggery Industrial"}]
[null,null,null,"MAIN SECTORS",null,null,null,null,null,null,null,null,null,null,null,null,null,3,"SA Snuggery Industrial3","SA Snuggery Industrial"]
[null,null,null,"Predominantly agricultural area, but with some industrial area",null,null,null,null,null,null,null,null,null,null,null,null,null,4,"SA Snuggery Industrial4","SA Snuggery Industrial"]
[null,null,null,null,null,null,null,null,null,null,null,null,null,null,null,null,null,5,"SA Snuggery Industrial5","SA Snuggery Industrial"]
[null,null,null,null,null,null,null,null,null,null,null,null,null,null,null,null,null,6,"SA Snuggery Industrial6","SA Snuggery Industrial"]
[null,null,null,null,null,null,null,null,null,null,null,null,null,null,null,null,null,7,"SA Snuggery Industrial7","SA Snuggery Industrial"]
[null,null,null,null,null,null,null,null,null,null,null,null,null,null,null,null,null,8,"SA Snuggery Industrial8","SA Snuggery Industrial"]
[null,null,null,"MEDIUM SCENARIO",null,null,null,null,null,null,null,null,null,null,null,null,null,9,"SA Snuggery Industrial9","SA Snuggery Industrial"]
[null,null,null,"Summer",null,null,null,null,null,null,null,null,null,null,null,null,null,10,"SA Snuggery Industrial10","SA Snuggery Industrial"]
[null,null,null,"Temperature corrected actuals have decreased over the historical period.",null,null,null,null,null,null,null,null,null,null,null,null,null,11,"SA Snuggery Industrial11","SA Snuggery Industrial"]
[null,null,null,"Forecast demand is relatively flat over the outlook period.",null,null,null,null,null,null,null,null,null,null,null,null,null,12,"SA Snuggery Industrial12","SA Snuggery Industrial"]
[null,null,null,"The 10% POE offset for PV is zero.",null,null,null,null,null,null,null,null,null,null,null,null,null,13,"SA Snuggery Industrial13","SA Snuggery Industrial"]
[null,null,null,null,null,null,null,null,null,null,null,null,null,null,null,null,null,14,"SA Snuggery Industrial14","SA Snuggery Industrial"]
[null,null,null,null,null,null,null,null,null,null,null,null,null,null,null,null,null,15,"SA Snuggery Industrial15","SA Snuggery Industrial"]
[null,null,null,"Winter",null,null,null,null,null,null,null,null,null,null,null,null,null,16,"SA Snuggery Industrial16","SA Snuggery Industrial"]
[null,null,null,"Temperature corrected actuals have decreased over the historical period.",null,null,null,null,null,null,null,null,null,null,null,null,null,17,"SA Snuggery Industrial17","SA Snuggery Industrial"]
[null,null,null,"Forecast demand is relatively flat over the outlook period.",null,null,null,null,null,null,null,null,null,null,null,null,null,18,"SA Snuggery Industrial18","SA Snuggery Industrial"]
[null,null,null,"The 10% POE offset for PV is zero.",null,null,null,null,null,null,null,null,null,null,null,null,null,19,"SA Snuggery Industrial19","SA Snuggery Industrial"]
[null,null,null,null,null,null,null,null,null,null,null,null,null,null,null,null,null,20,"SA Snuggery Industrial20","SA Snuggery Industrial"]
[null,null,null,null,null,null,null,null,null,null,null,null,null,null,null,null,null,21,{"$f":"T1605&R1605","v":"SA Snuggery Industrial21"},"SA Snuggery Industrial"]
[null,null,null,"Other",null,null,null,null,null,null,null,null,null,null,null,null,null,22,"SA Snuggery Industrial22","SA Snuggery Industrial"]
[null,null,null,"Supplies Millicent area.",null,null,null,null,null,null,null,null,null,null,null,null,null,23,"SA Snuggery Industrial23","SA Snuggery Industrial"]
[null,null,null,"The impact of the following embedded generator(s) has been removed in the forecasts; Canunda.",null,null,null,null,null,null,null,null,null,null,null,null,null,24,"SA Snuggery Industrial24","SA Snuggery Industrial"]
[null,null,null,"Demand is not weather sensitive.",null,null,null,null,null,null,null,null,null,null,null,null,null,25,"SA Snuggery Industrial25","SA Snuggery Industrial"]
[null,null,null,"Diversity factors: Summer = 0.13; Winter = 0.48.",null,null,null,null,null,null,null,null,null,null,null,null,null,26,"SA Snuggery Industrial26","SA Snuggery Industrial"]
[null,null,null,"Power factors: Summer = 0.93, lagging; Winter = 0.95, lagging.",null,null,null,null,null,null,null,null,null,null,null,null,null,27,"SA Snuggery Industrial27","SA Snuggery Industrial"]
[null,null,null,null,null,null,null,null,null,null,null,null,null,null,null,null,null,28,"SA Snuggery Industrial28","SA Snuggery Industrial"]
[null,null,null,null,null,null,null,null,null,null,null,null,null,null,null,null,null,29,"SA Snuggery Industrial29","SA Snuggery Industrial"]
[null,null,null,null,null,null,null,null,null,null,null,null,null,null,null,null,null,30,"SA Snuggery Industrial30","SA Snuggery Industrial"]
[null,null,null,null,null,null,null,null,null,null,null,null,null,null,null,null,null,31,"SA Snuggery Industrial31","SA Snuggery Industrial"]
[null,null,"SA Snuggery Rural",null,null,null,null,null,null,null,null,null,null,null,null,null,null,1,"SA Snuggery Rural1",{"$f":"C1616","v":"SA Snuggery Rural"}]
[null,null,null,null,null,null,null,null,null,null,null,null,null,null,null,null,null,2,"SA Snuggery Rural2",{"$f":"T1616","v":"SA Snuggery Rural"}]
[null,null,null,"MAIN SECTORS",null,null,null,null,null,null,null,null,null,null,null,null,null,3,"SA Snuggery Rural3","SA Snuggery Rural"]
[null,null,null,"Predominantly agricultural area",null,null,null,null,null,null,null,null,null,null,null,null,null,4,"SA Snuggery Rural4","SA Snuggery Rural"]
[null,null,null,null,null,null,null,null,null,null,null,null,null,null,null,null,null,5,"SA Snuggery Rural5","SA Snuggery Rural"]
[null,null,null,null,null,null,null,null,null,null,null,null,null,null,null,null,null,6,"SA Snuggery Rural6","SA Snuggery Rural"]
[null,null,null,null,null,null,null,null,null,null,null,null,null,null,null,null,null,7,"SA Snuggery Rural7","SA Snuggery Rural"]
[null,null,null,null,null,null,null,null,null,null,null,null,null,null,null,null,null,8,"SA Snuggery Rural8","SA Snuggery Rural"]
[null,null,null,"MEDIUM SCENARIO",null,null,null,null,null,null,null,null,null,null,null,null,null,9,"SA Snuggery Rural9","SA Snuggery Rural"]
[null,null,null,"Summer",null,null,null,null,null,null,null,null,null,null,null,null,null,10,"SA Snuggery Rural10","SA Snuggery Rural"]
[null,null,null,"Temperature corrected actuals have decreased since 2010.",null,null,null,null,null,null,null,null,null,null,null,null,null,11,"SA Snuggery Rural11","SA Snuggery Rural"]
[null,null,null,"Forecast demand is decreasing over the outlook period.",null,null,null,null,null,null,null,null,null,null,null,null,null,12,"SA Snuggery Rural12","SA Snuggery Rural"]
[null,null,null,"The 10% POE offset for PV ranges from 5.1% to 8.2% between 2017 and 2026.",null,null,null,null,null,null,null,null,null,null,null,null,null,13,"SA Snuggery Rural13","SA Snuggery Rural"]
[null,null,null,null,null,null,null,null,null,null,null,null,null,null,null,null,null,14,"SA Snuggery Rural14","SA Snuggery Rural"]
[null,null,null,null,null,null,null,null,null,null,null,null,null,null,null,null,null,15,"SA Snuggery Rural15","SA Snuggery Rural"]
[null,null,null,"Winter",null,null,null,null,null,null,null,null,null,null,null,null,null,16,"SA Snuggery Rural16","SA Snuggery Rural"]
[null,null,null,"Temperature corrected actuals have decreased since 2010.",null,null,null,null,null,null,null,null,null,null,null,null,null,17,"SA Snuggery Rural17","SA Snuggery Rural"]
[null,null,null,"Forecast demand is decreasing over the outlook period.",null,null,null,null,null,null,null,null,null,null,null,null,null,18,"SA Snuggery Rural18","SA Snuggery Rural"]
[null,null,null,"The 10% POE offset for PV is zero.",null,null,null,null,null,null,null,null,null,null,null,null,null,19,"SA Snuggery Rural19","SA Snuggery Rural"]
[null,null,null,null,null,null,null,null,null,null,null,null,null,null,null,null,null,20,"SA Snuggery Rural20","SA Snuggery Rural"]
[null,null,null,null,null,null,null,null,null,null,null,null,null,null,null,null,null,{"$f":"MOD(ROW(Q1636)-4,31)+1","v":21},"SA Snuggery Rural21","SA Snuggery Rural"]
[null,null,null,"Other",null,null,null,null,null,null,null,null,null,null,null,null,null,22,"SA Snuggery Rural22",{"$f":"T1636","v":"SA Snuggery Rural"}]
[null,null,null,"Supplies part of South Eastern SA including Millicent and Robe.",null,null,null,null,null,null,null,null,null,null,null,null,null,23,"SA Snuggery Rural23","SA Snuggery Rural"]
[null,null,null,"Demand is weather sensitive in summer and winter.",null,null,null,null,null,null,null,null,null,null,null,null,null,24,"SA Snuggery Rural24","SA Snuggery Rural"]
[null,null,null,"Diversity factors: Summer = 0.85; Winter = 0.92.",null,null,null,null,null,null,null,null,null,null,null,null,null,25,"SA Snuggery Rural25","SA Snuggery Rural"]
[null,null,null,"Power factors: Summer = 0.97, lagging; Winter = 0.99, lagging.",null,null,null,null,null,null,null,null,null,null,null,null,null,26,"SA Snuggery Rural26","SA Snuggery Rural"]
[null,null,null,null,null,null,null,null,null,null,null,null,null,null,null,null,null,27,"SA Snuggery Rural27","SA Snuggery Rural"]
[null,null,null,null,null,null,null,null,null,null,null,null,null,null,null,null,null,28,"SA Snuggery Rural28","SA Snuggery Rural"]
[null,null,null,null,null,null,null,null,null,null,null,null,null,null,null,null,null,29,"SA Snuggery Rural29","SA Snuggery Rural"]
[null,null,null,null,null,null,null,null,null,null,null,null,null,null,null,null,null,30,"SA Snuggery Rural30","SA Snuggery Rural"]
[null,null,null,null,null,null,null,null,null,null,null,null,null,null,null,null,null,31,"SA Snuggery Rural31","SA Snuggery Rural"]
[null,null,"SA Tailem Bend",null,null,null,null,null,null,null,null,null,null,null,null,null,null,1,"SA Tailem Bend1",{"$f":"C1647","v":"SA Tailem Bend"}]
[null,null,null,null,null,null,null,null,null,null,null,null,null,null,null,null,null,2,"SA Tailem Bend2",{"$f":"T1647","v":"SA Tailem Bend"}]
[null,null,null,"MAIN SECTORS",null,null,null,null,null,null,null,null,null,null,null,null,null,3,"SA Tailem Bend3","SA Tailem Bend"]
[null,null,null,"Predominantly agricultural area",null,null,null,null,null,null,null,null,null,null,null,null,null,4,"SA Tailem Bend4","SA Tailem Bend"]
[null,null,null,null,null,null,null,null,null,null,null,null,null,null,null,null,null,5,"SA Tailem Bend5","SA Tailem Bend"]
[null,null,null,null,null,null,null,null,null,null,null,null,null,null,null,null,null,6,"SA Tailem Bend6","SA Tailem Bend"]
[null,null,null,null,null,null,null,null,null,null,null,null,null,null,null,null,null,7,"SA Tailem Bend7","SA Tailem Bend"]
[null,null,null,null,null,null,null,null,null,null,null,null,null,null,null,null,null,8,"SA Tailem Bend8","SA Tailem Bend"]
[null,null,null,"MEDIUM SCENARIO",null,null,null,null,null,null,null,null,null,null,null,null,null,9,"SA Tailem Bend9","SA Tailem Bend"]
[null,null,null,"Summer",null,null,null,null,null,null,null,null,null,null,null,null,null,10,"SA Tailem Bend10","SA Tailem Bend"]
[null,null,null,"Temperature corrected actuals have decreased over the historical period.",null,null,null,null,null,null,null,null,null,null,null,null,null,11,"SA Tailem Bend11","SA Tailem Bend"]
[null,null,null,"Forecast demand is decreasing over the outlook period.",null,null,null,null,null,null,null,null,null,null,null,null,null,12,"SA Tailem Bend12","SA Tailem Bend"]
[null,null,null,"The 10% POE offset for PV ranges from 5.3% to 8.4% between 2017 and 2026.",null,null,null,null,null,null,null,null,null,null,null,null,null,13,"SA Tailem Bend13","SA Tailem Bend"]
[null,null,null,null,null,null,null,null,null,null,null,null,null,null,null,null,null,14,"SA Tailem Bend14","SA Tailem Bend"]
[null,null,null,null,null,null,null,null,null,null,null,null,null,null,null,null,null,15,"SA Tailem Bend15","SA Tailem Bend"]
[null,null,null,"Winter",null,null,null,null,null,null,null,null,null,null,null,null,null,16,"SA Tailem Bend16","SA Tailem Bend"]
[null,null,null,"Temperature corrected actuals have decreased over the historical period.",null,null,null,null,null,null,null,null,null,null,null,null,null,17,"SA Tailem Bend17","SA Tailem Bend"]
[null,null,null,"Forecast demand is decreasing over the outlook period.",null,null,null,null,null,null,null,null,null,null,null,null,null,18,"SA Tailem Bend18","SA Tailem Bend"]
[null,null,null,"The 10% POE offset for PV is zero.",null,null,null,null,null,null,null,null,null,null,null,null,null,19,"SA Tailem Bend19","SA Tailem Bend"]
[null,null,null,null,null,null,null,null,null,null,null,null,null,null,null,null,null,20,"SA Tailem Bend20","SA Tailem Bend"]
[null,null,null,null,null,null,null,null,null,null,null,null,null,null,null,null,null,21,"SA Tailem Bend21","SA Tailem Bend"]
[null,null,null,"Other",null,null,null,null,null,null,null,null,null,null,null,null,null,22,"SA Tailem Bend22","SA Tailem Bend"]
[null,null,null,"Supplies southern parts of the Murraylands region, Tailem Bend and south into the Narrung Peninsula.",null,null,null,null,null,null,null,null,null,null,null,null,null,23,{"$f":"T1669&R1669","v":"SA Tailem Bend23"},"SA Tailem Bend"]
[null,null,null,"Demand is weather sensitive in summer and winter.",null,null,null,null,null,null,null,null,null,null,null,null,null,24,"SA Tailem Bend24","SA Tailem Bend"]
[null,null,null,"Diversity factors: Summer = 0.92; Winter = 0.98.",null,null,null,null,null,null,null,null,null,null,null,null,null,25,"SA Tailem Bend25","SA Tailem Bend"]
[null,null,null,"Power factors: Summer = 0.98, lagging; Winter = 1, lagging.",null,null,null,null,null,null,null,null,null,null,null,null,null,26,"SA Tailem Bend26","SA Tailem Bend"]
[null,null,null,null,null,null,null,null,null,null,null,null,null,null,null,null,null,27,"SA Tailem Bend27","SA Tailem Bend"]
[null,null,null,null,null,null,null,null,null,null,null,null,null,null,null,null,null,28,"SA Tailem Bend28","SA Tailem Bend"]
[null,null,null,null,null,null,null,null,null,null,null,null,null,null,null,null,null,29,"SA Tailem Bend29","SA Tailem Bend"]
[null,null,null,null,null,null,null,null,null,null,null,null,null,null,null,null,null,30,"SA Tailem Bend30","SA Tailem Bend"]
[null,null,null,null,null,null,null,null,null,null,null,null,null,null,null,null,null,31,"SA Tailem Bend31","SA Tailem Bend"]
[null,null,"SA Templers",null,null,null,null,null,null,null,null,null,null,null,null,null,null,1,"SA Templers1",{"$f":"C1678","v":"SA Templers"}]
[null,null,null,null,null,null,null,null,null,null,null,null,null,null,null,null,null,2,"SA Templers2",{"$f":"T1678","v":"SA Templers"}]
[null,null,null,"MAIN SECTORS",null,null,null,null,null,null,null,null,null,null,null,null,null,3,"SA Templers3","SA Templers"]
[null,null,null,"Predominantly agricultural area",null,null,null,null,null,null,null,null,null,null,null,null,null,4,"SA Templers4","SA Templers"]
[null,null,null,null,null,null,null,null,null,null,null,null,null,null,null,null,null,5,"SA Templers5","SA Templers"]
[null,null,null,null,null,null,null,null,null,null,null,null,null,null,null,null,null,6,"SA Templers6","SA Templers"]
[null,null,null,null,null,null,null,null,null,null,null,null,null,null,null,null,null,7,"SA Templers7","SA Templers"]
[null,null,null,null,null,null,null,null,null,null,null,null,null,null,null,null,null,8,"SA Templers8","SA Templers"]
[null,null,null,"MEDIUM SCENARIO",null,null,null,null,null,null,null,null,null,null,null,null,null,9,"SA Templers9","SA Templers"]
[null,null,null,"Summer",null,null,null,null,null,null,null,null,null,null,null,null,null,10,"SA Templers10","SA Templers"]
[null,null,null,"Temperature corrected actuals have decreased since 2013.",null,null,null,null,null,null,null,null,null,null,null,null,null,11,"SA Templers11","SA Templers"]
[null,null,null,"Forecast demand is relatively flat over the outlook period.",null,null,null,null,null,null,null,null,null,null,null,null,null,12,"SA Templers12","SA Templers"]
[null,null,null,"The 10% POE offset for PV ranges from 4.5% to 7.7% between 2017 and 2026.",null,null,null,null,null,null,null,null,null,null,null,null,null,13,"SA Templers13","SA Templers"]
[null,null,null,null,null,null,null,null,null,null,null,null,null,null,null,null,null,14,"SA Templers14","SA Templers"]
[null,null,null,null,null,null,null,null,null,null,null,null,null,null,null,null,null,15,"SA Templers15","SA Templers"]
[null,null,null,"Winter",null,null,null,null,null,null,null,null,null,null,null,null,null,16,"SA Templers16","SA Templers"]
[null,null,null,"Temperature corrected actuals have increased over the historical period.",null,null,null,null,null,null,null,null,null,null,null,null,null,17,"SA Templers17","SA Templers"]
[null,null,null,"Forecast demand is increasing over the outlook period.",null,null,null,null,null,null,null,null,null,null,null,null,null,18,"SA Templers18","SA Templers"]
[null,null,null,"The 10% POE offset for PV is zero.",null,null,null,null,null,null,null,null,null,null,null,null,null,19,"SA Templers19","SA Templers"]
[null,null,null,null,null,null,null,null,null,null,null,null,null,null,null,null,null,20,"SA Templers20","SA Templers"]
[null,null,null,null,null,null,null,null,null,null,null,null,null,null,null,null,null,21,"SA Templers21","SA Templers"]
[null,null,null,"Other",null,null,null,null,null,null,null,null,null,null,null,null,null,22,"SA Templers22","SA Templers"]
[null,null,null,"Supplies areas to the north and west of Gawler Belt including Gawler Belt, Freeling and Mallala.",null,null,null,null,null,null,null,null,null,null,null,null,null,{"$f":"MOD(ROW(Q1700)-4,31)+1","v":23},"SA Templers23","SA Templers"]
[null,null,null,"Demand is weather sensitive in summer and winter.",null,null,null,null,null,null,null,null,null,null,null,null,null,24,"SA Templers24",{"$f":"T1700","v":"SA Templers"}]
[null,null,null,"Diversity factors: Summer = 0.9; Winter = 0.97.",null,null,null,null,null,null,null,null,null,null,null,null,null,25,"SA Templers25","SA Templers"]
[null,null,null,"Power factors: Summer = 0.94, lagging; Winter = 0.98, lagging.",null,null,null,null,null,null,null,null,null,null,null,null,null,26,"SA Templers26","SA Templers"]
[null,null,null,null,null,null,null,null,null,null,null,null,null,null,null,null,null,27,"SA Templers27","SA Templers"]
[null,null,null,null,null,null,null,null,null,null,null,null,null,null,null,null,null,28,"SA Templers28","SA Templers"]
[null,null,null,null,null,null,null,null,null,null,null,null,null,null,null,null,null,29,"SA Templers29","SA Templers"]
[null,null,null,null,null,null,null,null,null,null,null,null,null,null,null,null,null,30,"SA Templers30","SA Templers"]
[null,null,null,null,null,null,null,null,null,null,null,null,null,null,null,null,null,31,"SA Templers31","SA Templers"]
[null,null,"SA Waterloo",null,null,null,null,null,null,null,null,null,null,null,null,null,null,1,"SA Waterloo1",{"$f":"C1709","v":"SA Waterloo"}]
[null,null,null,null,null,null,null,null,null,null,null,null,null,null,null,null,null,2,"SA Waterloo2",{"$f":"T1709","v":"SA Waterloo"}]
[null,null,null,"MAIN SECTORS",null,null,null,null,null,null,null,null,null,null,null,null,null,3,"SA Waterloo3","SA Waterloo"]
[null,null,null,"Predominantly agricultural area",null,null,null,null,null,null,null,null,null,null,null,null,null,4,"SA Waterloo4","SA Waterloo"]
[null,null,null,null,null,null,null,null,null,null,null,null,null,null,null,null,null,5,"SA Waterloo5","SA Waterloo"]
[null,null,null,null,null,null,null,null,null,null,null,null,null,null,null,null,null,6,"SA Waterloo6","SA Waterloo"]
[null,null,null,null,null,null,null,null,null,null,null,null,null,null,null,null,null,7,"SA Waterloo7","SA Waterloo"]
[null,null,null,null,null,null,null,null,null,null,null,null,null,null,null,null,null,8,"SA Waterloo8","SA Waterloo"]
[null,null,null,"MEDIUM SCENARIO",null,null,null,null,null,null,null,null,null,null,null,null,null,9,"SA Waterloo9","SA Waterloo"]
[null,null,null,"Summer",null,null,null,null,null,null,null,null,null,null,null,null,null,10,"SA Waterloo10","SA Waterloo"]
[null,null,null,"Temperature corrected actuals have remained relatively flat over the historical period.",null,null,null,null,null,null,null,null,null,null,null,null,null,11,"SA Waterloo11","SA Waterloo"]
[null,null,null,"Forecast demand is decreasing over the outlook period.",null,null,null,null,null,null,null,null,null,null,null,null,null,12,"SA Waterloo12","SA Waterloo"]
[null,null,null,"The 10% POE offset for PV is zero.",null,null,null,null,null,null,null,null,null,null,null,null,null,13,"SA Waterloo13","SA Waterloo"]
[null,null,null,null,null,null,null,null,null,null,null,null,null,null,null,null,null,14,"SA Waterloo14","SA Waterloo"]
[null,null,null,null,null,null,null,null,null,null,null,null,null,null,null,null,null,15,"SA Waterloo15","SA Waterloo"]
[null,null,null,"Winter",null,null,null,null,null,null,null,null,null,null,null,null,null,16,"SA Waterloo16","SA Waterloo"]
[null,null,null,"Temperature corrected actuals have remained relatively flat over the historical period.",null,null,null,null,null,null,null,null,null,null,null,null,null,17,"SA Waterloo17","SA Waterloo"]
[null,null,null,"Forecast demand is relatively flat over the outlook period.",null,null,null,null,null,null,null,null,null,null,null,null,null,18,"SA Waterloo18","SA Waterloo"]
[null,null,null,"The 10% POE offset for PV ranges from 0.1% to 0.2% between 2016 and 2025.",null,null,null,null,null,null,null,null,null,null,null,null,null,19,"SA Waterloo19","SA Waterloo"]
[null,null,null,null,null,null,null,null,null,null,null,null,null,null,null,null,null,20,"SA Waterloo20","SA Waterloo"]
[null,null,null,null,null,null,null,null,null,null,null,null,null,null,null,null,null,21,"SA Waterloo21","SA Waterloo"]
[null,null,null,"Other",null,null,null,null,null,null,null,null,null,null,null,null,null,22,"SA Waterloo22","SA Waterloo"]
[null,null,null,"Supplies areas including Riverton and Waterloo town, in the mid-north.",null,null,null,null,null,null,null,null,null,null,null,null,null,23,"SA Waterloo23","SA Waterloo"]
[null,null,null,"Demand is weather sensitive in summer and winter.",null,null,null,null,null,null,null,null,null,null,null,null,null,24,"SA Waterloo24","SA Waterloo"]
[null,null,null,"Diversity factors: Summer = 0.64; Winter = 0.82.",null,null,null,null,null,null,null,null,null,null,null,null,null,25,{"$f":"T1733&R1733","v":"SA Waterloo25"},"SA Waterloo"]
[null,null,null,"Power factors: Summer = 0.9, lagging; Winter = 0.91, lagging.",null,null,null,null,null,null,null,null,null,null,null,null,null,26,"SA Waterloo26","SA Waterloo"]
[null,null,null,null,null,null,null,null,null,null,null,null,null,null,null,null,null,27,"SA Waterloo27","SA Waterloo"]
[null,null,null,null,null,null,null,null,null,null,null,null,null,null,null,null,null,28,"SA Waterloo28","SA Waterloo"]
[null,null,null,null,null,null,null,null,null,null,null,null,null,null,null,null,null,29,"SA Waterloo29","SA Waterloo"]
[null,null,null,null,null,null,null,null,null,null,null,null,null,null,null,null,null,30,"SA Waterloo30","SA Waterloo"]
[null,null,null,null,null,null,null,null,null,null,null,null,null,null,null,null,null,31,"SA Waterloo31","SA Waterloo"]
[null,null,"SA Woomera",null,null,null,null,null,null,null,null,null,null,null,null,null,null,1,"SA Woomera1",{"$f":"C1740","v":"SA Woomera"}]
[null,null,null,null,null,null,null,null,null,null,null,null,null,null,null,null,null,2,"SA Woomera2",{"$f":"T1740","v":"SA Woomera"}]
[null,null,null,"MAIN SECTORS",null,null,null,null,null,null,null,null,null,null,null,null,null,3,"SA Woomera3","SA Woomera"]
[null,null,null,"The forecast is confidential.",null,null,null,null,null,null,null,null,null,null,null,null,null,4,"SA Woomera4","SA Woomera"]
[null,null,null,null,null,null,null,null,null,null,null,null,null,null,null,null,null,5,"SA Woomera5","SA Woomera"]
[null,null,null,null,null,null,null,null,null,null,null,null,null,null,null,null,null,6,"SA Woomera6","SA Woomera"]
[null,null,null,null,null,null,null,null,null,null,null,null,null,null,null,null,null,7,"SA Woomera7","SA Woomera"]
[null,null,null,null,null,null,null,null,null,null,null,null,null,null,null,null,null,8,"SA Woomera8","SA Woomera"]
[null,null,null,"MEDIUM SCENARIO",null,null,null,null,null,null,null,null,null,null,null,null,null,9,"SA Woomera9","SA Woomera"]
[null,null,null,"Summer",null,null,null,null,null,null,null,null,null,null,null,null,null,10,"SA Woomera10","SA Woomera"]
[null,null,null,null,null,null,null,null,null,null,null,null,null,null,null,null,null,11,"SA Woomera11","SA Woomera"]
[null,null,null,null,null,null,null,null,null,null,null,null,null,null,null,null,null,12,"SA Woomera12","SA Woomera"]
[null,null,null,null,null,null,null,null,null,null,null,null,null,null,null,null,null,13,"SA Woomera13","SA Woomera"]
[null,null,null,null,null,null,null,null,null,null,null,null,null,null,null,null,null,14,"SA Woomera14","SA Woomera"]
[null,null,null,null,null,null,null,null,null,null,null,null,null,null,null,null,null,15,"SA Woomera15","SA Woomera"]
[null,null,null,"Winter",null,null,null,null,null,null,null,null,null,null,null,null,null,16,"SA Woomera16","SA Woomera"]
[null,null,null,null,null,null,null,null,null,null,null,null,null,null,null,null,null,17,"SA Woomera17","SA Woomera"]
[null,null,null,null,null,null,null,null,null,null,null,null,null,null,null,null,null,18,"SA Woomera18","SA Woomera"]
[null,null,null,null,null,null,null,null,null,null,null,null,null,null,null,null,null,19,"SA Woomera19","SA Woomera"]
[null,null,null,null,null,null,null,null,null,null,null,null,null,null,null,null,null,20,"SA Woomera20","SA Woomera"]
[null,null,null,null,null,null,null,null,null,null,null,null,null,null,null,null,null,21,"SA Woomera21","SA Woomera"]
[null,null,null,"Other",null,null,null,null,null,null,null,null,null,null,null,null,null,22,"SA Woomera22","SA Woomera"]
[null,null,null,null,null,null,null,null,null,null,null,null,null,null,null,null,null,23,"SA Woomera23","SA Woomera"]
[null,null,null,null,null,null,null,null,null,null,null,null,null,null,null,null,null,24,"SA Woomera24","SA Woomera"]
[null,null,null,null,null,null,null,null,null,null,null,null,null,null,null,null,null,{"$f":"MOD(ROW(Q1764)-4,31)+1","v":25},"SA Woomera25","SA Woomera"]
[null,null,null,null,null,null,null,null,null,null,null,null,null,null,null,null,null,26,"SA Woomera26",{"$f":"T1764","v":"SA Woomera"}]
[null,null,null,null,null,null,null,null,null,null,null,null,null,null,null,null,null,27,"SA Woomera27","SA Woomera"]
[null,null,null,null,null,null,null,null,null,null,null,null,null,null,null,null,null,28,"SA Woomera28","SA Woomera"]
[null,null,null,null,null,null,null,null,null,null,null,null,null,null,null,null,null,29,"SA Woomera29","SA Woomera"]
[null,null,null,null,null,null,null,null,null,null,null,null,null,null,null,null,null,30,"SA Woomera30","SA Woomera"]
[null,null,null,null,null,null,null,null,null,null,null,null,null,null,null,null,null,31,"SA Woomera31","SA Woomera"]
[null,null,"SA Wudinna",null,null,null,null,null,null,null,null,null,null,null,null,null,null,1,"SA Wudinna1",{"$f":"C1771","v":"SA Wudinna"}]
[null,null,null,null,null,null,null,null,null,null,null,null,null,null,null,null,null,2,"SA Wudinna2",{"$f":"T1771","v":"SA Wudinna"}]
[null,null,null,"MAIN SECTORS",null,null,null,null,null,null,null,null,null,null,null,null,null,3,"SA Wudinna3","SA Wudinna"]
[null,null,null,"Predominantly agricultural area",null,null,null,null,null,null,null,null,null,null,null,null,null,4,"SA Wudinna4","SA Wudinna"]
[null,null,null,null,null,null,null,null,null,null,null,null,null,null,null,null,null,5,"SA Wudinna5","SA Wudinna"]
[null,null,null,null,null,null,null,null,null,null,null,null,null,null,null,null,null,6,"SA Wudinna6","SA Wudinna"]
[null,null,null,null,null,null,null,null,null,null,null,null,null,null,null,null,null,7,"SA Wudinna7","SA Wudinna"]
[null,null,null,null,null,null,null,null,null,null,null,null,null,null,null,null,null,8,"SA Wudinna8","SA Wudinna"]
[null,null,null,"MEDIUM SCENARIO",null,null,null,null,null,null,null,null,null,null,null,null,null,9,"SA Wudinna9","SA Wudinna"]
[null,null,null,"Summer",null,null,null,null,null,null,null,null,null,null,null,null,null,10,"SA Wudinna10","SA Wudinna"]
[null,null,null,"Temperature corrected actuals have decreased since 2010.",null,null,null,null,null,null,null,null,null,null,null,null,null,11,"SA Wudinna11","SA Wudinna"]
[null,null,null,"Forecast demand is decreasing over the outlook period.",null,null,null,null,null,null,null,null,null,null,null,null,null,12,"SA Wudinna12","SA Wudinna"]
[null,null,null,"The 10% POE offset for PV ranges from 7.1% to 12.0% between 2017 and 2026.",null,null,null,null,null,null,null,null,null,null,null,null,null,13,"SA Wudinna13","SA Wudinna"]
[null,null,null,null,null,null,null,null,null,null,null,null,null,null,null,null,null,14,"SA Wudinna14","SA Wudinna"]
[null,null,null,null,null,null,null,null,null,null,null,null,null,null,null,null,null,15,"SA Wudinna15","SA Wudinna"]
[null,null,null,"Winter",null,null,null,null,null,null,null,null,null,null,null,null,null,16,"SA Wudinna16","SA Wudinna"]
[null,null,null,"Temperature corrected actuals have increased over the historical period.",null,null,null,null,null,null,null,null,null,null,null,null,null,17,"SA Wudinna17","SA Wudinna"]
[null,null,null,"Forecast demand is increasing over the outlook period.",null,null,null,null,null,null,null,null,null,null,null,null,null,18,"SA Wudinna18","SA Wudinna"]
[null,null,null,"The 10% POE offset for PV is zero.",null,null,null,null,null,null,null,null,null,null,null,null,null,19,"SA Wudinna19","SA Wudinna"]
[null,null,null,null,null,null,null,null,null,null,null,null,null,null,null,null,null,20,"SA Wudinna20","SA Wudinna"]
[null,null,null,null,null,null,null,null,null,null,null,null,null,null,null,null,null,21,"SA Wudinna21","SA Wudinna"]
[null,null,null,"Other",null,null,null,null,null,null,null,null,null,null,null,null,null,22,"SA Wudinna22","SA Wudinna"]
[null,null,null,"Supplies western areas of the Eyre Peninsula including Streaky Bay and Ceduna.",null,null,null,null,null,null,null,null,null,null,null,null,null,23,"SA Wudinna23","SA Wudinna"]
[null,null,null,"Demand is weather sensitive in summer and winter.",null,null,null,null,null,null,null,null,null,null,null,null,null,24,"SA Wudinna24","SA Wudinna"]
[null,null,null,"Diversity factors: Summer = 0.81; Winter = 0.96.",null,null,null,null,null,null,null,null,null,null,null,null,null,25,"SA Wudinna25","SA Wudinna"]
[null,null,null,"Power factors: Summer = 0.89, leading; Winter = 0.72, leading.",null,null,null,null,null,null,null,null,null,null,null,null,null,26,"SA Wudinna26","SA Wudinna"]
[null,null,null,null,null,null,null,null,null,null,null,null,null,null,null,null,null,27,{"$f":"T1797&R1797","v":"SA Wudinna27"},"SA Wudinna"]
[null,null,null,null,null,null,null,null,null,null,null,null,null,null,null,null,null,28,"SA Wudinna28","SA Wudinna"]
[null,null,null,null,null,null,null,null,null,null,null,null,null,null,null,null,null,29,"SA Wudinna29","SA Wudinna"]
[null,null,null,null,null,null,null,null,null,null,null,null,null,null,null,null,null,30,"SA Wudinna30","SA Wudinna"]
[null,null,null,null,null,null,null,null,null,null,null,null,null,null,null,null,null,31,"SA Wudinna31","SA Wudinna"]
[null,null,"SA Yadnarie",null,null,null,null,null,null,null,null,null,null,null,null,null,null,1,"SA Yadnarie1",{"$f":"C1802","v":"SA Yadnarie"}]
[null,null,null,null,null,null,null,null,null,null,null,null,null,null,null,null,null,2,"SA Yadnarie2",{"$f":"T1802","v":"SA Yadnarie"}]
[null,null,null,"MAIN SECTORS",null,null,null,null,null,null,null,null,null,null,null,null,null,3,"SA Yadnarie3","SA Yadnarie"]
[null,null,null,"Predominantly agricultural area",null,null,null,null,null,null,null,null,null,null,null,null,null,4,"SA Yadnarie4","SA Yadnarie"]
[null,null,null,null,null,null,null,null,null,null,null,null,null,null,null,null,null,5,"SA Yadnarie5","SA Yadnarie"]
[null,null,null,null,null,null,null,null,null,null,null,null,null,null,null,null,null,6,"SA Yadnarie6","SA Yadnarie"]
[null,null,null,null,null,null,null,null,null,null,null,null,null,null,null,null,null,7,"SA Yadnarie7","SA Yadnarie"]
[null,null,null,null,null,null,null,null,null,null,null,null,null,null,null,null,null,8,"SA Yadnarie8","SA Yadnarie"]
[null,null,null,"MEDIUM SCENARIO",null,null,null,null,null,null,null,null,null,null,null,null,null,9,"SA Yadnarie9","SA Yadnarie"]
[null,null,null,"Summer",null,null,null,null,null,null,null,null,null,null,null,null,null,10,"SA Yadnarie10","SA Yadnarie"]
[null,null,null,"Temperature corrected actuals have remained relatively flat over the historical period.",null,null,null,null,null,null,null,null,null,null,null,null,null,11,"SA Yadnarie11","SA Yadnarie"]
[null,null,null,"Forecast demand is decreasing over the outlook period.",null,null,null,null,null,null,null,null,null,null,null,null,null,12,"SA Yadnarie12","SA Yadnarie"]
[null,null,null,"The 10% POE offset for PV is zero.",null,null,null,null,null,null,null,null,null,null,null,null,null,13,"SA Yadnarie13","SA Yadnarie"]
[null,null,null,null,null,null,null,null,null,null,null,null,null,null,null,null,null,14,"SA Yadnarie14","SA Yadnarie"]
[null,null,null,null,null,null,null,null,null,null,null,null,null,null,null,null,null,15,"SA Yadnarie15","SA Yadnarie"]
[null,null,null,"Winter",null,null,null,null,null,null,null,null,null,null,null,null,null,16,"SA Yadnarie16","SA Yadnarie"]
[null,null,null,"Temperature corrected actuals have remained relatively flat over the historical period.",null,null,null,null,null,null,null,null,null,null,null,null,null,17,"SA Yadnarie17","SA Yadnarie"]
[null,null,null,"Forecast demand is relatively flat over the outlook period.",null,null,null,null,null,null,null,null,null,null,null,null,null,18,"SA Yadnarie18","SA Yadnarie"]
[null,null,null,"The 10% POE offset for PV is zero.",null,null,null,null,null,null,null,null,null,null,null,null,null,19,"SA Yadnarie19","SA Yadnarie"]
[null,null,null,null,null,null,null,null,null,null,null,null,null,null,null,null,null,20,"SA Yadnarie20","SA Yadnarie"]
[null,null,null,null,null,null,null,null,null,null,null,null,null,null,null,null,null,21,"SA Yadnarie21","SA Yadnarie"]
[null,null,null,"Other",null,null,null,null,null,null,null,null,null,null,null,null,null,22,"SA Yadnarie22","SA Yadnarie"]
[null,null,null,"Supplies eastern areas of the Eyre Peninsula, south of Whyalla, including Arno Bay and Cleve.",null,null,null,null,null,null,null,null,null,null,null,null,null,23,"SA Yadnarie23","SA Yadnarie"]
[null,null,null,"Demand is weather sensitive in summer and winter.",null,null,null,null,null,null,null,null,null,null,null,null,null,24,"SA Yadnarie24","SA Yadnarie"]
[null,null,null,"Diversity factors: Summer = 0.68; Winter = 0.75.",null,null,null,null,null,null,null,null,null,null,null,null,null,25,"SA Yadnarie25","SA Yadnarie"]
[null,null,null,"Power factors: Summer = 0.97, leading; Winter = 0.97, leading.",null,null,null,null,null,null,null,null,null,null,null,null,null,26,"SA Yadnarie26","SA Yadnarie"]
[null,null,null,null,null,null,null,null,null,null,null,null,null,null,null,null,null,{"$f":"MOD(ROW(Q1828)-4,31)+1","v":27},"SA Yadnarie27","SA Yadnarie"]
[null,null,null,null,null,null,null,null,null,null,null,null,null,null,null,null,null,28,"SA Yadnarie28",{"$f":"T1828","v":"SA Yadnarie"}]
[null,null,null,null,null,null,null,null,null,null,null,null,null,null,null,null,null,29,"SA Yadnarie29","SA Yadnarie"]
[null,null,null,null,null,null,null,null,null,null,null,null,null,null,null,null,null,30,"SA Yadnarie30","SA Yadnarie"]
[null,null,null,null,null,null,null,null,null,null,null,null,null,null,null,null,null,31,"SA Yadnarie31","SA Yadnarie"]
[null,null,"SA Western Suburbs",null,null,null,null,null,null,null,null,null,null,null,null,null,null,1,"SA Western Suburbs1",{"$f":"C1833","v":"SA Western Suburbs"}]
[null,null,null,null,null,null,null,null,null,null,null,null,null,null,null,null,null,2,"SA Western Suburbs2",{"$f":"T1833","v":"SA Western Suburbs"}]
[null,null,null,"MAIN SECTORS",null,null,null,null,null,null,null,null,null,null,null,null,null,3,"SA Western Suburbs3","SA Western Suburbs"]
[null,null,null,"Predominantly industrial, residential and commercial area",null,null,null,null,null,null,null,null,null,null,null,null,null,4,"SA Western Suburbs4","SA Western Suburbs"]
[null,null,null,null,null,null,null,null,null,null,null,null,null,null,null,null,null,5,"SA Western Suburbs5","SA Western Suburbs"]
[null,null,null,null,null,null,null,null,null,null,null,null,null,null,null,null,null,6,"SA Western Suburbs6","SA Western Suburbs"]
[null,null,null,null,null,null,null,null,null,null,null,null,null,null,null,null,null,7,"SA Western Suburbs7","SA Western Suburbs"]
[null,null,null,null,null,null,null,null,null,null,null,null,null,null,null,null,null,8,"SA Western Suburbs8","SA Western Suburbs"]
[null,null,null,"MEDIUM SCENARIO",null,null,null,null,null,null,null,null,null,null,null,null,null,9,"SA Western Suburbs9","SA Western Suburbs"]
[null,null,null,"Summer",null,null,null,null,null,null,null,null,null,null,null,null,null,10,"SA Western Suburbs10","SA Western Suburbs"]
[null,null,null,"Temperature corrected actuals have decreased over the historical period.",null,null,null,null,null,null,null,null,null,null,null,null,null,11,"SA Western Suburbs11","SA Western Suburbs"]
[null,null,null,"Forecast demand is decreasing over the outlook period.",null,null,null,null,null,null,null,null,null,null,null,null,null,12,"SA Western Suburbs12","SA Western Suburbs"]
[null,null,null,"The 10% POE offset for PV ranges from 7.1% to 17.2% between 2017 and 2026.",null,null,null,null,null,null,null,null,null,null,null,null,null,13,"SA Western Suburbs13","SA Western Suburbs"]
[null,null,null,null,null,null,null,null,null,null,null,null,null,null,null,null,null,14,"SA Western Suburbs14","SA Western Suburbs"]
[null,null,null,null,null,null,null,null,null,null,null,null,null,null,null,null,null,15,"SA Western Suburbs15","SA Western Suburbs"]
[null,null,null,"Winter",null,null,null,null,null,null,null,null,null,null,null,null,null,16,"SA Western Suburbs16","SA Western Suburbs"]
[null,null,null,"Temperature corrected actuals have decreased over the historical period.",null,null,null,null,null,null,null,null,null,null,null,null,null,17,"SA Western Suburbs17","SA Western Suburbs"]
[null,null,null,"Forecast demand is decreasing over the outlook period.",null,null,null,null,null,null,null,null,null,null,null,null,null,18,"SA Western Suburbs18","SA Western Suburbs"]
[null,null,null,"The 10% POE offset for PV is zero.",null,null,null,null,null,null,null,null,null,null,null,null,null,19,"SA Western Suburbs19","SA Western Suburbs"]
[null,null,null,null,null,null,null,null,null,null,null,null,null,null,null,null,null,20,"SA Western Suburbs20","SA Western Suburbs"]
[null,null,null,null,null,null,null,null,null,null,null,null,null,null,null,null,null,21,"SA Western Suburbs21","SA Western Suburbs"]
[null,null,null,"Other",null,null,null,null,null,null,null,null,null,null,null,null,null,22,"SA Western Suburbs22","SA Western Suburbs"]
[null,null,null,"The Western Suburbs network supplies the region from the Adelaide metropolitan coast, south to West Beach, extending",null,null,null,null,null,null,null,null,null,null,null,null,null,23,"SA Western Suburbs23","SA Western Suburbs"]
[null,null,null,"south-east to Richmond, north-east to Kilburn, and northwest to the LeFevre Peninsula.",null,null,null,null,null,null,null,null,null,null,null,null,null,24,"SA Western Suburbs24","SA Western Suburbs"]
[null,null,null,"The impact of the following embedded generator(s) has been removed in the forecasts; Wingfield 1 and 2.",null,null,null,null,null,null,null,null,null,null,null,null,null,25,"SA Western Suburbs25","SA Western Suburbs"]
[null,null,null,"Demand is weather sensitive in summer and winter.",null,null,null,null,null,null,null,null,null,null,null,null,null,26,"SA Western Suburbs26","SA Western Suburbs"]
[null,null,null,"Diversity factors: Summer = 0.93; Winter = 1.",null,null,null,null,null,null,null,null,null,null,null,null,null,27,"SA Western Suburbs27","SA Western Suburbs"]
[null,null,null,"Power factors: Summer = 1, lagging; Winter = 0.98, lagging.",null,null,null,null,null,null,null,null,null,null,null,null,null,28,"SA Western Suburbs28","SA Western Suburbs"]
[null,null,null,null,null,null,null,null,null,null,null,null,null,null,null,null,null,29,{"$f":"T1861&R1861","v":"SA Western Suburbs29"},"SA Western Suburbs"]
[null,null,null,null,null,null,null,null,null,null,null,null,null,null,null,null,null,30,"SA Western Suburbs30","SA Western Suburbs"]
[null,null,null,null,null,null,null,null,null,null,null,null,null,null,null,null,null,31,"SA Western Suburbs31","SA Western Suburbs"]
[null,null,"SA Whyalla and Whyalla Central",null,null,null,null,null,null,null,null,null,null,null,null,null,null,1,"SA Whyalla and Whyalla Central1",{"$f":"C1864","v":"SA Whyalla and Whyalla Central"}]
[null,null,null,null,null,null,null,null,null,null,null,null,null,null,null,null,null,2,"SA Whyalla and Whyalla Central2",{"$f":"T1864","v":"SA Whyalla and Whyalla Central"}]
[null,null,null,"MAIN SECTORS",null,null,null,null,null,null,null,null,null,null,null,null,null,3,"SA Whyalla and Whyalla Central3","SA Whyalla and Whyalla Central"]
[null,null,null,"Parkland with residential and commercial area nearby",null,null,null,null,null,null,null,null,null,null,null,null,null,4,"SA Whyalla and Whyalla Central4","SA Whyalla and Whyalla Central"]
[null,null,null,null,null,null,null,null,null,null,null,null,null,null,null,null,null,5,"SA Whyalla and Whyalla Central5","SA Whyalla and Whyalla Central"]
[null,null,null,null,null,null,null,null,null,null,null,null,null,null,null,null,null,6,"SA Whyalla and Whyalla Central6","SA Whyalla and Whyalla Central"]
[null,null,null,null,null,null,null,null,null,null,null,null,null,null,null,null,null,7,"SA Whyalla and Whyalla Central7","SA Whyalla and Whyalla Central"]
[null,null,null,null,null,null,null,null,null,null,null,null,null,null,null,null,null,8,"SA Whyalla and Whyalla Central8","SA Whyalla and Whyalla Central"]
[null,null,null,"MEDIUM SCENARIO",null,null,null,null,null,null,null,null,null,null,null,null,null,9,"SA Whyalla and Whyalla Central9","SA Whyalla and Whyalla Central"]
[null,null,null,"Summer",null,null,null,null,null,null,null,null,null,null,null,null,null,10,"SA Whyalla and Whyalla Central10","SA Whyalla and Whyalla Central"]
[null,null,null,"Temperature corrected actuals have fluctuated over the historical period.",null,null,null,null,null,null,null,null,null,null,null,null,null,11,"SA Whyalla and Whyalla Central11","SA Whyalla and Whyalla Central"]
[null,null,null,"Forecast demand is decreasing over the outlook period.",null,null,null,null,null,null,null,null,null,null,null,null,null,12,"SA Whyalla and Whyalla Central12","SA Whyalla and Whyalla Central"]
[null,null,null,"The 10% POE offset for PV ranges from 4.8% to 7.2% between 2017 and 2026.",null,null,null,null,null,null,null,null,null,null,null,null,null,13,"SA Whyalla and Whyalla Central13","SA Whyalla and Whyalla Central"]
[null,null,null,null,null,null,null,null,null,null,null,null,null,null,null,null,null,14,"SA Whyalla and Whyalla Central14","SA Whyalla and Whyalla Central"]
[null,null,null,null,null,null,null,null,null,null,null,null,null,null,null,null,null,15,"SA Whyalla and Whyalla Central15","SA Whyalla and Whyalla Central"]
[null,null,null,"Winter",null,null,null,null,null,null,null,null,null,null,null,null,null,16,"SA Whyalla and Whyalla Central16","SA Whyalla and Whyalla Central"]
[null,null,null,"Temperature corrected actuals have increased since 2009.",null,null,null,null,null,null,null,null,null,null,null,null,null,17,"SA Whyalla and Whyalla Central17","SA Whyalla and Whyalla Central"]
[null,null,null,"Forecast demand is relatively flat over the outlook period.",null,null,null,null,null,null,null,null,null,null,null,null,null,18,"SA Whyalla and Whyalla Central18","SA Whyalla and Whyalla Central"]
[null,null,null,"The 10% POE offset for PV is zero.",null,null,null,null,null,null,null,null,null,null,null,null,null,19,"SA Whyalla and Whyalla Central19","SA Whyalla and Whyalla Central"]
[null,null,null,null,null,null,null,null,null,null,null,null,null,null,null,null,null,20,"SA Whyalla and Whyalla Central20","SA Whyalla and Whyalla Central"]
[null,null,null,null,null,null,null,null,null,null,null,null,null,null,null,null,null,21,"SA Whyalla and Whyalla Central21","SA Whyalla and Whyalla Central"]
[null,null,null,"Other",null,null,null,null,null,null,null,null,null,null,null,null,null,22,"SA Whyalla and Whyalla Central22","SA Whyalla and Whyalla Central"]
[null,null,null,"Supplies Whyalla.",null,null,null,null,null,null,null,null,null,null,null,null,null,23,"SA Whyalla and Whyalla Central23","SA Whyalla and Whyalla Central"]
[null,null,null,"Demand is weather sensitive in summer and winter.",null,null,null,null,null,null,null,null,null,null,null,null,null,24,"SA Whyalla and Whyalla Central24","SA Whyalla and Whyalla Central"]
[null,null,null,"Diversity factors: Summer = 0.76; Winter = 0.84.",null,null,null,null,null,null,null,null,null,null,null,null,null,25,"SA Whyalla and Whyalla Central25","SA Whyalla and Whyalla Central"]
[null,null,null,"Power factors: Summer = 0.95, lagging; Winter = 0.96, lagging.",null,null,null,null,null,null,null,null,null,null,null,null,null,26,"SA Whyalla and Whyalla Central26","SA Whyalla and Whyalla Central"]
[null,null,null,null,null,null,null,null,null,null,null,null,null,null,null,null,null,27,"SA Whyalla and Whyalla Central27","SA Whyalla and Whyalla Central"]
[null,null,null,null,null,null,null,null,null,null,null,null,null,null,null,null,null,28,"SA Whyalla and Whyalla Central28","SA Whyalla and Whyalla Central"]
[null,null,null,null,null,null,null,null,null,null,null,null,null,null,null,null,null,{"$f":"MOD(ROW(Q1892)-4,31)+1","v":29},"SA Whyalla and Whyalla Central29","SA Whyalla and Whyalla Central"]
[null,null,null,null,null,null,null,null,null,null,null,null,null,null,null,null,null,30,"SA Whyalla and Whyalla Central30",{"$f":"T1892","v":"SA Whyalla and Whyalla Central"}]
[null,null,null,null,null,null,null,null,null,null,null,null,null,null,null,null,null,31,"SA Whyalla and Whyalla Central31","SA Whyalla and Whyalla Central"]
[null,null,null,null,null,null,null,null,null,null,null,null,null,null,null,null,null,1,"01",{"$f":"C1895","v":0}]
[null,null,null,null,null,null,null,null,null,null,null,null,null,null,null,null,null,2,"02",{"$f":"T1895","v":0}]
[null,null,null,null,null,null,null,null,null,null,null,null,null,null,null,null,null,3,"03",0]
[null,null,null,null,null,null,null,null,null,null,null,null,null,null,null,null,null,4,"04",0]
[null,null,null,null,null,null,null,null,null,null,null,null,null,null,null,null,null,5,"05",0]
[null,null,null,null,null,null,null,null,null,null,null,null,null,null,null,null,null,6,"06",0]
[null,null,null,null,null,null,null,null,null,null,null,null,null,null,null,null,null,7,"07",0]
[null,null,null,null,null,null,null,null,null,null,null,null,null,null,null,null,null,8,"08",0]
[null,null,null,null,null,null,null,null,null,null,null,null,null,null,null,null,null,9,"09",0]
[null,null,null,null,null,null,null,null,null,null,null,null,null,null,null,null,null,10,"010",0]
[null,null,null,null,null,null,null,null,null,null,null,null,null,null,null,null,null,11,"011",0]
[null,null,null,null,null,null,null,null,null,null,null,null,null,null,null,null,null,12,"012",0]
[null,null,null,null,null,null,null,null,null,null,null,null,null,null,null,null,null,13,"013",0]
[null,null,null,null,null,null,null,null,null,null,null,null,null,null,null,null,null,14,"014",0]
[null,null,null,null,null,null,null,null,null,null,null,null,null,null,null,null,null,15,"015",0]
[null,null,null,null,null,null,null,null,null,null,null,null,null,null,null,null,null,16,"016",0]
[null,null,null,null,null,null,null,null,null,null,null,null,null,null,null,null,null,17,"017",0]
[null,null,null,null,null,null,null,null,null,null,null,null,null,null,null,null,null,18,"018",0]
[null,null,null,null,null,null,null,null,null,null,null,null,null,null,null,null,null,19,"019",0]
[null,null,null,null,null,null,null,null,null,null,null,null,null,null,null,null,null,20,"020",0]
[null,null,null,null,null,null,null,null,null,null,null,null,null,null,null,null,null,21,"021",0]
[null,null,null,null,null,null,null,null,null,null,null,null,null,null,null,null,null,22,"022",0]
[null,null,null,null,null,null,null,null,null,null,null,null,null,null,null,null,null,23,"023",0]
[null,null,null,null,null,null,null,null,null,null,null,null,null,null,null,null,null,24,"024",0]
[null,null,null,null,null,null,null,null,null,null,null,null,null,null,null,null,null,25,"025",0]
[null,null,null,null,null,null,null,null,null,null,null,null,null,null,null,null,null,26,"026",0]
[null,null,null,null,null,null,null,null,null,null,null,null,null,null,null,null,null,27,"027",0]
[null,null,null,null,null,null,null,null,null,null,null,null,null,null,null,null,null,28,"028",0]
[null,null,null,null,null,null,null,null,null,null,null,null,null,null,null,null,null,29,"029",0]
[null,null,null,null,null,null,null,null,null,null,null,null,null,null,null,null,null,30,"030",0]
[null,null,null,null,null,null,null,null,null,null,null,null,null,null,null,null,null,31,{"$f":"T1925&R1925","v":"031"},0]
[null,null,null,null,null,null,null,null,null,null,null,null,null,null,null,null,null,1,"01",{"$f":"C1926","v":0}]
[null,null,null,null,null,null,null,null,null,null,null,null,null,null,null,null,null,2,"02",{"$f":"T1926","v":0}]
[null,null,null,null,null,null,null,null,null,null,null,null,null,null,null,null,null,3,"03",0]
[null,null,null,null,null,null,null,null,null,null,null,null,null,null,null,null,null,4,"04",0]
[null,null,null,null,null,null,null,null,null,null,null,null,null,null,null,null,null,5,"05",0]
[null,null,null,null,null,null,null,null,null,null,null,null,null,null,null,null,null,6,"06",0]
[null,null,null,null,null,null,null,null,null,null,null,null,null,null,null,null,null,7,"07",0]
[null,null,null,null,null,null,null,null,null,null,null,null,null,null,null,null,null,8,"08",0]
[null,null,null,null,null,null,null,null,null,null,null,null,null,null,null,null,null,9,"09",0]
[null,null,null,null,null,null,null,null,null,null,null,null,null,null,null,null,null,10,"010",0]
[null,null,null,null,null,null,null,null,null,null,null,null,null,null,null,null,null,11,"011",0]
[null,null,null,null,null,null,null,null,null,null,null,null,null,null,null,null,null,12,"012",0]
[null,null,null,null,null,null,null,null,null,null,null,null,null,null,null,null,null,13,"013",0]
[null,null,null,null,null,null,null,null,null,null,null,null,null,null,null,null,null,14,"014",0]
[null,null,null,null,null,null,null,null,null,null,null,null,null,null,null,null,null,15,"015",0]
[null,null,null,null,null,null,null,null,null,null,null,null,null,null,null,null,null,16,"016",0]
[null,null,null,null,null,null,null,null,null,null,null,null,null,null,null,null,null,17,"017",0]
[null,null,null,null,null,null,null,null,null,null,null,null,null,null,null,null,null,18,"018",0]
[null,null,null,null,null,null,null,null,null,null,null,null,null,null,null,null,null,19,"019",0]
[null,null,null,null,null,null,null,null,null,null,null,null,null,null,null,null,null,20,"020",0]
[null,null,null,null,null,null,null,null,null,null,null,null,null,null,null,null,null,21,"021",0]
[null,null,null,null,null,null,null,null,null,null,null,null,null,null,null,null,null,22,"022",0]
[null,null,null,null,null,null,null,null,null,null,null,null,null,null,null,null,null,23,"023",0]
[null,null,null,null,null,null,null,null,null,null,null,null,null,null,null,null,null,24,"024",0]
[null,null,null,null,null,null,null,null,null,null,null,null,null,null,null,null,null,25,"025",0]
[null,null,null,null,null,null,null,null,null,null,null,null,null,null,null,null,null,26,"026",0]
[null,null,null,null,null,null,null,null,null,null,null,null,null,null,null,null,null,27,"027",0]
[null,null,null,null,null,null,null,null,null,null,null,null,null,null,null,null,null,28,"028",0]
[null,null,null,null,null,null,null,null,null,null,null,null,null,null,null,null,null,29,"029",0]
[null,null,null,null,null,null,null,null,null,null,null,null,null,null,null,null,null,30,"030",0]
[null,null,null,null,null,null,null,null,null,null,null,null,null,null,null,null,null,{"$f":"MOD(ROW(Q1956)-4,31)+1","v":31},"031",0]
[null,null,null,null,null,null,null,null,null,null,null,null,null,null,null,null,null,1,"01",{"$f":"C1957","v":0}]
[null,null,null,null,null,null,null,null,null,null,null,null,null,null,null,null,null,2,"02",{"$f":"T1957","v":0}]
[null,null,null,null,null,null,null,null,null,null,null,null,null,null,null,null,null,3,"03",0]
[null,null,null,null,null,null,null,null,null,null,null,null,null,null,null,null,null,4,"04",0]
[null,null,null,null,null,null,null,null,null,null,null,null,null,null,null,null,null,5,"05",0]
[null,null,null,null,null,null,null,null,null,null,null,null,null,null,null,null,null,6,"06",0]
[null,null,null,null,null,null,null,null,null,null,null,null,null,null,null,null,null,7,"07",0]
[null,null,null,null,null,null,null,null,null,null,null,null,null,null,null,null,null,8,"08",0]
[null,null,null,null,null,null,null,null,null,null,null,null,null,null,null,null,null,9,"09",0]
[null,null,null,null,null,null,null,null,null,null,null,null,null,null,null,null,null,10,"010",0]
[null,null,null,null,null,null,null,null,null,null,null,null,null,null,null,null,null,11,"011",0]
[null,null,null,null,null,null,null,null,null,null,null,null,null,null,null,null,null,12,"012",0]
[null,null,null,null,null,null,null,null,null,null,null,null,null,null,null,null,null,13,"013",0]
[null,null,null,null,null,null,null,null,null,null,null,null,null,null,null,null,null,14,"014",0]
[null,null,null,null,null,null,null,null,null,null,null,null,null,null,null,null,null,15,"015",0]
[null,null,null,null,null,null,null,null,null,null,null,null,null,null,null,null,null,16,"016",0]
[null,null,null,null,null,null,null,null,null,null,null,null,null,null,null,null,null,17,"017",0]
[null,null,null,null,null,null,null,null,null,null,null,null,null,null,null,null,null,18,"018",0]
[null,null,null,null,null,null,null,null,null,null,null,null,null,null,null,null,null,19,"019",0]
[null,null,null,null,null,null,null,null,null,null,null,null,null,null,null,null,null,20,"020",0]
[null,null,null,null,null,null,null,null,null,null,null,null,null,null,null,null,null,21,"021",0]
[null,null,null,null,null,null,null,null,null,null,null,null,null,null,null,null,null,22,"022",0]
[null,null,null,null,null,null,null,null,null,null,null,null,null,null,null,null,null,23,"023",0]
[null,null,null,null,null,null,null,null,null,null,null,null,null,null,null,null,null,24,"024",0]
[null,null,null,null,null,null,null,null,null,null,null,null,null,null,null,null,null,25,"025",0]
[null,null,null,null,null,null,null,null,null,null,null,null,null,null,null,null,null,26,"026",0]
[null,null,null,null,null,null,null,null,null,null,null,null,null,null,null,null,null,27,"027",0]
[null,null,null,null,null,null,null,null,null,null,null,null,null,null,null,null,null,28,"028",0]
[null,null,null,null,null,null,null,null,null,null,null,null,null,null,null,null,null,29,"029",0]
[null,null,null,null,null,null,null,null,null,null,null,null,null,null,null,null,null,30,"030",0]
[null,null,null,null,null,null,null,null,null,null,null,null,null,null,null,null,null,31,"031",0]
[null,null,null,null,null,null,null,null,null,null,null,null,null,null,null,null,null,1,"01",{"$f":"C1988","v":0}]
[null,null,null,null,null,null,null,null,null,null,null,null,null,null,null,null,null,2,{"$f":"T1989&R1989","v":"02"},{"$f":"T1988","v":0}]
[null,null,null,null,null,null,null,null,null,null,null,null,null,null,null,null,null,3,"03",0]
[null,null,null,null,null,null,null,null,null,null,null,null,null,null,null,null,null,4,"04",0]
[null,null,null,null,null,null,null,null,null,null,null,null,null,null,null,null,null,5,"05",0]
[null,null,null,null,null,null,null,null,null,null,null,null,null,null,null,null,null,6,"06",0]
[null,null,null,null,null,null,null,null,null,null,null,null,null,null,null,null,null,7,"07",0]
[null,null,null,null,null,null,null,null,null,null,null,null,null,null,null,null,null,8,"08",0]
[null,null,null,null,null,null,null,null,null,null,null,null,null,null,null,null,null,9,"09",0]
[null,null,null,null,null,null,null,null,null,null,null,null,null,null,null,null,null,10,"010",0]
[null,null,null,null,null,null,null,null,null,null,null,null,null,null,null,null,null,11,"011",0]
[null,null,null,null,null,null,null,null,null,null,null,null,null,null,null,null,null,12,"012",0]
[null,null,null,null,null,null,null,null,null,null,null,null,null,null,null,null,null,13,"013",0]
[null,null,null,null,null,null,null,null,null,null,null,null,null,null,null,null,null,14,"014",0]
[null,null,null,null,null,null,null,null,null,null,null,null,null,null,null,null,null,15,"015",0]
[null,null,null,null,null,null,null,null,null,null,null,null,null,null,null,null,null,16,"016",0]
[null,null,null,null,null,null,null,null,null,null,null,null,null,null,null,null,null,17,"017",0]
[null,null,null,null,null,null,null,null,null,null,null,null,null,null,null,null,null,18,"018",0]
[null,null,null,null,null,null,null,null,null,null,null,null,null,null,null,null,null,19,"019",0]
[null,null,null,null,null,null,null,null,null,null,null,null,null,null,null,null,null,20,"020",0]
[null,null,null,null,null,null,null,null,null,null,null,null,null,null,null,null,null,21,"021",0]
[null,null,null,null,null,null,null,null,null,null,null,null,null,null,null,null,null,22,"022",0]
[null,null,null,null,null,null,null,null,null,null,null,null,null,null,null,null,null,23,"023",0]
[null,null,null,null,null,null,null,null,null,null,null,null,null,null,null,null,null,24,"024",0]
[null,null,null,null,null,null,null,null,null,null,null,null,null,null,null,null,null,25,"025",0]
[null,null,null,null,null,null,null,null,null,null,null,null,null,null,null,null,null,26,"026",0]
[null,null,null,null,null,null,null,null,null,null,null,null,null,null,null,null,null,27,"027",0]
[null,null,null,null,null,null,null,null,null,null,null,null,null,null,null,null,null,28,"028",0]
[null,null,null,null,null,null,null,null,null,null,null,null,null,null,null,null,null,29,"029",0]
[null,null,null,null,null,null,null,null,null,null,null,null,null,null,null,null,null,30,"030",0]
[null,null,null,null,null,null,null,null,null,null,null,null,null,null,null,null,null,31,"031",0]
[null,null,null,null,null,null,null,null,null,null,null,null,null,null,null,null,null,1,"01",{"$f":"C2019","v":0}]
[null,null,null,null,null,null,null,null,null,null,null,null,null,null,null,null,null,{"$f":"MOD(ROW(Q2020)-4,31)+1","v":2},"02",{"$f":"T2019","v":0}]
[null,null,null,null,null,null,null,null,null,null,null,null,null,null,null,null,null,3,"03",0]
[null,null,null,null,null,null,null,null,null,null,null,null,null,null,null,null,null,4,"04",{"$f":"T2021","v":0}]
[null,null,null,null,null,null,null,null,null,null,null,null,null,null,null,null,null,5,"05",0]
[null,null,null,null,null,null,null,null,null,null,null,null,null,null,null,null,null,6,"06",0]
[null,null,null,null,null,null,null,null,null,null,null,null,null,null,null,null,null,7,"07",0]
[null,null,null,null,null,null,null,null,null,null,null,null,null,null,null,null,null,8,"08",0]
[null,null,null,null,null,null,null,null,null,null,null,null,null,null,null,null,null,9,"09",0]
[null,null,null,null,null,null,null,null,null,null,null,null,null,null,null,null,null,10,"010",0]
[null,null,null,null,null,null,null,null,null,null,null,null,null,null,null,null,null,11,"011",0]
[null,null,null,null,null,null,null,null,null,null,null,null,null,null,null,null,null,12,"012",0]
[null,null,null,null,null,null,null,null,null,null,null,null,null,null,null,null,null,13,"013",0]
[null,null,null,null,null,null,null,null,null,null,null,null,null,null,null,null,null,14,"014",0]
[null,null,null,null,null,null,null,null,null,null,null,null,null,null,null,null,null,15,"015",0]
[null,null,null,null,null,null,null,null,null,null,null,null,null,null,null,null,null,16,"016",0]
[null,null,null,null,null,null,null,null,null,null,null,null,null,null,null,null,null,17,"017",0]
[null,null,null,null,null,null,null,null,null,null,null,null,null,null,null,null,null,18,"018",0]
[null,null,null,null,null,null,null,null,null,null,null,null,null,null,null,null,null,19,"019",0]
[null,null,null,null,null,null,null,null,null,null,null,null,null,null,null,null,null,20,"020",0]
[null,null,null,null,null,null,null,null,null,null,null,null,null,null,null,null,null,21,"021",0]
[null,null,null,null,null,null,null,null,null,null,null,null,null,null,null,null,null,22,"022",0]
[null,null,null,null,null,null,null,null,null,null,null,null,null,null,null,null,null,23,"023",0]
[null,null,null,null,null,null,null,null,null,null,null,null,null,null,null,null,null,24,"024",0]
[null,null,null,null,null,null,null,null,null,null,null,null,null,null,null,null,null,25,"025",0]
[null,null,null,null,null,null,null,null,null,null,null,null,null,null,null,null,null,26,"026",0]
[null,null,null,null,null,null,null,null,null,null,null,null,null,null,null,null,null,27,"027",0]
[null,null,null,null,null,null,null,null,null,null,null,null,null,null,null,null,null,28,"028",0]
[null,null,null,null,null,null,null,null,null,null,null,null,null,null,null,null,null,29,"029",0]
[null,null,null,null,null,null,null,null,null,null,null,null,null,null,null,null,null,30,"030",0]
[null,null,null,null,null,null,null,null,null,null,null,null,null,null,null,null,null,31,"031",0]
[null,null,null,null,null,null,null,null,null,null,null,null,null,null,null,null,null,1,"01",{"$f":"C2050","v":0}]
[null,null,null,null,null,null,null,null,null,null,null,null,null,null,null,null,null,2,"02",{"$f":"T2050","v":0}]
[null,null,null,null,null,null,null,null,null,null,null,null,null,null,null,null,null,3,"03",0]
[null,null,null,null,null,null,null,null,null,null,null,null,null,null,null,null,null,4,{"$f":"T2053&R2053","v":"04"},0]
[null,null,null,null,null,null,null,null,null,null,null,null,null,null,null,null,null,5,"05",0]
[null,null,null,null,null,null,null,null,null,null,null,null,null,null,null,null,null,6,"06",0]
[null,null,null,null,null,null,null,null,null,null,null,null,null,null,null,null,null,7,"07",0]
[null,null,null,null,null,null,null,null,null,null,null,null,null,null,null,null,null,8,"08",0]
[null,null,null,null,null,null,null,null,null,null,null,null,null,null,null,null,null,9,"09",0]
[null,null,null,null,null,null,null,null,null,null,null,null,null,null,null,null,null,10,"010",0]
[null,null,null,null,null,null,null,null,null,null,null,null,null,null,null,null,null,11,"011",0]
[null,null,null,null,null,null,null,null,null,null,null,null,null,null,null,null,null,12,"012",0]
[null,null,null,null,null,null,null,null,null,null,null,null,null,null,null,null,null,13,"013",0]
[null,null,null,null,null,null,null,null,null,null,null,null,null,null,null,null,null,14,"014",0]
[null,null,null,null,null,null,null,null,null,null,null,null,null,null,null,null,null,15,"015",0]
[null,null,null,null,null,null,null,null,null,null,null,null,null,null,null,null,null,16,"016",0]
[null,null,null,null,null,null,null,null,null,null,null,null,null,null,null,null,null,17,"017",0]
[null,null,null,null,null,null,null,null,null,null,null,null,null,null,null,null,null,18,"018",0]
[null,null,null,null,null,null,null,null,null,null,null,null,null,null,null,null,null,19,"019",0]
[null,null,null,null,null,null,null,null,null,null,null,null,null,null,null,null,null,20,"020",0]
[null,null,null,null,null,null,null,null,null,null,null,null,null,null,null,null,null,21,"021",0]
[null,null,null,null,null,null,null,null,null,null,null,null,null,null,null,null,null,22,"022",0]
[null,null,null,null,null,null,null,null,null,null,null,null,null,null,null,null,null,23,"023",0]
[null,null,null,null,null,null,null,null,null,null,null,null,null,null,null,null,null,24,"024",0]
[null,null,null,null,null,null,null,null,null,null,null,null,null,null,null,null,null,25,"025",0]
[null,null,null,null,null,null,null,null,null,null,null,null,null,null,null,null,null,26,"026",0]
[null,null,null,null,null,null,null,null,null,null,null,null,null,null,null,null,null,27,"027",0]
[null,null,null,null,null,null,null,null,null,null,null,null,null,null,null,null,null,28,"028",0]
[null,null,null,null,null,null,null,null,null,null,null,null,null,null,null,null,null,29,"029",0]
[null,null,null,null,null,null,null,null,null,null,null,null,null,null,null,null,null,30,"030",0]
[null,null,null,null,null,null,null,null,null,null,null,null,null,null,null,null,null,31,"031",0]
[null,null,null,null,null,null,null,null,null,null,null,null,null,null,null,null,null,1,"01",{"$f":"C2081","v":0}]
[null,null,null,null,null,null,null,null,null,null,null,null,null,null,null,null,null,2,"02",{"$f":"T2081","v":0}]
[null,null,null,null,null,null,null,null,null,null,null,null,null,null,null,null,null,3,"03",0]
[null,null,null,null,null,null,null,null,null,null,null,null,null,null,null,null,null,{"$f":"MOD(ROW(Q2084)-4,31)+1","v":4},"04",0]
[null,null,null,null,null,null,null,null,null,null,null,null,null,null,null,null,null,5,"05",0]
[null,null,null,null,null,null,null,null,null,null,null,null,null,null,null,null,null,6,"06",{"$f":"T2085","v":0}]
[null,null,null,null,null,null,null,null,null,null,null,null,null,null,null,null,null,7,"07",0]
[null,null,null,null,null,null,null,null,null,null,null,null,null,null,null,null,null,8,"08",0]
[null,null,null,null,null,null,null,null,null,null,null,null,null,null,null,null,null,9,"09",0]
[null,null,null,null,null,null,null,null,null,null,null,null,null,null,null,null,null,10,"010",0]
[null,null,null,null,null,null,null,null,null,null,null,null,null,null,null,null,null,11,"011",0]
[null,null,null,null,null,null,null,null,null,null,null,null,null,null,null,null,null,12,"012",0]
[null,null,null,null,null,null,null,null,null,null,null,null,null,null,null,null,null,13,"013",0]
[null,null,null,null,null,null,null,null,null,null,null,null,null,null,null,null,null,14,"014",0]
[null,null,null,null,null,null,null,null,null,null,null,null,null,null,null,null,null,15,"015",0]
[null,null,null,null,null,null,null,null,null,null,null,null,null,null,null,null,null,16,"016",0]
[null,null,null,null,null,null,null,null,null,null,null,null,null,null,null,null,null,17,"017",0]
[null,null,null,null,null,null,null,null,null,null,null,null,null,null,null,null,null,18,"018",0]
[null,null,null,null,null,null,null,null,null,null,null,null,null,null,null,null,null,19,"019",0]
[null,null,null,null,null,null,null,null,null,null,null,null,null,null,null,null,null,20,"020",0]
[null,null,null,null,null,null,null,null,null,null,null,null,null,null,null,null,null,21,"021",0]
[null,null,null,null,null,null,null,null,null,null,null,null,null,null,null,null,null,22,"022",0]
[null,null,null,null,null,null,null,null,null,null,null,null,null,null,null,null,null,23,"023",0]
[null,null,null,null,null,null,null,null,null,null,null,null,null,null,null,null,null,24,"024",0]
[null,null,null,null,null,null,null,null,null,null,null,null,null,null,null,null,null,25,"025",0]
[null,null,null,null,null,null,null,null,null,null,null,null,null,null,null,null,null,26,"026",0]
[null,null,null,null,null,null,null,null,null,null,null,null,null,null,null,null,null,27,"027",0]
[null,null,null,null,null,null,null,null,null,null,null,null,null,null,null,null,null,28,"028",0]
[null,null,null,null,null,null,null,null,null,null,null,null,null,null,null,null,null,29,"029",0]
[null,null,null,null,null,null,null,null,null,null,null,null,null,null,null,null,null,30,"030",0]
[null,null,null,null,null,null,null,null,null,null,null,null,null,null,null,null,null,31,"031",0]
[null,null,null,null,null,null,null,null,null,null,null,null,null,null,null,null,null,1,"01",{"$f":"C2112","v":0}]
[null,null,null,null,null,null,null,null,null,null,null,null,null,null,null,null,null,2,"02",{"$f":"T2112","v":0}]
[null,null,null,null,null,null,null,null,null,null,null,null,null,null,null,null,null,3,"03",0]
[null,null,null,null,null,null,null,null,null,null,null,null,null,null,null,null,null,4,"04",0]
[null,null,null,null,null,null,null,null,null,null,null,null,null,null,null,null,null,5,"05",0]
[null,null,null,null,null,null,null,null,null,null,null,null,null,null,null,null,null,6,{"$f":"T2117&R2117","v":"06"},0]
[null,null,null,null,null,null,null,null,null,null,null,null,null,null,null,null,null,7,"07",0]
[null,null,null,null,null,null,null,null,null,null,null,null,null,null,null,null,null,8,"08",0]
[null,null,null,null,null,null,null,null,null,null,null,null,null,null,null,null,null,9,"09",0]
[null,null,null,null,null,null,null,null,null,null,null,null,null,null,null,null,null,10,"010",0]
[null,null,null,null,null,null,null,null,null,null,null,null,null,null,null,null,null,11,"011",0]
[null,null,null,null,null,null,null,null,null,null,null,null,null,null,null,null,null,12,"012",0]
[null,null,null,null,null,null,null,null,null,null,null,null,null,null,null,null,null,13,"013",0]
[null,null,null,null,null,null,null,null,null,null,null,null,null,null,null,null,null,14,"014",0]
[null,null,null,null,null,null,null,null,null,null,null,null,null,null,null,null,null,15,"015",0]
[null,null,null,null,null,null,null,null,null,null,null,null,null,null,null,null,null,16,"016",0]
[null,null,null,null,null,null,null,null,null,null,null,null,null,null,null,null,null,17,"017",0]
[null,null,null,null,null,null,null,null,null,null,null,null,null,null,null,null,null,18,"018",0]
[null,null,null,null,null,null,null,null,null,null,null,null,null,null,null,null,null,19,"019",0]
[null,null,null,null,null,null,null,null,null,null,null,null,null,null,null,null,null,20,"020",0]
[null,null,null,null,null,null,null,null,null,null,null,null,null,null,null,null,null,21,"021",0]
[null,null,null,null,null,null,null,null,null,null,null,null,null,null,null,null,null,22,"022",0]
[null,null,null,null,null,null,null,null,null,null,null,null,null,null,null,null,null,23,"023",0]
[null,null,null,null,null,null,null,null,null,null,null,null,null,null,null,null,null,24,"024",0]
[null,null,null,null,null,null,null,null,null,null,null,null,null,null,null,null,null,25,"025",0]
[null,null,null,null,null,null,null,null,null,null,null,null,null,null,null,null,null,26,"026",0]
[null,null,null,null,null,null,null,null,null,null,null,null,null,null,null,null,null,27,"027",0]
[null,null,null,null,null,null,null,null,null,null,null,null,null,null,null,null,null,28,"028",0]
[null,null,null,null,null,null,null,null,null,null,null,null,null,null,null,null,null,29,"029",0]
[null,null,null,null,null,null,null,null,null,null,null,null,null,null,null,null,null,30,"030",0]
[null,null,null,null,null,null,null,null,null,null,null,null,null,null,null,null,null,31,"031",0]
[null,null,null,null,null,null,null,null,null,null,null,null,null,null,null,null,null,1,"01",{"$f":"C2143","v":0}]
[null,null,null,null,null,null,null,null,null,null,null,null,null,null,null,null,null,2,"02",{"$f":"T2143","v":0}]
[null,null,null,null,null,null,null,null,null,null,null,null,null,null,null,null,null,3,"03",0]
[null,null,null,null,null,null,null,null,null,null,null,null,null,null,null,null,null,4,"04",0]
[null,null,null,null,null,null,null,null,null,null,null,null,null,null,null,null,null,5,"05",0]
[null,null,null,null,null,null,null,null,null,null,null,null,null,null,null,null,null,{"$f":"MOD(ROW(Q2148)-4,31)+1","v":6},"06",0]
[null,null,null,null,null,null,null,null,null,null,null,null,null,null,null,null,null,7,"07",0]
[null,null,null,null,null,null,null,null,null,null,null,null,null,null,null,null,null,8,"08",{"$f":"T2149","v":0}]
[null,null,null,null,null,null,null,null,null,null,null,null,null,null,null,null,null,9,"09",0]
[null,null,null,null,null,null,null,null,null,null,null,null,null,null,null,null,null,10,"010",0]
[null,null,null,null,null,null,null,null,null,null,null,null,null,null,null,null,null,11,"011",0]
[null,null,null,null,null,null,null,null,null,null,null,null,null,null,null,null,null,12,"012",0]
[null,null,null,null,null,null,null,null,null,null,null,null,null,null,null,null,null,13,"013",0]
[null,null,null,null,null,null,null,null,null,null,null,null,null,null,null,null,null,14,"014",0]
[null,null,null,null,null,null,null,null,null,null,null,null,null,null,null,null,null,15,"015",0]
[null,null,null,null,null,null,null,null,null,null,null,null,null,null,null,null,null,16,"016",0]
[null,null,null,null,null,null,null,null,null,null,null,null,null,null,null,null,null,17,"017",0]
[null,null,null,null,null,null,null,null,null,null,null,null,null,null,null,null,null,18,"018",0]
[null,null,null,null,null,null,null,null,null,null,null,null,null,null,null,null,null,19,"019",0]
[null,null,null,null,null,null,null,null,null,null,null,null,null,null,null,null,null,20,"020",0]
[null,null,null,null,null,null,null,null,null,null,null,null,null,null,null,null,null,21,"021",0]
[null,null,null,null,null,null,null,null,null,null,null,null,null,null,null,null,null,22,"022",0]
[null,null,null,null,null,null,null,null,null,null,null,null,null,null,null,null,null,23,"023",0]
[null,null,null,null,null,null,null,null,null,null,null,null,null,null,null,null,null,24,"024",0]
[null,null,null,null,null,null,null,null,null,null,null,null,null,null,null,null,null,25,"025",0]
[null,null,null,null,null,null,null,null,null,null,null,null,null,null,null,null,null,26,"026",0]
[null,null,null,null,null,null,null,null,null,null,null,null,null,null,null,null,null,27,"027",0]
[null,null,null,null,null,null,null,null,null,null,null,null,null,null,null,null,null,28,"028",0]
[null,null,null,null,null,null,null,null,null,null,null,null,null,null,null,null,null,29,"029",0]
[null,null,null,null,null,null,null,null,null,null,null,null,null,null,null,null,null,30,"030",0]
[null,null,null,null,null,null,null,null,null,null,null,null,null,null,null,null,null,31,"031",0]
[null,null,null,null,null,null,null,null,null,null,null,null,null,null,null,null,null,1,"01",{"$f":"C2174","v":0}]
[null,null,null,null,null,null,null,null,null,null,null,null,null,null,null,null,null,2,"02",{"$f":"T2174","v":0}]
[null,null,null,null,null,null,null,null,null,null,null,null,null,null,null,null,null,3,"03",0]
[null,null,null,null,null,null,null,null,null,null,null,null,null,null,null,null,null,4,"04",0]
[null,null,null,null,null,null,null,null,null,null,null,null,null,null,null,null,null,5,"05",0]
[null,null,null,null,null,null,null,null,null,null,null,null,null,null,null,null,null,6,"06",0]
[null,null,null,null,null,null,null,null,null,null,null,null,null,null,null,null,null,7,"07",0]
[null,null,null,null,null,null,null,null,null,null,null,null,null,null,null,null,null,8,{"$f":"T2181&R2181","v":"08"},0]
[null,null,null,null,null,null,null,null,null,null,null,null,null,null,null,null,null,9,"09",0]
[null,null,null,null,null,null,null,null,null,null,null,null,null,null,null,null,null,10,"010",0]
[null,null,null,null,null,null,null,null,null,null,null,null,null,null,null,null,null,11,"011",0]
[null,null,null,null,null,null,null,null,null,null,null,null,null,null,null,null,null,12,"012",0]
[null,null,null,null,null,null,null,null,null,null,null,null,null,null,null,null,null,13,"013",0]
[null,null,null,null,null,null,null,null,null,null,null,null,null,null,null,null,null,14,"014",0]
[null,null,null,null,null,null,null,null,null,null,null,null,null,null,null,null,null,15,"015",0]
[null,null,null,null,null,null,null,null,null,null,null,null,null,null,null,null,null,16,"016",0]
[null,null,null,null,null,null,null,null,null,null,null,null,null,null,null,null,null,17,"017",0]
[null,null,null,null,null,null,null,null,null,null,null,null,null,null,null,null,null,18,"018",0]
[null,null,null,null,null,null,null,null,null,null,null,null,null,null,null,null,null,19,"019",0]
[null,null,null,null,null,null,null,null,null,null,null,null,null,null,null,null,null,20,"020",0]
[null,null,null,null,null,null,null,null,null,null,null,null,null,null,null,null,null,21,"021",0]
[null,null,null,null,null,null,null,null,null,null,null,null,null,null,null,null,null,22,"022",0]
[null,null,null,null,null,null,null,null,null,null,null,null,null,null,null,null,null,23,"023",0]
[null,null,null,null,null,null,null,null,null,null,null,null,null,null,null,null,null,24,"024",0]
[null,null,null,null,null,null,null,null,null,null,null,null,null,null,null,null,null,25,"025",0]
[null,null,null,null,null,null,null,null,null,null,null,null,null,null,null,null,null,26,"026",0]
[null,null,null,null,null,null,null,null,null,null,null,null,null,null,null,null,null,27,"027",0]
[null,null,null,null,null,null,null,null,null,null,null,null,null,null,null,null,null,28,"028",0]
[null,null,null,null,null,null,null,null,null,null,null,null,null,null,null,null,null,29,"029",0]
[null,null,null,null,null,null,null,null,null,null,null,null,null,null,null,null,null,30,"030",0]
[null,null,null,null,null,null,null,null,null,null,null,null,null,null,null,null,null,31,"031",0]
[null,null,null,null,null,null,null,null,null,null,null,null,null,null,null,null,null,1,"01",{"$f":"C2205","v":0}]
[null,null,null,null,null,null,null,null,null,null,null,null,null,null,null,null,null,2,"02",{"$f":"T2205","v":0}]
[null,null,null,null,null,null,null,null,null,null,null,null,null,null,null,null,null,3,"03",0]
[null,null,null,null,null,null,null,null,null,null,null,null,null,null,null,null,null,4,"04",0]
[null,null,null,null,null,null,null,null,null,null,null,null,null,null,null,null,null,5,"05",0]
[null,null,null,null,null,null,null,null,null,null,null,null,null,null,null,null,null,6,"06",0]
[null,null,null,null,null,null,null,null,null,null,null,null,null,null,null,null,null,7,"07",0]
[null,null,null,null,null,null,null,null,null,null,null,null,null,null,null,null,null,{"$f":"MOD(ROW(Q2212)-4,31)+1","v":8},"08",0]
[null,null,null,null,null,null,null,null,null,null,null,null,null,null,null,null,null,9,"09",0]
[null,null,null,null,null,null,null,null,null,null,null,null,null,null,null,null,null,10,"010",{"$f":"T2213","v":0}]
[null,null,null,null,null,null,null,null,null,null,null,null,null,null,null,null,null,11,"011",0]
[null,null,null,null,null,null,null,null,null,null,null,null,null,null,null,null,null,12,"012",0]
[null,null,null,null,null,null,null,null,null,null,null,null,null,null,null,null,null,13,"013",0]
[null,null,null,null,null,null,null,null,null,null,null,null,null,null,null,null,null,14,"014",0]
[null,null,null,null,null,null,null,null,null,null,null,null,null,null,null,null,null,15,"015",0]
[null,null,null,null,null,null,null,null,null,null,null,null,null,null,null,null,null,16,"016",0]
[null,null,null,null,null,null,null,null,null,null,null,null,null,null,null,null,null,17,"017",0]
[null,null,null,null,null,null,null,null,null,null,null,null,null,null,null,null,null,18,"018",0]
[null,null,null,null,null,null,null,null,null,null,null,null,null,null,null,null,null,19,"019",0]
[null,null,null,null,null,null,null,null,null,null,null,null,null,null,null,null,null,20,"020",0]
[null,null,null,null,null,null,null,null,null,null,null,null,null,null,null,null,null,21,"021",0]
[null,null,null,null,null,null,null,null,null,null,null,null,null,null,null,null,null,22,"022",0]
[null,null,null,null,null,null,null,null,null,null,null,null,null,null,null,null,null,23,"023",0]
[null,null,null,null,null,null,null,null,null,null,null,null,null,null,null,null,null,24,"024",0]
[null,null,null,null,null,null,null,null,null,null,null,null,null,null,null,null,null,25,"025",0]
[null,null,null,null,null,null,null,null,null,null,null,null,null,null,null,null,null,26,"026",0]
[null,null,null,null,null,null,null,null,null,null,null,null,null,null,null,null,null,27,"027",0]
[null,null,null,null,null,null,null,null,null,null,null,null,null,null,null,null,null,28,"028",0]
[null,null,null,null,null,null,null,null,null,null,null,null,null,null,null,null,null,29,"029",0]
[null,null,null,null,null,null,null,null,null,null,null,null,null,null,null,null,null,30,"030",0]
[null,null,null,null,null,null,null,null,null,null,null,null,null,null,null,null,null,31,"031",0]
[null,null,null,null,null,null,null,null,null,null,null,null,null,null,null,null,null,1,"01",{"$f":"C2236","v":0}]
[null,null,null,null,null,null,null,null,null,null,null,null,null,null,null,null,null,2,"02",{"$f":"T2236","v":0}]
[null,null,null,null,null,null,null,null,null,null,null,null,null,null,null,null,null,3,"03",0]
[null,null,null,null,null,null,null,null,null,null,null,null,null,null,null,null,null,4,"04",0]
[null,null,null,null,null,null,null,null,null,null,null,null,null,null,null,null,null,5,"05",0]
[null,null,null,null,null,null,null,null,null,null,null,null,null,null,null,null,null,6,"06",0]
[null,null,null,null,null,null,null,null,null,null,null,null,null,null,null,null,null,7,"07",0]
[null,null,null,null,null,null,null,null,null,null,null,null,null,null,null,null,null,8,"08",0]
[null,null,null,null,null,null,null,null,null,null,null,null,null,null,null,null,null,9,"09",0]
[null,null,null,null,null,null,null,null,null,null,null,null,null,null,null,null,null,10,{"$f":"T2245&R2245","v":"010"},0]
[null,null,null,null,null,null,null,null,null,null,null,null,null,null,null,null,null,11,"011",0]
[null,null,null,null,null,null,null,null,null,null,null,null,null,null,null,null,null,12,"012",0]
[null,null,null,null,null,null,null,null,null,null,null,null,null,null,null,null,null,13,"013",0]
[null,null,null,null,null,null,null,null,null,null,null,null,null,null,null,null,null,14,"014",0]
[null,null,null,null,null,null,null,null,null,null,null,null,null,null,null,null,null,15,"015",0]
[null,null,null,null,null,null,null,null,null,null,null,null,null,null,null,null,null,16,"016",0]
[null,null,null,null,null,null,null,null,null,null,null,null,null,null,null,null,null,17,"017",0]
[null,null,null,null,null,null,null,null,null,null,null,null,null,null,null,null,null,18,"018",0]
[null,null,null,null,null,null,null,null,null,null,null,null,null,null,null,null,null,19,"019",0]
[null,null,null,null,null,null,null,null,null,null,null,null,null,null,null,null,null,20,"020",0]
[null,null,null,null,null,null,null,null,null,null,null,null,null,null,null,null,null,21,"021",0]
[null,null,null,null,null,null,null,null,null,null,null,null,null,null,null,null,null,22,"022",0]
[null,null,null,null,null,null,null,null,null,null,null,null,null,null,null,null,null,23,"023",0]
[null,null,null,null,null,null,null,null,null,null,null,null,null,null,null,null,null,24,"024",0]
[null,null,null,null,null,null,null,null,null,null,null,null,null,null,null,null,null,25,"025",0]
[null,null,null,null,null,null,null,null,null,null,null,null,null,null,null,null,null,26,"026",0]
[null,null,null,null,null,null,null,null,null,null,null,null,null,null,null,null,null,27,"027",0]
[null,null,null,null,null,null,null,null,null,null,null,null,null,null,null,null,null,28,"028",0]
[null,null,null,null,null,null,null,null,null,null,null,null,null,null,null,null,null,29,"029",0]
[null,null,null,null,null,null,null,null,null,null,null,null,null,null,null,null,null,30,"030",0]
[null,null,null,null,null,null,null,null,null,null,null,null,null,null,null,null,null,31,"031",0]
[null,null,null,null,null,null,null,null,null,null,null,null,null,null,null,null,null,1,"01",{"$f":"C2267","v":0}]
[null,null,null,null,null,null,null,null,null,null,null,null,null,null,null,null,null,2,"02",{"$f":"T2267","v":0}]
[null,null,null,null,null,null,null,null,null,null,null,null,null,null,null,null,null,3,"03",0]
[null,null,null,null,null,null,null,null,null,null,null,null,null,null,null,null,null,4,"04",0]
[null,null,null,null,null,null,null,null,null,null,null,null,null,null,null,null,null,5,"05",0]
[null,null,null,null,null,null,null,null,null,null,null,null,null,null,null,null,null,6,"06",0]
[null,null,null,null,null,null,null,null,null,null,null,null,null,null,null,null,null,7,"07",0]
[null,null,null,null,null,null,null,null,null,null,null,null,null,null,null,null,null,8,"08",0]
[null,null,null,null,null,null,null,null,null,null,null,null,null,null,null,null,null,9,"09",0]
[null,null,null,null,null,null,null,null,null,null,null,null,null,null,null,null,null,{"$f":"MOD(ROW(Q2276)-4,31)+1","v":10},"010",0]
[null,null,null,null,null,null,null,null,null,null,null,null,null,null,null,null,null,11,"011",0]
[null,null,null,null,null,null,null,null,null,null,null,null,null,null,null,null,null,12,"012",{"$f":"T2277","v":0}]
[null,null,null,null,null,null,null,null,null,null,null,null,null,null,null,null,null,13,"013",0]
[null,null,null,null,null,null,null,null,null,null,null,null,null,null,null,null,null,14,"014",0]
[null,null,null,null,null,null,null,null,null,null,null,null,null,null,null,null,null,15,"015",0]
[null,null,null,null,null,null,null,null,null,null,null,null,null,null,null,null,null,16,"016",0]
[null,null,null,null,null,null,null,null,null,null,null,null,null,null,null,null,null,17,"017",0]
[null,null,null,null,null,null,null,null,null,null,null,null,null,null,null,null,null,18,"018",0]
[null,null,null,null,null,null,null,null,null,null,null,null,null,null,null,null,null,19,"019",0]
[null,null,null,null,null,null,null,null,null,null,null,null,null,null,null,null,null,20,"020",0]
[null,null,null,null,null,null,null,null,null,null,null,null,null,null,null,null,null,21,"021",0]
[null,null,null,null,null,null,null,null,null,null,null,null,null,null,null,null,null,22,"022",0]
[null,null,null,null,null,null,null,null,null,null,null,null,null,null,null,null,null,23,"023",0]
[null,null,null,null,null,null,null,null,null,null,null,null,null,null,null,null,null,24,"024",0]
[null,null,null,null,null,null,null,null,null,null,null,null,null,null,null,null,null,25,"025",0]
[null,null,null,null,null,null,null,null,null,null,null,null,null,null,null,null,null,26,"026",0]
[null,null,null,null,null,null,null,null,null,null,null,null,null,null,null,null,null,27,"027",0]
[null,null,null,null,null,null,null,null,null,null,null,null,null,null,null,null,null,28,"028",0]
[null,null,null,null,null,null,null,null,null,null,null,null,null,null,null,null,null,29,"029",0]
[null,null,null,null,null,null,null,null,null,null,null,null,null,null,null,null,null,30,"030",0]
[null,null,null,null,null,null,null,null,null,null,null,null,null,null,null,null,null,31,"031",0]
[null,null,null,null,null,null,null,null,null,null,null,null,null,null,null,null,null,1,"01",{"$f":"C2298","v":0}]
[null,null,null,null,null,null,null,null,null,null,null,null,null,null,null,null,null,2,"02",{"$f":"T2298","v":0}]
[null,null,null,null,null,null,null,null,null,null,null,null,null,null,null,null,null,3,"03",0]
[null,null,null,null,null,null,null,null,null,null,null,null,null,null,null,null,null,4,"04",0]
[null,null,null,null,null,null,null,null,null,null,null,null,null,null,null,null,null,5,"05",0]
[null,null,null,null,null,null,null,null,null,null,null,null,null,null,null,null,null,6,"06",0]
[null,null,null,null,null,null,null,null,null,null,null,null,null,null,null,null,null,7,"07",0]
[null,null,null,null,null,null,null,null,null,null,null,null,null,null,null,null,null,8,"08",0]
[null,null,null,null,null,null,null,null,null,null,null,null,null,null,null,null,null,9,"09",0]
[null,null,null,null,null,null,null,null,null,null,null,null,null,null,null,null,null,10,"010",0]
[null,null,null,null,null,null,null,null,null,null,null,null,null,null,null,null,null,11,"011",0]
[null,null,null,null,null,null,null,null,null,null,null,null,null,null,null,null,null,12,{"$f":"T2309&R2309","v":"012"},0]
[null,null,null,null,null,null,null,null,null,null,null,null,null,null,null,null,null,13,"013",0]
[null,null,null,null,null,null,null,null,null,null,null,null,null,null,null,null,null,14,"014",0]
[null,null,null,null,null,null,null,null,null,null,null,null,null,null,null,null,null,15,"015",0]
[null,null,null,null,null,null,null,null,null,null,null,null,null,null,null,null,null,16,"016",0]
[null,null,null,null,null,null,null,null,null,null,null,null,null,null,null,null,null,17,"017",0]
[null,null,null,null,null,null,null,null,null,null,null,null,null,null,null,null,null,18,"018",0]
[null,null,null,null,null,null,null,null,null,null,null,null,null,null,null,null,null,19,"019",0]
[null,null,null,null,null,null,null,null,null,null,null,null,null,null,null,null,null,20,"020",0]
[null,null,null,null,null,null,null,null,null,null,null,null,null,null,null,null,null,21,"021",0]
[null,null,null,null,null,null,null,null,null,null,null,null,null,null,null,null,null,22,"022",0]
[null,null,null,null,null,null,null,null,null,null,null,null,null,null,null,null,null,23,"023",0]
[null,null,null,null,null,null,null,null,null,null,null,null,null,null,null,null,null,24,"024",0]
[null,null,null,null,null,null,null,null,null,null,null,null,null,null,null,null,null,25,"025",0]
[null,null,null,null,null,null,null,null,null,null,null,null,null,null,null,null,null,26,"026",0]
[null,null,null,null,null,null,null,null,null,null,null,null,null,null,null,null,null,27,"027",0]
[null,null,null,null,null,null,null,null,null,null,null,null,null,null,null,null,null,28,"028",0]
[null,null,null,null,null,null,null,null,null,null,null,null,null,null,null,null,null,29,"029",0]
[null,null,null,null,null,null,null,null,null,null,null,null,null,null,null,null,null,30,"030",0]
[null,null,null,null,null,null,null,null,null,null,null,null,null,null,null,null,null,31,"031",0]
[null,null,null,null,null,null,null,null,null,null,null,null,null,null,null,null,null,1,"01",{"$f":"C2329","v":0}]
[null,null,null,null,null,null,null,null,null,null,null,null,null,null,null,null,null,2,"02",{"$f":"T2329","v":0}]
[null,null,null,null,null,null,null,null,null,null,null,null,null,null,null,null,null,3,"03",0]
[null,null,null,null,null,null,null,null,null,null,null,null,null,null,null,null,null,4,"04",0]
[null,null,null,null,null,null,null,null,null,null,null,null,null,null,null,null,null,5,"05",0]
[null,null,null,null,null,null,null,null,null,null,null,null,null,null,null,null,null,6,"06",0]
[null,null,null,null,null,null,null,null,null,null,null,null,null,null,null,null,null,7,"07",0]
[null,null,null,null,null,null,null,null,null,null,null,null,null,null,null,null,null,8,"08",0]
[null,null,null,null,null,null,null,null,null,null,null,null,null,null,null,null,null,9,"09",0]
[null,null,null,null,null,null,null,null,null,null,null,null,null,null,null,null,null,10,"010",0]
[null,null,null,null,null,null,null,null,null,null,null,null,null,null,null,null,null,11,"011",0]
[null,null,null,null,null,null,null,null,null,null,null,null,null,null,null,null,null,{"$f":"MOD(ROW(Q2340)-4,31)+1","v":12},"012",0]
[null,null,null,null,null,null,null,null,null,null,null,null,null,null,null,null,null,13,"013",0]
[null,null,null,null,null,null,null,null,null,null,null,null,null,null,null,null,null,14,"014",{"$f":"T2341","v":0}]
[null,null,null,null,null,null,null,null,null,null,null,null,null,null,null,null,null,15,"015",0]
[null,null,null,null,null,null,null,null,null,null,null,null,null,null,null,null,null,16,"016",0]
[null,null,null,null,null,null,null,null,null,null,null,null,null,null,null,null,null,17,"017",0]
[null,null,null,null,null,null,null,null,null,null,null,null,null,null,null,null,null,18,"018",0]
[null,null,null,null,null,null,null,null,null,null,null,null,null,null,null,null,null,19,"019",0]
[null,null,null,null,null,null,null,null,null,null,null,null,null,null,null,null,null,20,"020",0]
[null,null,null,null,null,null,null,null,null,null,null,null,null,null,null,null,null,21,"021",0]
[null,null,null,null,null,null,null,null,null,null,null,null,null,null,null,null,null,22,"022",0]
[null,null,null,null,null,null,null,null,null,null,null,null,null,null,null,null,null,23,"023",0]
[null,null,null,null,null,null,null,null,null,null,null,null,null,null,null,null,null,24,"024",0]
[null,null,null,null,null,null,null,null,null,null,null,null,null,null,null,null,null,25,"025",0]
[null,null,null,null,null,null,null,null,null,null,null,null,null,null,null,null,null,26,"026",0]
[null,null,null,null,null,null,null,null,null,null,null,null,null,null,null,null,null,27,"027",0]
[null,null,null,null,null,null,null,null,null,null,null,null,null,null,null,null,null,28,"028",0]
[null,null,null,null,null,null,null,null,null,null,null,null,null,null,null,null,null,29,"029",0]
[null,null,null,null,null,null,null,null,null,null,null,null,null,null,null,null,null,30,"030",0]
[null,null,null,null,null,null,null,null,null,null,null,null,null,null,null,null,null,31,"031",0]
[null,null,null,null,null,null,null,null,null,null,null,null,null,null,null,null,null,1,"01",{"$f":"C2360","v":0}]
[null,null,null,null,null,null,null,null,null,null,null,null,null,null,null,null,null,2,"02",{"$f":"T2360","v":0}]
[null,null,null,null,null,null,null,null,null,null,null,null,null,null,null,null,null,3,"03",0]
[null,null,null,null,null,null,null,null,null,null,null,null,null,null,null,null,null,4,"04",0]
[null,null,null,null,null,null,null,null,null,null,null,null,null,null,null,null,null,5,"05",0]
[null,null,null,null,null,null,null,null,null,null,null,null,null,null,null,null,null,6,"06",0]
[null,null,null,null,null,null,null,null,null,null,null,null,null,null,null,null,null,7,"07",0]
[null,null,null,null,null,null,null,null,null,null,null,null,null,null,null,null,null,8,"08",0]
[null,null,null,null,null,null,null,null,null,null,null,null,null,null,null,null,null,9,"09",0]
[null,null,null,null,null,null,null,null,null,null,null,null,null,null,null,null,null,10,"010",0]
[null,null,null,null,null,null,null,null,null,null,null,null,null,null,null,null,null,11,"011",0]
[null,null,null,null,null,null,null,null,null,null,null,null,null,null,null,null,null,12,"012",0]
[null,null,null,null,null,null,null,null,null,null,null,null,null,null,null,null,null,13,"013",0]
[null,null,null,null,null,null,null,null,null,null,null,null,null,null,null,null,null,14,{"$f":"T2373&R2373","v":"014"},0]
[null,null,null,null,null,null,null,null,null,null,null,null,null,null,null,null,null,15,"015",0]
[null,null,null,null,null,null,null,null,null,null,null,null,null,null,null,null,null,16,"016",0]
[null,null,null,null,null,null,null,null,null,null,null,null,null,null,null,null,null,17,"017",0]
[null,null,null,null,null,null,null,null,null,null,null,null,null,null,null,null,null,18,"018",0]
[null,null,null,null,null,null,null,null,null,null,null,null,null,null,null,null,null,19,"019",0]
[null,null,null,null,null,null,null,null,null,null,null,null,null,null,null,null,null,20,"020",0]
[null,null,null,null,null,null,null,null,null,null,null,null,null,null,null,null,null,21,"021",0]
[null,null,null,null,null,null,null,null,null,null,null,null,null,null,null,null,null,22,"022",0]
[null,null,null,null,null,null,null,null,null,null,null,null,null,null,null,null,null,23,"023",0]
[null,null,null,null,null,null,null,null,null,null,null,null,null,null,null,null,null,24,"024",0]
[null,null,null,null,null,null,null,null,null,null,null,null,null,null,null,null,null,25,"025",0]
[null,null,null,null,null,null,null,null,null,null,null,null,null,null,null,null,null,26,"026",0]
[null,null,null,null,null,null,null,null,null,null,null,null,null,null,null,null,null,27,"027",0]
[null,null,null,null,null,null,null,null,null,null,null,null,null,null,null,null,null,28,"028",0]
[null,null,null,null,null,null,null,null,null,null,null,null,null,null,null,null,null,29,"029",0]
[null,null,null,null,null,null,null,null,null,null,null,null,null,null,null,null,null,30,"030",0]
[null,null,null,null,null,null,null,null,null,null,null,null,null,null,null,null,null,31,"031",0]
[null,null,null,null,null,null,null,null,null,null,null,null,null,null,null,null,null,1,"01",{"$f":"C2391","v":0}]
[null,null,null,null,null,null,null,null,null,null,null,null,null,null,null,null,null,2,"02",{"$f":"T2391","v":0}]
[null,null,null,null,null,null,null,null,null,null,null,null,null,null,null,null,null,3,"03",0]
[null,null,null,null,null,null,null,null,null,null,null,null,null,null,null,null,null,4,"04",0]
[null,null,null,null,null,null,null,null,null,null,null,null,null,null,null,null,null,5,"05",0]
[null,null,null,null,null,null,null,null,null,null,null,null,null,null,null,null,null,6,"06",0]
[null,null,null,null,null,null,null,null,null,null,null,null,null,null,null,null,null,7,"07",0]
[null,null,null,null,null,null,null,null,null,null,null,null,null,null,null,null,null,8,"08",0]
[null,null,null,null,null,null,null,null,null,null,null,null,null,null,null,null,null,9,"09",0]
[null,null,null,null,null,null,null,null,null,null,null,null,null,null,null,null,null,10,"010",0]
[null,null,null,null,null,null,null,null,null,null,null,null,null,null,null,null,null,11,"011",0]
[null,null,null,null,null,null,null,null,null,null,null,null,null,null,null,null,null,12,"012",0]
[null,null,null,null,null,null,null,null,null,null,null,null,null,null,null,null,null,13,"013",0]
[null,null,null,null,null,null,null,null,null,null,null,null,null,null,null,null,null,{"$f":"MOD(ROW(Q2404)-4,31)+1","v":14},"014",0]
[null,null,null,null,null,null,null,null,null,null,null,null,null,null,null,null,null,15,"015",0]
[null,null,null,null,null,null,null,null,null,null,null,null,null,null,null,null,null,16,"016",{"$f":"T2405","v":0}]
[null,null,null,null,null,null,null,null,null,null,null,null,null,null,null,null,null,17,"017",0]
[null,null,null,null,null,null,null,null,null,null,null,null,null,null,null,null,null,18,"018",0]
[null,null,null,null,null,null,null,null,null,null,null,null,null,null,null,null,null,19,"019",0]
[null,null,null,null,null,null,null,null,null,null,null,null,null,null,null,null,null,20,"020",0]
[null,null,null,null,null,null,null,null,null,null,null,null,null,null,null,null,null,21,"021",0]
[null,null,null,null,null,null,null,null,null,null,null,null,null,null,null,null,null,22,"022",0]
[null,null,null,null,null,null,null,null,null,null,null,null,null,null,null,null,null,23,"023",0]
[null,null,null,null,null,null,null,null,null,null,null,null,null,null,null,null,null,24,"024",0]
[null,null,null,null,null,null,null,null,null,null,null,null,null,null,null,null,null,25,"025",0]
[null,null,null,null,null,null,null,null,null,null,null,null,null,null,null,null,null,26,"026",0]
[null,null,null,null,null,null,null,null,null,null,null,null,null,null,null,null,null,27,"027",0]
[null,null,null,null,null,null,null,null,null,null,null,null,null,null,null,null,null,28,"028",0]
[null,null,null,null,null,null,null,null,null,null,null,null,null,null,null,null,null,29,"029",0]
[null,null,null,null,null,null,null,null,null,null,null,null,null,null,null,null,null,30,"030",0]
[null,null,null,null,null,null,null,null,null,null,null,null,null,null,null,null,null,31,"031",0]
[null,null,null,null,null,null,null,null,null,null,null,null,null,null,null,null,null,1,"01",{"$f":"C2422","v":0}]
[null,null,null,null,null,null,null,null,null,null,null,null,null,null,null,null,null,2,"02",{"$f":"T2422","v":0}]
[null,null,null,null,null,null,null,null,null,null,null,null,null,null,null,null,null,3,"03",0]
[null,null,null,null,null,null,null,null,null,null,null,null,null,null,null,null,null,4,"04",0]
[null,null,null,null,null,null,null,null,null,null,null,null,null,null,null,null,null,5,"05",0]
[null,null,null,null,null,null,null,null,null,null,null,null,null,null,null,null,null,6,"06",0]
[null,null,null,null,null,null,null,null,null,null,null,null,null,null,null,null,null,7,"07",0]
[null,null,null,null,null,null,null,null,null,null,null,null,null,null,null,null,null,8,"08",0]
[null,null,null,null,null,null,null,null,null,null,null,null,null,null,null,null,null,9,"09",0]
[null,null,null,null,null,null,null,null,null,null,null,null,null,null,null,null,null,10,"010",0]
[null,null,null,null,null,null,null,null,null,null,null,null,null,null,null,null,null,11,"011",0]
[null,null,null,null,null,null,null,null,null,null,null,null,null,null,null,null,null,12,"012",0]
[null,null,null,null,null,null,null,null,null,null,null,null,null,null,null,null,null,13,"013",0]
[null,null,null,null,null,null,null,null,null,null,null,null,null,null,null,null,null,14,"014",0]
[null,null,null,null,null,null,null,null,null,null,null,null,null,null,null,null,null,15,"015",0]
[null,null,null,null,null,null,null,null,null,null,null,null,null,null,null,null,null,16,{"$f":"T2437&R2437","v":"016"},0]
[null,null,null,null,null,null,null,null,null,null,null,null,null,null,null,null,null,17,"017",0]
[null,null,null,null,null,null,null,null,null,null,null,null,null,null,null,null,null,18,"018",0]
[null,null,null,null,null,null,null,null,null,null,null,null,null,null,null,null,null,19,"019",0]
[null,null,null,null,null,null,null,null,null,null,null,null,null,null,null,null,null,20,"020",0]
[null,null,null,null,null,null,null,null,null,null,null,null,null,null,null,null,null,21,"021",0]
[null,null,null,null,null,null,null,null,null,null,null,null,null,null,null,null,null,22,"022",0]
[null,null,null,null,null,null,null,null,null,null,null,null,null,null,null,null,null,23,"023",0]
[null,null,null,null,null,null,null,null,null,null,null,null,null,null,null,null,null,24,"024",0]
[null,null,null,null,null,null,null,null,null,null,null,null,null,null,null,null,null,25,"025",0]
[null,null,null,null,null,null,null,null,null,null,null,null,null,null,null,null,null,26,"026",0]
[null,null,null,null,null,null,null,null,null,null,null,null,null,null,null,null,null,27,"027",0]
[null,null,null,null,null,null,null,null,null,null,null,null,null,null,null,null,null,28,"028",0]
[null,null,null,null,null,null,null,null,null,null,null,null,null,null,null,null,null,29,"029",0]
[null,null,null,null,null,null,null,null,null,null,null,null,null,null,null,null,null,30,"030",0]
[null,null,null,null,null,null,null,null,null,null,null,null,null,null,null,null,null,31,"031",0]
[null,null,null,null,null,null,null,null,null,null,null,null,null,null,null,null,null,1,"01",{"$f":"C2453","v":0}]
[null,null,null,null,null,null,null,null,null,null,null,null,null,null,null,null,null,2,"02",{"$f":"T2453","v":0}]
[null,null,null,null,null,null,null,null,null,null,null,null,null,null,null,null,null,3,"03",0]
[null,null,null,null,null,null,null,null,null,null,null,null,null,null,null,null,null,4,"04",0]
[null,null,null,null,null,null,null,null,null,null,null,null,null,null,null,null,null,5,"05",0]
[null,null,null,null,null,null,null,null,null,null,null,null,null,null,null,null,null,6,"06",0]
[null,null,null,null,null,null,null,null,null,null,null,null,null,null,null,null,null,7,"07",0]
[null,null,null,null,null,null,null,null,null,null,null,null,null,null,null,null,null,8,"08",0]
[null,null,null,null,null,null,null,null,null,null,null,null,null,null,null,null,null,9,"09",0]
[null,null,null,null,null,null,null,null,null,null,null,null,null,null,null,null,null,10,"010",0]
[null,null,null,null,null,null,null,null,null,null,null,null,null,null,null,null,null,11,"011",0]
[null,null,null,null,null,null,null,null,null,null,null,null,null,null,null,null,null,12,"012",0]
[null,null,null,null,null,null,null,null,null,null,null,null,null,null,null,null,null,13,"013",0]
[null,null,null,null,null,null,null,null,null,null,null,null,null,null,null,null,null,14,"014",0]
[null,null,null,null,null,null,null,null,null,null,null,null,null,null,null,null,null,15,"015",0]
[null,null,null,null,null,null,null,null,null,null,null,null,null,null,null,null,null,{"$f":"MOD(ROW(Q2468)-4,31)+1","v":16},"016",0]
[null,null,null,null,null,null,null,null,null,null,null,null,null,null,null,null,null,17,"017",0]
[null,null,null,null,null,null,null,null,null,null,null,null,null,null,null,null,null,18,"018",{"$f":"T2469","v":0}]
[null,null,null,null,null,null,null,null,null,null,null,null,null,null,null,null,null,19,"019",0]
[null,null,null,null,null,null,null,null,null,null,null,null,null,null,null,null,null,20,"020",0]
[null,null,null,null,null,null,null,null,null,null,null,null,null,null,null,null,null,21,"021",0]
[null,null,null,null,null,null,null,null,null,null,null,null,null,null,null,null,null,22,"022",0]
[null,null,null,null,null,null,null,null,null,null,null,null,null,null,null,null,null,23,"023",0]
[null,null,null,null,null,null,null,null,null,null,null,null,null,null,null,null,null,24,"024",0]
[null,null,null,null,null,null,null,null,null,null,null,null,null,null,null,null,null,25,"025",0]
[null,null,null,null,null,null,null,null,null,null,null,null,null,null,null,null,null,26,"026",0]
[null,null,null,null,null,null,null,null,null,null,null,null,null,null,null,null,null,27,"027",0]
[null,null,null,null,null,null,null,null,null,null,null,null,null,null,null,null,null,28,"028",0]
[null,null,null,null,null,null,null,null,null,null,null,null,null,null,null,null,null,29,"029",0]
[null,null,null,null,null,null,null,null,null,null,null,null,null,null,null,null,null,30,"030",0]
[null,null,null,null,null,null,null,null,null,null,null,null,null,null,null,null,null,31,"031",0]
[null,null,null,null,null,null,null,null,null,null,null,null,null,null,null,null,null,1,"01",{"$f":"C2484","v":0}]
[null,null,null,null,null,null,null,null,null,null,null,null,null,null,null,null,null,2,"02",{"$f":"T2484","v":0}]
[null,null,null,null,null,null,null,null,null,null,null,null,null,null,null,null,null,3,"03",0]
[null,null,null,null,null,null,null,null,null,null,null,null,null,null,null,null,null,4,"04",0]
[null,null,null,null,null,null,null,null,null,null,null,null,null,null,null,null,null,5,"05",0]
[null,null,null,null,null,null,null,null,null,null,null,null,null,null,null,null,null,6,"06",0]
[null,null,null,null,null,null,null,null,null,null,null,null,null,null,null,null,null,7,"07",0]
[null,null,null,null,null,null,null,null,null,null,null,null,null,null,null,null,null,8,"08",0]
[null,null,null,null,null,null,null,null,null,null,null,null,null,null,null,null,null,9,"09",0]
[null,null,null,null,null,null,null,null,null,null,null,null,null,null,null,null,null,10,"010",0]
[null,null,null,null,null,null,null,null,null,null,null,null,null,null,null,null,null,11,"011",0]
[null,null,null,null,null,null,null,null,null,null,null,null,null,null,null,null,null,12,"012",0]
[null,null,null,null,null,null,null,null,null,null,null,null,null,null,null,null,null,13,"013",0]
[null,null,null,null,null,null,null,null,null,null,null,null,null,null,null,null,null,14,"014",0]
[null,null,null,null,null,null,null,null,null,null,null,null,null,null,null,null,null,15,"015",0]
[null,null,null,null,null,null,null,null,null,null,null,null,null,null,null,null,null,16,"016",0]
[null,null,null,null,null,null,null,null,null,null,null,null,null,null,null,null,null,17,"017",0]
[null,null,null,null,null,null,null,null,null,null,null,null,null,null,null,null,null,18,{"$f":"T2501&R2501","v":"018"},0]
[null,null,null,null,null,null,null,null,null,null,null,null,null,null,null,null,null,19,"019",0]
[null,null,null,null,null,null,null,null,null,null,null,null,null,null,null,null,null,20,"020",0]
[null,null,null,null,null,null,null,null,null,null,null,null,null,null,null,null,null,21,"021",0]
[null,null,null,null,null,null,null,null,null,null,null,null,null,null,null,null,null,22,"022",0]
[null,null,null,null,null,null,null,null,null,null,null,null,null,null,null,null,null,23,"023",0]
[null,null,null,null,null,null,null,null,null,null,null,null,null,null,null,null,null,24,"024",0]
[null,null,null,null,null,null,null,null,null,null,null,null,null,null,null,null,null,25,"025",0]
[null,null,null,null,null,null,null,null,null,null,null,null,null,null,null,null,null,26,"026",0]
[null,null,null,null,null,null,null,null,null,null,null,null,null,null,null,null,null,27,"027",0]
[null,null,null,null,null,null,null,null,null,null,null,null,null,null,null,null,null,28,"028",0]
[null,null,null,null,null,null,null,null,null,null,null,null,null,null,null,null,null,29,"029",0]
[null,null,null,null,null,null,null,null,null,null,null,null,null,null,null,null,null,30,"030",0]
[null,null,null,null,null,null,null,null,null,null,null,null,null,null,null,null,null,31,"031",0]
[null,null,null,null,null,null,null,null,null,null,null,null,null,null,null,null,null,1,"01",{"$f":"C2515","v":0}]
[null,null,null,null,null,null,null,null,null,null,null,null,null,null,null,null,null,2,"02",{"$f":"T2515","v":0}]
[null,null,null,null,null,null,null,null,null,null,null,null,null,null,null,null,null,3,"03",0]
[null,null,null,null,null,null,null,null,null,null,null,null,null,null,null,null,null,4,"04",0]
[null,null,null,null,null,null,null,null,null,null,null,null,null,null,null,null,null,5,"05",0]
[null,null,null,null,null,null,null,null,null,null,null,null,null,null,null,null,null,6,"06",0]
[null,null,null,null,null,null,null,null,null,null,null,null,null,null,null,null,null,7,"07",0]
[null,null,null,null,null,null,null,null,null,null,null,null,null,null,null,null,null,8,"08",0]
[null,null,null,null,null,null,null,null,null,null,null,null,null,null,null,null,null,9,"09",0]
[null,null,null,null,null,null,null,null,null,null,null,null,null,null,null,null,null,10,"010",0]
[null,null,null,null,null,null,null,null,null,null,null,null,null,null,null,null,null,11,"011",0]
[null,null,null,null,null,null,null,null,null,null,null,null,null,null,null,null,null,12,"012",0]
[null,null,null,null,null,null,null,null,null,null,null,null,null,null,null,null,null,13,"013",0]
[null,null,null,null,null,null,null,null,null,null,null,null,null,null,null,null,null,14,"014",0]
[null,null,null,null,null,null,null,null,null,null,null,null,null,null,null,null,null,15,"015",0]
[null,null,null,null,null,null,null,null,null,null,null,null,null,null,null,null,null,16,"016",0]
[null,null,null,null,null,null,null,null,null,null,null,null,null,null,null,null,null,17,"017",0]
[null,null,null,null,null,null,null,null,null,null,null,null,null,null,null,null,null,{"$f":"MOD(ROW(Q2532)-4,31)+1","v":18},"018",0]
[null,null,null,null,null,null,null,null,null,null,null,null,null,null,null,null,null,19,"019",0]
[null,null,null,null,null,null,null,null,null,null,null,null,null,null,null,null,null,20,"020",{"$f":"T2533","v":0}]
[null,null,null,null,null,null,null,null,null,null,null,null,null,null,null,null,null,21,"021",0]
[null,null,null,null,null,null,null,null,null,null,null,null,null,null,null,null,null,22,"022",0]
[null,null,null,null,null,null,null,null,null,null,null,null,null,null,null,null,null,23,"023",0]
[null,null,null,null,null,null,null,null,null,null,null,null,null,null,null,null,null,24,"024",0]
[null,null,null,null,null,null,null,null,null,null,null,null,null,null,null,null,null,25,"025",0]
[null,null,null,null,null,null,null,null,null,null,null,null,null,null,null,null,null,26,"026",0]
[null,null,null,null,null,null,null,null,null,null,null,null,null,null,null,null,null,27,"027",0]
[null,null,null,null,null,null,null,null,null,null,null,null,null,null,null,null,null,28,"028",0]
[null,null,null,null,null,null,null,null,null,null,null,null,null,null,null,null,null,29,"029",0]
[null,null,null,null,null,null,null,null,null,null,null,null,null,null,null,null,null,30,"030",0]
[null,null,null,null,null,null,null,null,null,null,null,null,null,null,null,null,null,31,"031",0]
[null,null,null,null,null,null,null,null,null,null,null,null,null,null,null,null,null,1,"01",{"$f":"C2546","v":0}]
[null,null,null,null,null,null,null,null,null,null,null,null,null,null,null,null,null,2,"02",{"$f":"T2546","v":0}]
[null,null,null,null,null,null,null,null,null,null,null,null,null,null,null,null,null,3,"03",0]
[null,null,null,null,null,null,null,null,null,null,null,null,null,null,null,null,null,4,"04",0]
[null,null,null,null,null,null,null,null,null,null,null,null,null,null,null,null,null,5,"05",0]
[null,null,null,null,null,null,null,null,null,null,null,null,null,null,null,null,null,6,"06",0]
[null,null,null,null,null,null,null,null,null,null,null,null,null,null,null,null,null,7,"07",0]
[null,null,null,null,null,null,null,null,null,null,null,null,null,null,null,null,null,8,"08",0]
[null,null,null,null,null,null,null,null,null,null,null,null,null,null,null,null,null,9,"09",0]
[null,null,null,null,null,null,null,null,null,null,null,null,null,null,null,null,null,10,"010",0]
[null,null,null,null,null,null,null,null,null,null,null,null,null,null,null,null,null,11,"011",0]
[null,null,null,null,null,null,null,null,null,null,null,null,null,null,null,null,null,12,"012",0]
[null,null,null,null,null,null,null,null,null,null,null,null,null,null,null,null,null,13,"013",0]
[null,null,null,null,null,null,null,null,null,null,null,null,null,null,null,null,null,14,"014",0]
[null,null,null,null,null,null,null,null,null,null,null,null,null,null,null,null,null,15,"015",0]
[null,null,null,null,null,null,null,null,null,null,null,null,null,null,null,null,null,16,"016",0]
[null,null,null,null,null,null,null,null,null,null,null,null,null,null,null,null,null,17,"017",0]
[null,null,null,null,null,null,null,null,null,null,null,null,null,null,null,null,null,18,"018",0]
[null,null,null,null,null,null,null,null,null,null,null,null,null,null,null,null,null,19,"019",0]
[null,null,null,null,null,null,null,null,null,null,null,null,null,null,null,null,null,20,{"$f":"T2565&R2565","v":"020"},0]
[null,null,null,null,null,null,null,null,null,null,null,null,null,null,null,null,null,21,"021",0]
[null,null,null,null,null,null,null,null,null,null,null,null,null,null,null,null,null,22,"022",0]
[null,null,null,null,null,null,null,null,null,null,null,null,null,null,null,null,null,23,"023",0]
[null,null,null,null,null,null,null,null,null,null,null,null,null,null,null,null,null,24,"024",0]
[null,null,null,null,null,null,null,null,null,null,null,null,null,null,null,null,null,25,"025",0]
[null,null,null,null,null,null,null,null,null,null,null,null,null,null,null,null,null,26,"026",0]
[null,null,null,null,null,null,null,null,null,null,null,null,null,null,null,null,null,27,"027",0]
[null,null,null,null,null,null,null,null,null,null,null,null,null,null,null,null,null,28,"028",0]
[null,null,null,null,null,null,null,null,null,null,null,null,null,null,null,null,null,29,"029",0]
[null,null,null,null,null,null,null,null,null,null,null,null,null,null,null,null,null,30,"030",0]
[null,null,null,null,null,null,null,null,null,null,null,null,null,null,null,null,null,31,"031",0]
[null,null,null,null,null,null,null,null,null,null,null,null,null,null,null,null,null,1,"01",{"$f":"C2577","v":0}]
[null,null,null,null,null,null,null,null,null,null,null,null,null,null,null,null,null,2,"02",{"$f":"T2577","v":0}]
[null,null,null,null,null,null,null,null,null,null,null,null,null,null,null,null,null,3,"03",0]
[null,null,null,null,null,null,null,null,null,null,null,null,null,null,null,null,null,4,"04",0]
[null,null,null,null,null,null,null,null,null,null,null,null,null,null,null,null,null,5,"05",0]
[null,null,null,null,null,null,null,null,null,null,null,null,null,null,null,null,null,6,"06",0]
[null,null,null,null,null,null,null,null,null,null,null,null,null,null,null,null,null,7,"07",0]
[null,null,null,null,null,null,null,null,null,null,null,null,null,null,null,null,null,8,"08",0]
[null,null,null,null,null,null,null,null,null,null,null,null,null,null,null,null,null,9,"09",0]
[null,null,null,null,null,null,null,null,null,null,null,null,null,null,null,null,null,10,"010",0]
[null,null,null,null,null,null,null,null,null,null,null,null,null,null,null,null,null,11,"011",0]
[null,null,null,null,null,null,null,null,null,null,null,null,null,null,null,null,null,12,"012",0]
[null,null,null,null,null,null,null,null,null,null,null,null,null,null,null,null,null,13,"013",0]
[null,null,null,null,null,null,null,null,null,null,null,null,null,null,null,null,null,14,"014",0]
[null,null,null,null,null,null,null,null,null,null,null,null,null,null,null,null,null,15,"015",0]
[null,null,null,null,null,null,null,null,null,null,null,null,null,null,null,null,null,16,"016",0]
[null,null,null,null,null,null,null,null,null,null,null,null,null,null,null,null,null,17,"017",0]
[null,null,null,null,null,null,null,null,null,null,null,null,null,null,null,null,null,18,"018",0]
[null,null,null,null,null,null,null,null,null,null,null,null,null,null,null,null,null,19,"019",0]
[null,null,null,null,null,null,null,null,null,null,null,null,null,null,null,null,null,{"$f":"MOD(ROW(Q2596)-4,31)+1","v":20},"020",0]
[null,null,null,null,null,null,null,null,null,null,null,null,null,null,null,null,null,21,"021",0]
[null,null,null,null,null,null,null,null,null,null,null,null,null,null,null,null,null,22,"022",{"$f":"T2597","v":0}]
[null,null,null,null,null,null,null,null,null,null,null,null,null,null,null,null,null,23,"023",0]
[null,null,null,null,null,null,null,null,null,null,null,null,null,null,null,null,null,24,"024",0]
[null,null,null,null,null,null,null,null,null,null,null,null,null,null,null,null,null,25,"025",0]
[null,null,null,null,null,null,null,null,null,null,null,null,null,null,null,null,null,26,"026",0]
[null,null,null,null,null,null,null,null,null,null,null,null,null,null,null,null,null,27,"027",0]
[null,null,null,null,null,null,null,null,null,null,null,null,null,null,null,null,null,28,"028",0]
[null,null,null,null,null,null,null,null,null,null,null,null,null,null,null,null,null,29,"029",0]
[null,null,null,null,null,null,null,null,null,null,null,null,null,null,null,null,null,30,"030",0]
[null,null,null,null,null,null,null,null,null,null,null,null,null,null,null,null,null,31,"031",0]
[null,null,null,null,null,null,null,null,null,null,null,null,null,null,null,null,null,1,"01",{"$f":"C2608","v":0}]
[null,null,null,null,null,null,null,null,null,null,null,null,null,null,null,null,null,2,"02",{"$f":"T2608","v":0}]
[null,null,null,null,null,null,null,null,null,null,null,null,null,null,null,null,null,3,"03",0]
[null,null,null,null,null,null,null,null,null,null,null,null,null,null,null,null,null,4,"04",0]
[null,null,null,null,null,null,null,null,null,null,null,null,null,null,null,null,null,5,"05",0]
[null,null,null,null,null,null,null,null,null,null,null,null,null,null,null,null,null,6,"06",0]
[null,null,null,null,null,null,null,null,null,null,null,null,null,null,null,null,null,7,"07",0]
[null,null,null,null,null,null,null,null,null,null,null,null,null,null,null,null,null,8,"08",0]
[null,null,null,null,null,null,null,null,null,null,null,null,null,null,null,null,null,9,"09",0]
[null,null,null,null,null,null,null,null,null,null,null,null,null,null,null,null,null,10,"010",0]
[null,null,null,null,null,null,null,null,null,null,null,null,null,null,null,null,null,11,"011",0]
[null,null,null,null,null,null,null,null,null,null,null,null,null,null,null,null,null,12,"012",0]
[null,null,null,null,null,null,null,null,null,null,null,null,null,null,null,null,null,13,"013",0]
[null,null,null,null,null,null,null,null,null,null,null,null,null,null,null,null,null,14,"014",0]
[null,null,null,null,null,null,null,null,null,null,null,null,null,null,null,null,null,15,"015",0]
[null,null,null,null,null,null,null,null,null,null,null,null,null,null,null,null,null,16,"016",0]
[null,null,null,null,null,null,null,null,null,null,null,null,null,null,null,null,null,17,"017",0]
[null,null,null,null,null,null,null,null,null,null,null,null,null,null,null,null,null,18,"018",0]
[null,null,null,null,null,null,null,null,null,null,null,null,null,null,null,null,null,19,"019",0]
[null,null,null,null,null,null,null,null,null,null,null,null,null,null,null,null,null,20,"020",0]
[null,null,null,null,null,null,null,null,null,null,null,null,null,null,null,null,null,21,"021",0]
[null,null,null,null,null,null,null,null,null,null,null,null,null,null,null,null,null,22,{"$f":"T2629&R2629","v":"022"},0]
[null,null,null,null,null,null,null,null,null,null,null,null,null,null,null,null,null,23,"023",0]
[null,null,null,null,null,null,null,null,null,null,null,null,null,null,null,null,null,24,"024",0]
[null,null,null,null,null,null,null,null,null,null,null,null,null,null,null,null,null,25,"025",0]
[null,null,null,null,null,null,null,null,null,null,null,null,null,null,null,null,null,26,"026",0]
[null,null,null,null,null,null,null,null,null,null,null,null,null,null,null,null,null,27,"027",0]
[null,null,null,null,null,null,null,null,null,null,null,null,null,null,null,null,null,28,"028",0]
[null,null,null,null,null,null,null,null,null,null,null,null,null,null,null,null,null,29,"029",0]
[null,null,null,null,null,null,null,null,null,null,null,null,null,null,null,null,null,30,"030",0]
[null,null,null,null,null,null,null,null,null,null,null,null,null,null,null,null,null,31,"031",0]
[null,null,null,null,null,null,null,null,null,null,null,null,null,null,null,null,null,1,"01",{"$f":"C2639","v":0}]
[null,null,null,null,null,null,null,null,null,null,null,null,null,null,null,null,null,2,"02",{"$f":"T2639","v":0}]
[null,null,null,null,null,null,null,null,null,null,null,null,null,null,null,null,null,3,"03",0]
[null,null,null,null,null,null,null,null,null,null,null,null,null,null,null,null,null,4,"04",0]
[null,null,null,null,null,null,null,null,null,null,null,null,null,null,null,null,null,5,"05",0]
[null,null,null,null,null,null,null,null,null,null,null,null,null,null,null,null,null,6,"06",0]
[null,null,null,null,null,null,null,null,null,null,null,null,null,null,null,null,null,7,"07",0]
[null,null,null,null,null,null,null,null,null,null,null,null,null,null,null,null,null,8,"08",0]
[null,null,null,null,null,null,null,null,null,null,null,null,null,null,null,null,null,9,"09",0]
[null,null,null,null,null,null,null,null,null,null,null,null,null,null,null,null,null,10,"010",0]
[null,null,null,null,null,null,null,null,null,null,null,null,null,null,null,null,null,11,"011",0]
[null,null,null,null,null,null,null,null,null,null,null,null,null,null,null,null,null,12,"012",0]
[null,null,null,null,null,null,null,null,null,null,null,null,null,null,null,null,null,13,"013",0]
[null,null,null,null,null,null,null,null,null,null,null,null,null,null,null,null,null,14,"014",0]
[null,null,null,null,null,null,null,null,null,null,null,null,null,null,null,null,null,15,"015",0]
[null,null,null,null,null,null,null,null,null,null,null,null,null,null,null,null,null,16,"016",0]
[null,null,null,null,null,null,null,null,null,null,null,null,null,null,null,null,null,17,"017",0]
[null,null,null,null,null,null,null,null,null,null,null,null,null,null,null,null,null,18,"018",0]
[null,null,null,null,null,null,null,null,null,null,null,null,null,null,null,null,null,19,"019",0]
[null,null,null,null,null,null,null,null,null,null,null,null,null,null,null,null,null,20,"020",0]
[null,null,null,null,null,null,null,null,null,null,null,null,null,null,null,null,null,21,"021",0]
[null,null,null,null,null,null,null,null,null,null,null,null,null,null,null,null,null,{"$f":"MOD(ROW(Q2660)-4,31)+1","v":22},"022",0]
[null,null,null,null,null,null,null,null,null,null,null,null,null,null,null,null,null,23,"023",0]
[null,null,null,null,null,null,null,null,null,null,null,null,null,null,null,null,null,24,"024",{"$f":"T2661","v":0}]
[null,null,null,null,null,null,null,null,null,null,null,null,null,null,null,null,null,25,"025",0]
[null,null,null,null,null,null,null,null,null,null,null,null,null,null,null,null,null,26,"026",0]
[null,null,null,null,null,null,null,null,null,null,null,null,null,null,null,null,null,27,"027",0]
[null,null,null,null,null,null,null,null,null,null,null,null,null,null,null,null,null,28,"028",0]
[null,null,null,null,null,null,null,null,null,null,null,null,null,null,null,null,null,29,"029",0]
[null,null,null,null,null,null,null,null,null,null,null,null,null,null,null,null,null,30,"030",0]
[null,null,null,null,null,null,null,null,null,null,null,null,null,null,null,null,null,31,"031",0]
[null,null,null,null,null,null,null,null,null,null,null,null,null,null,null,null,null,1,"01",{"$f":"C2670","v":0}]
[null,null,null,null,null,null,null,null,null,null,null,null,null,null,null,null,null,2,"02",{"$f":"T2670","v":0}]
[null,null,null,null,null,null,null,null,null,null,null,null,null,null,null,null,null,3,"03",0]
[null,null,null,null,null,null,null,null,null,null,null,null,null,null,null,null,null,4,"04",0]
[null,null,null,null,null,null,null,null,null,null,null,null,null,null,null,null,null,5,"05",0]
[null,null,null,null,null,null,null,null,null,null,null,null,null,null,null,null,null,6,"06",0]
[null,null,null,null,null,null,null,null,null,null,null,null,null,null,null,null,null,7,"07",0]
[null,null,null,null,null,null,null,null,null,null,null,null,null,null,null,null,null,8,"08",0]
[null,null,null,null,null,null,null,null,null,null,null,null,null,null,null,null,null,9,"09",0]
[null,null,null,null,null,null,null,null,null,null,null,null,null,null,null,null,null,10,"010",0]
[null,null,null,null,null,null,null,null,null,null,null,null,null,null,null,null,null,11,"011",0]
[null,null,null,null,null,null,null,null,null,null,null,null,null,null,null,null,null,12,"012",0]
[null,null,null,null,null,null,null,null,null,null,null,null,null,null,null,null,null,13,"013",0]
[null,null,null,null,null,null,null,null,null,null,null,null,null,null,null,null,null,14,"014",0]
[null,null,null,null,null,null,null,null,null,null,null,null,null,null,null,null,null,15,"015",0]
[null,null,null,null,null,null,null,null,null,null,null,null,null,null,null,null,null,16,"016",0]
[null,null,null,null,null,null,null,null,null,null,null,null,null,null,null,null,null,17,"017",0]
[null,null,null,null,null,null,null,null,null,null,null,null,null,null,null,null,null,18,"018",0]
[null,null,null,null,null,null,null,null,null,null,null,null,null,null,null,null,null,19,"019",0]
[null,null,null,null,null,null,null,null,null,null,null,null,null,null,null,null,null,20,"020",0]
[null,null,null,null,null,null,null,null,null,null,null,null,null,null,null,null,null,21,"021",0]
[null,null,null,null,null,null,null,null,null,null,null,null,null,null,null,null,null,22,"022",0]
[null,null,null,null,null,null,null,null,null,null,null,null,null,null,null,null,null,23,"023",0]
[null,null,null,null,null,null,null,null,null,null,null,null,null,null,null,null,null,24,{"$f":"T2693&R2693","v":"024"},0]
[null,null,null,null,null,null,null,null,null,null,null,null,null,null,null,null,null,25,"025",0]
[null,null,null,null,null,null,null,null,null,null,null,null,null,null,null,null,null,26,"026",0]
[null,null,null,null,null,null,null,null,null,null,null,null,null,null,null,null,null,27,"027",0]
[null,null,null,null,null,null,null,null,null,null,null,null,null,null,null,null,null,28,"028",0]
[null,null,null,null,null,null,null,null,null,null,null,null,null,null,null,null,null,29,"029",0]
[null,null,null,null,null,null,null,null,null,null,null,null,null,null,null,null,null,30,"030",0]
[null,null,null,null,null,null,null,null,null,null,null,null,null,null,null,null,null,31,"031",0]
[null,null,null,null,null,null,null,null,null,null,null,null,null,null,null,null,null,1,"01",{"$f":"C2701","v":0}]
[null,null,null,null,null,null,null,null,null,null,null,null,null,null,null,null,null,2,"02",{"$f":"T2701","v":0}]
[null,null,null,null,null,null,null,null,null,null,null,null,null,null,null,null,null,3,"03",0]
[null,null,null,null,null,null,null,null,null,null,null,null,null,null,null,null,null,4,"04",0]
[null,null,null,null,null,null,null,null,null,null,null,null,null,null,null,null,null,5,"05",0]
[null,null,null,null,null,null,null,null,null,null,null,null,null,null,null,null,null,6,"06",0]
[null,null,null,null,null,null,null,null,null,null,null,null,null,null,null,null,null,7,"07",0]
[null,null,null,null,null,null,null,null,null,null,null,null,null,null,null,null,null,8,"08",0]
[null,null,null,null,null,null,null,null,null,null,null,null,null,null,null,null,null,9,"09",0]
[null,null,null,null,null,null,null,null,null,null,null,null,null,null,null,null,null,10,"010",0]
[null,null,null,null,null,null,null,null,null,null,null,null,null,null,null,null,null,11,"011",0]
[null,null,null,null,null,null,null,null,null,null,null,null,null,null,null,null,null,12,"012",0]
[null,null,null,null,null,null,null,null,null,null,null,null,null,null,null,null,null,13,"013",0]
[null,null,null,null,null,null,null,null,null,null,null,null,null,null,null,null,null,14,"014",0]
[null,null,null,null,null,null,null,null,null,null,null,null,null,null,null,null,null,15,"015",0]
[null,null,null,null,null,null,null,null,null,null,null,null,null,null,null,null,null,16,"016",0]
[null,null,null,null,null,null,null,null,null,null,null,null,null,null,null,null,null,17,"017",0]
[null,null,null,null,null,null,null,null,null,null,null,null,null,null,null,null,null,18,"018",0]
[null,null,null,null,null,null,null,null,null,null,null,null,null,null,null,null,null,19,"019",0]
[null,null,null,null,null,null,null,null,null,null,null,null,null,null,null,null,null,20,"020",0]
[null,null,null,null,null,null,null,null,null,null,null,null,null,null,null,null,null,21,"021",0]
[null,null,null,null,null,null,null,null,null,null,null,null,null,null,null,null,null,22,"022",0]
[null,null,null,null,null,null,null,null,null,null,null,null,null,null,null,null,null,23,"023",0]
[null,null,null,null,null,null,null,null,null,null,null,null,null,null,null,null,null,{"$f":"MOD(ROW(Q2724)-4,31)+1","v":24},"024",0]
[null,null,null,null,null,null,null,null,null,null,null,null,null,null,null,null,null,25,"025",0]
[null,null,null,null,null,null,null,null,null,null,null,null,null,null,null,null,null,26,"026",{"$f":"T2725","v":0}]
[null,null,null,null,null,null,null,null,null,null,null,null,null,null,null,null,null,27,"027",0]
[null,null,null,null,null,null,null,null,null,null,null,null,null,null,null,null,null,28,"028",0]
[null,null,null,null,null,null,null,null,null,null,null,null,null,null,null,null,null,29,"029",0]
[null,null,null,null,null,null,null,null,null,null,null,null,null,null,null,null,null,30,"030",0]
[null,null,null,null,null,null,null,null,null,null,null,null,null,null,null,null,null,31,"031",0]
[null,null,null,null,null,null,null,null,null,null,null,null,null,null,null,null,null,1,"01",{"$f":"C2732","v":0}]
[null,null,null,null,null,null,null,null,null,null,null,null,null,null,null,null,null,2,"02",{"$f":"T2732","v":0}]
[null,null,null,null,null,null,null,null,null,null,null,null,null,null,null,null,null,3,"03",0]
[null,null,null,null,null,null,null,null,null,null,null,null,null,null,null,null,null,4,"04",0]
[null,null,null,null,null,null,null,null,null,null,null,null,null,null,null,null,null,5,"05",0]
[null,null,null,null,null,null,null,null,null,null,null,null,null,null,null,null,null,6,"06",0]
[null,null,null,null,null,null,null,null,null,null,null,null,null,null,null,null,null,7,"07",0]
[null,null,null,null,null,null,null,null,null,null,null,null,null,null,null,null,null,8,"08",0]
[null,null,null,null,null,null,null,null,null,null,null,null,null,null,null,null,null,9,"09",0]
[null,null,null,null,null,null,null,null,null,null,null,null,null,null,null,null,null,10,"010",0]
[null,null,null,null,null,null,null,null,null,null,null,null,null,null,null,null,null,11,"011",0]
[null,null,null,null,null,null,null,null,null,null,null,null,null,null,null,null,null,12,"012",0]
[null,null,null,null,null,null,null,null,null,null,null,null,null,null,null,null,null,13,"013",0]
[null,null,null,null,null,null,null,null,null,null,null,null,null,null,null,null,null,14,"014",0]
[null,null,null,null,null,null,null,null,null,null,null,null,null,null,null,null,null,15,"015",0]
[null,null,null,null,null,null,null,null,null,null,null,null,null,null,null,null,null,16,"016",0]
[null,null,null,null,null,null,null,null,null,null,null,null,null,null,null,null,null,17,"017",0]
[null,null,null,null,null,null,null,null,null,null,null,null,null,null,null,null,null,18,"018",0]
[null,null,null,null,null,null,null,null,null,null,null,null,null,null,null,null,null,19,"019",0]
[null,null,null,null,null,null,null,null,null,null,null,null,null,null,null,null,null,20,"020",0]
[null,null,null,null,null,null,null,null,null,null,null,null,null,null,null,null,null,21,"021",0]
[null,null,null,null,null,null,null,null,null,null,null,null,null,null,null,null,null,22,"022",0]
[null,null,null,null,null,null,null,null,null,null,null,null,null,null,null,null,null,23,"023",0]
[null,null,null,null,null,null,null,null,null,null,null,null,null,null,null,null,null,24,"024",0]
[null,null,null,null,null,null,null,null,null,null,null,null,null,null,null,null,null,25,"025",0]
[null,null,null,null,null,null,null,null,null,null,null,null,null,null,null,null,null,26,{"$f":"T2757&R2757","v":"026"},0]
[null,null,null,null,null,null,null,null,null,null,null,null,null,null,null,null,null,27,"027",0]
[null,null,null,null,null,null,null,null,null,null,null,null,null,null,null,null,null,28,"028",0]
[null,null,null,null,null,null,null,null,null,null,null,null,null,null,null,null,null,29,"029",0]
[null,null,null,null,null,null,null,null,null,null,null,null,null,null,null,null,null,30,"030",0]
[null,null,null,null,null,null,null,null,null,null,null,null,null,null,null,null,null,31,"031",0]
[null,null,null,null,null,null,null,null,null,null,null,null,null,null,null,null,null,1,"01",{"$f":"C2763","v":0}]
[null,null,null,null,null,null,null,null,null,null,null,null,null,null,null,null,null,2,"02",{"$f":"T2763","v":0}]
[null,null,null,null,null,null,null,null,null,null,null,null,null,null,null,null,null,3,"03",0]
[null,null,null,null,null,null,null,null,null,null,null,null,null,null,null,null,null,4,"04",0]
[null,null,null,null,null,null,null,null,null,null,null,null,null,null,null,null,null,5,"05",0]
[null,null,null,null,null,null,null,null,null,null,null,null,null,null,null,null,null,6,"06",0]
[null,null,null,null,null,null,null,null,null,null,null,null,null,null,null,null,null,7,"07",0]
[null,null,null,null,null,null,null,null,null,null,null,null,null,null,null,null,null,8,"08",0]
[null,null,null,null,null,null,null,null,null,null,null,null,null,null,null,null,null,9,"09",0]
[null,null,null,null,null,null,null,null,null,null,null,null,null,null,null,null,null,10,"010",0]
[null,null,null,null,null,null,null,null,null,null,null,null,null,null,null,null,null,11,"011",0]
[null,null,null,null,null,null,null,null,null,null,null,null,null,null,null,null,null,12,"012",0]
[null,null,null,null,null,null,null,null,null,null,null,null,null,null,null,null,null,13,"013",0]
[null,null,null,null,null,null,null,null,null,null,null,null,null,null,null,null,null,14,"014",0]
[null,null,null,null,null,null,null,null,null,null,null,null,null,null,null,null,null,15,"015",0]
[null,null,null,null,null,null,null,null,null,null,null,null,null,null,null,null,null,16,"016",0]
[null,null,null,null,null,null,null,null,null,null,null,null,null,null,null,null,null,17,"017",0]
[null,null,null,null,null,null,null,null,null,null,null,null,null,null,null,null,null,18,"018",0]
[null,null,null,null,null,null,null,null,null,null,null,null,null,null,null,null,null,19,"019",0]
[null,null,null,null,null,null,null,null,null,null,null,null,null,null,null,null,null,20,"020",0]
[null,null,null,null,null,null,null,null,null,null,null,null,null,null,null,null,null,21,"021",0]
[null,null,null,null,null,null,null,null,null,null,null,null,null,null,null,null,null,22,"022",0]
[null,null,null,null,null,null,null,null,null,null,null,null,null,null,null,null,null,23,"023",0]
[null,null,null,null,null,null,null,null,null,null,null,null,null,null,null,null,null,24,"024",0]
[null,null,null,null,null,null,null,null,null,null,null,null,null,null,null,null,null,25,"025",0]
[null,null,null,null,null,null,null,null,null,null,null,null,null,null,null,null,null,{"$f":"MOD(ROW(Q2788)-4,31)+1","v":26},"026",0]
[null,null,null,null,null,null,null,null,null,null,null,null,null,null,null,null,null,27,"027",0]
[null,null,null,null,null,null,null,null,null,null,null,null,null,null,null,null,null,28,"028",{"$f":"T2789","v":0}]
[null,null,null,null,null,null,null,null,null,null,null,null,null,null,null,null,null,29,"029",0]
[null,null,null,null,null,null,null,null,null,null,null,null,null,null,null,null,null,30,"030",0]
[null,null,null,null,null,null,null,null,null,null,null,null,null,null,null,null,null,31,"031",0]
[null,null,null,null,null,null,null,null,null,null,null,null,null,null,null,null,null,1,"01",{"$f":"C2794","v":0}]
[null,null,null,null,null,null,null,null,null,null,null,null,null,null,null,null,null,2,"02",{"$f":"T2794","v":0}]
[null,null,null,null,null,null,null,null,null,null,null,null,null,null,null,null,null,3,"03",0]
[null,null,null,null,null,null,null,null,null,null,null,null,null,null,null,null,null,4,"04",0]
[null,null,null,null,null,null,null,null,null,null,null,null,null,null,null,null,null,5,"05",0]
[null,null,null,null,null,null,null,null,null,null,null,null,null,null,null,null,null,6,"06",0]
[null,null,null,null,null,null,null,null,null,null,null,null,null,null,null,null,null,7,"07",0]
[null,null,null,null,null,null,null,null,null,null,null,null,null,null,null,null,null,8,"08",0]
[null,null,null,null,null,null,null,null,null,null,null,null,null,null,null,null,null,9,"09",0]
[null,null,null,null,null,null,null,null,null,null,null,null,null,null,null,null,null,10,"010",0]
[null,null,null,null,null,null,null,null,null,null,null,null,null,null,null,null,null,11,"011",0]
[null,null,null,null,null,null,null,null,null,null,null,null,null,null,null,null,null,12,"012",0]
[null,null,null,null,null,null,null,null,null,null,null,null,null,null,null,null,null,13,"013",0]
[null,null,null,null,null,null,null,null,null,null,null,null,null,null,null,null,null,14,"014",0]
[null,null,null,null,null,null,null,null,null,null,null,null,null,null,null,null,null,15,"015",0]
[null,null,null,null,null,null,null,null,null,null,null,null,null,null,null,null,null,16,"016",0]
[null,null,null,null,null,null,null,null,null,null,null,null,null,null,null,null,null,17,"017",0]
[null,null,null,null,null,null,null,null,null,null,null,null,null,null,null,null,null,18,"018",0]
[null,null,null,null,null,null,null,null,null,null,null,null,null,null,null,null,null,19,"019",0]
[null,null,null,null,null,null,null,null,null,null,null,null,null,null,null,null,null,20,"020",0]
[null,null,null,null,null,null,null,null,null,null,null,null,null,null,null,null,null,21,"021",0]
[null,null,null,null,null,null,null,null,null,null,null,null,null,null,null,null,null,22,"022",0]
[null,null,null,null,null,null,null,null,null,null,null,null,null,null,null,null,null,23,"023",0]
[null,null,null,null,null,null,null,null,null,null,null,null,null,null,null,null,null,24,"024",0]
[null,null,null,null,null,null,null,null,null,null,null,null,null,null,null,null,null,25,"025",0]
[null,null,null,null,null,null,null,null,null,null,null,null,null,null,null,null,null,26,"026",0]
[null,null,null,null,null,null,null,null,null,null,null,null,null,null,null,null,null,27,"027",0]
[null,null,null,null,null,null,null,null,null,null,null,null,null,null,null,null,null,28,{"$f":"T2821&R2821","v":"028"},0]
[null,null,null,null,null,null,null,null,null,null,null,null,null,null,null,null,null,29,"029",0]
[null,null,null,null,null,null,null,null,null,null,null,null,null,null,null,null,null,30,"030",0]
[null,null,null,null,null,null,null,null,null,null,null,null,null,null,null,null,null,31,"031",0]
[null,null,null,null,null,null,null,null,null,null,null,null,null,null,null,null,null,1,"01",{"$f":"C2825","v":0}]
[null,null,null,null,null,null,null,null,null,null,null,null,null,null,null,null,null,2,"02",{"$f":"T2825","v":0}]
[null,null,null,null,null,null,null,null,null,null,null,null,null,null,null,null,null,3,"03",0]
[null,null,null,null,null,null,null,null,null,null,null,null,null,null,null,null,null,4,"04",0]
[null,null,null,null,null,null,null,null,null,null,null,null,null,null,null,null,null,5,"05",0]
[null,null,null,null,null,null,null,null,null,null,null,null,null,null,null,null,null,6,"06",0]
[null,null,null,null,null,null,null,null,null,null,null,null,null,null,null,null,null,7,"07",0]
[null,null,null,null,null,null,null,null,null,null,null,null,null,null,null,null,null,8,"08",0]
[null,null,null,null,null,null,null,null,null,null,null,null,null,null,null,null,null,9,"09",0]
[null,null,null,null,null,null,null,null,null,null,null,null,null,null,null,null,null,10,"010",0]
[null,null,null,null,null,null,null,null,null,null,null,null,null,null,null,null,null,11,"011",0]
[null,null,null,null,null,null,null,null,null,null,null,null,null,null,null,null,null,12,"012",0]
[null,null,null,null,null,null,null,null,null,null,null,null,null,null,null,null,null,13,"013",0]
[null,null,null,null,null,null,null,null,null,null,null,null,null,null,null,null,null,14,"014",0]
[null,null,null,null,null,null,null,null,null,null,null,null,null,null,null,null,null,15,"015",0]
[null,null,null,null,null,null,null,null,null,null,null,null,null,null,null,null,null,16,"016",0]
[null,null,null,null,null,null,null,null,null,null,null,null,null,null,null,null,null,17,"017",0]
[null,null,null,null,null,null,null,null,null,null,null,null,null,null,null,null,null,18,"018",0]
[null,null,null,null,null,null,null,null,null,null,null,null,null,null,null,null,null,19,"019",0]
[null,null,null,null,null,null,null,null,null,null,null,null,null,null,null,null,null,20,"020",0]
[null,null,null,null,null,null,null,null,null,null,null,null,null,null,null,null,null,21,"021",0]
[null,null,null,null,null,null,null,null,null,null,null,null,null,null,null,null,null,22,"022",0]
[null,null,null,null,null,null,null,null,null,null,null,null,null,null,null,null,null,23,"023",0]
[null,null,null,null,null,null,null,null,null,null,null,null,null,null,null,null,null,24,"024",0]
[null,null,null,null,null,null,null,null,null,null,null,null,null,null,null,null,null,25,"025",0]
[null,null,null,null,null,null,null,null,null,null,null,null,null,null,null,null,null,26,"026",0]
[null,null,null,null,null,null,null,null,null,null,null,null,null,null,null,null,null,27,"027",0]
[null,null,null,null,null,null,null,null,null,null,null,null,null,null,null,null,null,{"$f":"MOD(ROW(Q2852)-4,31)+1","v":28},"028",0]
[null,null,null,null,null,null,null,null,null,null,null,null,null,null,null,null,null,29,"029",0]
[null,null,null,null,null,null,null,null,null,null,null,null,null,null,null,null,null,30,"030",{"$f":"T2853","v":0}]
[null,null,null,null,null,null,null,null,null,null,null,null,null,null,null,null,null,31,"031",0]
[null,null,null,null,null,null,null,null,null,null,null,null,null,null,null,null,null,1,"01",{"$f":"C2856","v":0}]
[null,null,null,null,null,null,null,null,null,null,null,null,null,null,null,null,null,2,"02",{"$f":"T2856","v":0}]
[null,null,null,null,null,null,null,null,null,null,null,null,null,null,null,null,null,3,"03",0]
[null,null,null,null,null,null,null,null,null,null,null,null,null,null,null,null,null,4,"04",0]
[null,null,null,null,null,null,null,null,null,null,null,null,null,null,null,null,null,5,"05",0]
[null,null,null,null,null,null,null,null,null,null,null,null,null,null,null,null,null,6,"06",0]
[null,null,null,null,null,null,null,null,null,null,null,null,null,null,null,null,null,7,"07",0]
[null,null,null,null,null,null,null,null,null,null,null,null,null,null,null,null,null,8,"08",0]
[null,null,null,null,null,null,null,null,null,null,null,null,null,null,null,null,null,9,"09",0]
[null,null,null,null,null,null,null,null,null,null,null,null,null,null,null,null,null,10,"010",0]
[null,null,null,null,null,null,null,null,null,null,null,null,null,null,null,null,null,11,"011",0]
[null,null,null,null,null,null,null,null,null,null,null,null,null,null,null,null,null,12,"012",0]
[null,null,null,null,null,null,null,null,null,null,null,null,null,null,null,null,null,13,"013",0]
[null,null,null,null,null,null,null,null,null,null,null,null,null,null,null,null,null,14,"014",0]
[null,null,null,null,null,null,null,null,null,null,null,null,null,null,null,null,null,15,"015",0]
[null,null,null,null,null,null,null,null,null,null,null,null,null,null,null,null,null,16,"016",0]
[null,null,null,null,null,null,null,null,null,null,null,null,null,null,null,null,null,17,"017",0]
[null,null,null,null,null,null,null,null,null,null,null,null,null,null,null,null,null,18,"018",0]
[null,null,null,null,null,null,null,null,null,null,null,null,null,null,null,null,null,19,"019",0]
[null,null,null,null,null,null,null,null,null,null,null,null,null,null,null,null,null,20,"020",0]
[null,null,null,null,null,null,null,null,null,null,null,null,null,null,null,null,null,21,"021",0]
[null,null,null,null,null,null,null,null,null,null,null,null,null,null,null,null,null,22,"022",0]
[null,null,null,null,null,null,null,null,null,null,null,null,null,null,null,null,null,23,"023",0]
[null,null,null,null,null,null,null,null,null,null,null,null,null,null,null,null,null,24,"024",0]
[null,null,null,null,null,null,null,null,null,null,null,null,null,null,null,null,null,25,"025",0]
[null,null,null,null,null,null,null,null,null,null,null,null,null,null,null,null,null,26,"026",0]
[null,null,null,null,null,null,null,null,null,null,null,null,null,null,null,null,null,27,"027",0]
[null,null,null,null,null,null,null,null,null,null,null,null,null,null,null,null,null,28,"028",0]
[null,null,null,null,null,null,null,null,null,null,null,null,null,null,null,null,null,29,"029",0]
[null,null,null,null,null,null,null,null,null,null,null,null,null,null,null,null,null,30,{"$f":"T2885&R2885","v":"030"},0]
[null,null,null,null,null,null,null,null,null,null,null,null,null,null,null,null,null,31,"031",0]
[null,null,null,null,null,null,null,null,null,null,null,null,null,null,null,null,null,1,"01",{"$f":"C2887","v":0}]
[null,null,null,null,null,null,null,null,null,null,null,null,null,null,null,null,null,2,"02",{"$f":"T2887","v":0}]
[null,null,null,null,null,null,null,null,null,null,null,null,null,null,null,null,null,3,"03",0]
[null,null,null,null,null,null,null,null,null,null,null,null,null,null,null,null,null,4,"04",0]
[null,null,null,null,null,null,null,null,null,null,null,null,null,null,null,null,null,5,"05",0]
[null,null,null,null,null,null,null,null,null,null,null,null,null,null,null,null,null,6,"06",0]
[null,null,null,null,null,null,null,null,null,null,null,null,null,null,null,null,null,7,"07",0]
[null,null,null,null,null,null,null,null,null,null,null,null,null,null,null,null,null,8,"08",0]
[null,null,null,null,null,null,null,null,null,null,null,null,null,null,null,null,null,9,"09",0]
[null,null,null,null,null,null,null,null,null,null,null,null,null,null,null,null,null,10,"010",0]
[null,null,null,null,null,null,null,null,null,null,null,null,null,null,null,null,null,11,"011",0]
[null,null,null,null,null,null,null,null,null,null,null,null,null,null,null,null,null,12,"012",0]
[null,null,null,null,null,null,null,null,null,null,null,null,null,null,null,null,null,13,"013",0]
[null,null,null,null,null,null,null,null,null,null,null,null,null,null,null,null,null,14,"014",0]
[null,null,null,null,null,null,null,null,null,null,null,null,null,null,null,null,null,15,"015",0]
[null,null,null,null,null,null,null,null,null,null,null,null,null,null,null,null,null,16,"016",0]
[null,null,null,null,null,null,null,null,null,null,null,null,null,null,null,null,null,17,"017",0]
[null,null,null,null,null,null,null,null,null,null,null,null,null,null,null,null,null,18,"018",0]
[null,null,null,null,null,null,null,null,null,null,null,null,null,null,null,null,null,19,"019",0]
[null,null,null,null,null,null,null,null,null,null,null,null,null,null,null,null,null,20,"020",0]
[null,null,null,null,null,null,null,null,null,null,null,null,null,null,null,null,null,21,"021",0]
[null,null,null,null,null,null,null,null,null,null,null,null,null,null,null,null,null,22,"022",0]
[null,null,null,null,null,null,null,null,null,null,null,null,null,null,null,null,null,23,"023",0]
[null,null,null,null,null,null,null,null,null,null,null,null,null,null,null,null,null,24,"024",0]
[null,null,null,null,null,null,null,null,null,null,null,null,null,null,null,null,null,25,"025",0]
[null,null,null,null,null,null,null,null,null,null,null,null,null,null,null,null,null,26,"026",0]
[null,null,null,null,null,null,null,null,null,null,null,null,null,null,null,null,null,27,"027",0]
[null,null,null,null,null,null,null,null,null,null,null,null,null,null,null,null,null,28,"028",0]
[null,null,null,null,null,null,null,null,null,null,null,null,null,null,null,null,null,29,"029",0]
[null,null,null,null,null,null,null,null,null,null,null,null,null,null,null,null,null,{"$f":"MOD(ROW(Q2916)-4,31)+1","v":30},"030",0]
[null,null,null,null,null,null,null,null,null,null,null,null,null,null,null,null,null,31,"031",0]
[null,null,null,null,null,null,null,null,null,null,null,null,null,null,null,null,null,1,"01",{"$f":"C2918","v":0}]
[null,null,null,null,null,null,null,null,null,null,null,null,null,null,null,null,null,2,"02",{"$f":"T2918","v":0}]
[null,null,null,null,null,null,null,null,null,null,null,null,null,null,null,null,null,3,"03",0]
[null,null,null,null,null,null,null,null,null,null,null,null,null,null,null,null,null,4,"04",0]
[null,null,null,null,null,null,null,null,null,null,null,null,null,null,null,null,null,5,"05",0]
[null,null,null,null,null,null,null,null,null,null,null,null,null,null,null,null,null,6,"06",0]
[null,null,null,null,null,null,null,null,null,null,null,null,null,null,null,null,null,7,"07",0]
[null,null,null,null,null,null,null,null,null,null,null,null,null,null,null,null,null,8,"08",0]
[null,null,null,null,null,null,null,null,null,null,null,null,null,null,null,null,null,9,"09",0]
[null,null,null,null,null,null,null,null,null,null,null,null,null,null,null,null,null,10,"010",0]
[null,null,null,null,null,null,null,null,null,null,null,null,null,null,null,null,null,11,"011",0]
[null,null,null,null,null,null,null,null,null,null,null,null,null,null,null,null,null,12,"012",0]
[null,null,null,null,null,null,null,null,null,null,null,null,null,null,null,null,null,13,"013",0]
[null,null,null,null,null,null,null,null,null,null,null,null,null,null,null,null,null,14,"014",0]
[null,null,null,null,null,null,null,null,null,null,null,null,null,null,null,null,null,15,"015",0]
[null,null,null,null,null,null,null,null,null,null,null,null,null,null,null,null,null,16,"016",0]
[null,null,null,null,null,null,null,null,null,null,null,null,null,null,null,null,null,17,"017",0]
[null,null,null,null,null,null,null,null,null,null,null,null,null,null,null,null,null,18,"018",0]
[null,null,null,null,null,null,null,null,null,null,null,null,null,null,null,null,null,19,"019",0]
[null,null,null,null,null,null,null,null,null,null,null,null,null,null,null,null,null,20,"020",0]
[null,null,null,null,null,null,null,null,null,null,null,null,null,null,null,null,null,21,"021",0]
[null,null,null,null,null,null,null,null,null,null,null,null,null,null,null,null,null,22,"022",0]
[null,null,null,null,null,null,null,null,null,null,null,null,null,null,null,null,null,23,"023",0]
[null,null,null,null,null,null,null,null,null,null,null,null,null,null,null,null,null,24,"024",0]
[null,null,null,null,null,null,null,null,null,null,null,null,null,null,null,null,null,25,"025",0]
[null,null,null,null,null,null,null,null,null,null,null,null,null,null,null,null,null,26,"026",0]
[null,null,null,null,null,null,null,null,null,null,null,null,null,null,null,null,null,27,"027",0]
[null,null,null,null,null,null,null,null,null,null,null,null,null,null,null,null,null,28,"028",0]
[null,null,null,null,null,null,null,null,null,null,null,null,null,null,null,null,null,29,"029",0]
[null,null,null,null,null,null,null,null,null,null,null,null,null,null,null,null,null,30,"030",0]
[null,null,null,null,null,null,null,null,null,null,null,null,null,null,null,null,null,31,"031",0]
[null,null,null,null,null,null,null,null,null,null,null,null,null,null,null,null,null,1,{"$f":"T2949&R2949","v":"01"},{"$f":"C2949","v":0}]
[null,null,null,null,null,null,null,null,null,null,null,null,null,null,null,null,null,2,"02",{"$f":"T2949","v":0}]
[null,null,null,null,null,null,null,null,null,null,null,null,null,null,null,null,null,3,"03",0]
[null,null,null,null,null,null,null,null,null,null,null,null,null,null,null,null,null,4,"04",0]
[null,null,null,null,null,null,null,null,null,null,null,null,null,null,null,null,null,5,"05",0]
[null,null,null,null,null,null,null,null,null,null,null,null,null,null,null,null,null,6,"06",0]
[null,null,null,null,null,null,null,null,null,null,null,null,null,null,null,null,null,7,"07",0]
[null,null,null,null,null,null,null,null,null,null,null,null,null,null,null,null,null,8,"08",0]
[null,null,null,null,null,null,null,null,null,null,null,null,null,null,null,null,null,9,"09",0]
[null,null,null,null,null,null,null,null,null,null,null,null,null,null,null,null,null,10,"010",0]
[null,null,null,null,null,null,null,null,null,null,null,null,null,null,null,null,null,11,"011",0]
[null,null,null,null,null,null,null,null,null,null,null,null,null,null,null,null,null,12,"012",0]
[null,null,null,null,null,null,null,null,null,null,null,null,null,null,null,null,null,13,"013",0]
[null,null,null,null,null,null,null,null,null,null,null,null,null,null,null,null,null,14,"014",0]
[null,null,null,null,null,null,null,null,null,null,null,null,null,null,null,null,null,15,"015",0]
[null,null,null,null,null,null,null,null,null,null,null,null,null,null,null,null,null,16,"016",0]
[null,null,null,null,null,null,null,null,null,null,null,null,null,null,null,null,null,17,"017",0]
[null,null,null,null,null,null,null,null,null,null,null,null,null,null,null,null,null,18,"018",0]
[null,null,null,null,null,null,null,null,null,null,null,null,null,null,null,null,null,19,"019",0]
[null,null,null,null,null,null,null,null,null,null,null,null,null,null,null,null,null,20,"020",0]
[null,null,null,null,null,null,null,null,null,null,null,null,null,null,null,null,null,21,"021",0]
[null,null,null,null,null,null,null,null,null,null,null,null,null,null,null,null,null,22,"022",0]
[null,null,null,null,null,null,null,null,null,null,null,null,null,null,null,null,null,23,"023",0]
[null,null,null,null,null,null,null,null,null,null,null,null,null,null,null,null,null,24,"024",0]
[null,null,null,null,null,null,null,null,null,null,null,null,null,null,null,null,null,25,"025",0]
[null,null,null,null,null,null,null,null,null,null,null,null,null,null,null,null,null,26,"026",0]
[null,null,null,null,null,null,null,null,null,null,null,null,null,null,null,null,null,27,"027",0]
[null,null,null,null,null,null,null,null,null,null,null,null,null,null,null,null,null,28,"028",0]
[null,null,null,null,null,null,null,null,null,null,null,null,null,null,null,null,null,29,"029",0]
[null,null,null,null,null,null,null,null,null,null,null,null,null,null,null,null,null,30,"030",0]
[null,null,null,null,null,null,null,null,null,null,null,null,null,null,null,null,null,31,"031",0]

{"sheet":"CommentarySelection","index":3,"n_rows":4814,"n_cols":7,"rows_kept":4814,"cut":false,"hidden":true,"merged":[]}
[]
[]
[]
[null,"CONNECTION POINT SELECTED:",null,null,null,null,{"$f":"DataSelection!V8","v":"SA Adelaide Central"}]
[]
[]
[null,null,null,null,null,null,"MAIN SECTORS"]
[null,null,null,4,{"$f":"$G$4&D8","v":"SA Adelaide Central4"},null,{"$f":"IF( INDEX(CommentaryInput!$D:$D,MATCH(E8,CommentaryInput!$S:$S,0)) =\"\",\"\", INDEX(CommentaryInput!$D:$D,MATCH(E8,CommentaryInput!$S:$S,0)))","v":"Residential and commercial area surrounds the connection point"}]
[null,null,null,{"$f":"D8+1","v":5},{"$f":"$G$4&D9","v":"SA Adelaide Central5"},null,{"$f":"IF( INDEX(CommentaryInput!$D:$D,MATCH(E9,CommentaryInput!$S:$S,0)) =\"\",\"\", INDEX(CommentaryInput!$D:$D,MATCH(E9,CommentaryInput!$S:$S,0)))","v":""}]
[null,null,null,{"$f":"D9+1","v":6},{"$f":"$G$4&D10","v":"SA Adelaide Central6"},null,{"$f":"IF( INDEX(CommentaryInput!$D:$D,MATCH(E10,CommentaryInput!$S:$S,0)) =\"\",\"\", INDEX(CommentaryInput!$D:$D,MATCH(E10,CommentaryInput!$S:$S,0)))","v":""}]
[null,null,null,7,{"$f":"$G$4&D11","v":"SA Adelaide Central7"},null,{"$f":"IF( INDEX(CommentaryInput!$D:$D,MATCH(E11,CommentaryInput!$S:$S,0)) =\"\",\"\", INDEX(CommentaryInput!$D:$D,MATCH(E11,CommentaryInput!$S:$S,0)))","v":""}]
[null,null,null,8,{"$f":"$G$4&D12","v":"SA Adelaide Central8"},null,{"$f":"IF( INDEX(CommentaryInput!$D:$D,MATCH(E12,CommentaryInput!$S:$S,0)) =\"\",\"\", INDEX(CommentaryInput!$D:$D,MATCH(E12,CommentaryInput!$S:$S,0)))","v":""}]
[null,null,null,9,".",null,"MEDIUM SCENARIO"]
[null,null,null,10,null,null,"Summer"]
[null,null,null,11,{"$f":"$G$4&D15","v":"SA Adelaide Central11"},null,{"$f":"IF( INDEX(CommentaryInput!$D:$D,MATCH(E15,CommentaryInput!$S:$S,0)) =\"\",\"\", INDEX(CommentaryInput!$D:$D,MATCH(E15,CommentaryInput!$S:$S,0)))","v":"Temperature corrected actuals have decreased over the historical period."}]
[null,null,null,12,{"$f":"$G$4&D16","v":"SA Adelaide Central12"},null,{"$f":"IF( INDEX(CommentaryInput!$D:$D,MATCH(E16,CommentaryInput!$S:$S,0)) =\"\",\"\", INDEX(CommentaryInput!$D:$D,MATCH(E16,CommentaryInput!$S:$S,0)))","v":"Forecast demand is decreasing over the outlook period."}]
[null,null,null,13,{"$f":"$G$4&D17","v":"SA Adelaide Central13"},null,{"$f":"IF( INDEX(CommentaryInput!$D:$D,MATCH(E17,CommentaryInput!$S:$S,0)) =\"\",\"\", INDEX(CommentaryInput!$D:$D,MATCH(E17,CommentaryInput!$S:$S,0)))","v":"The 10% POE offset for PV ranges from 1.1% to 2.9% between 2017 and 2026."}]
[null,null,null,14,{"$f":"$G$4&D18","v":"SA Adelaide Central14"},null,{"$f":"IF( INDEX(CommentaryInput!$D:$D,MATCH(E18,CommentaryInput!$S:$S,0)) =\"\",\"\", INDEX(CommentaryInput!$D:$D,MATCH(E18,CommentaryInput!$S:$S,0)))","v":""}]
[null,null,null,15,{"$f":"$G$4&D19","v":"SA Adelaide Central15"},null,{"$f":"IF( INDEX(CommentaryInput!$D:$D,MATCH(E19,CommentaryInput!$S:$S,0)) =\"\",\"\", INDEX(CommentaryInput!$D:$D,MATCH(E19,CommentaryInput!$S:$S,0)))","v":""}]
[null,null,null,16,null,null,"Winter"]
[null,null,null,17,{"$f":"$G$4&D21","v":"SA Adelaide Central17"},null,{"$f":"IF( INDEX(CommentaryInput!$D:$D,MATCH(E21,CommentaryInput!$S:$S,0)) =\"\",\"\", INDEX(CommentaryInput!$D:$D,MATCH(E21,CommentaryInput!$S:$S,0)))","v":"Temperature corrected actuals have decreased over the historical period."}]
[null,null,null,18,{"$f":"$G$4&D22","v":"SA Adelaide Central18"},null,{"$f":"IF( INDEX(CommentaryInput!$D:$D,MATCH(E22,CommentaryInput!$S:$S,0)) =\"\",\"\", INDEX(CommentaryInput!$D:$D,MATCH(E22,CommentaryInput!$S:$S,0)))","v":"Forecast demand is decreasing over the outlook period."}]
[null,null,null,19,{"$f":"$G$4&D23","v":"SA Adelaide Central19"},null,{"$f":"IF( INDEX(CommentaryInput!$D:$D,MATCH(E23,CommentaryInput!$S:$S,0)) =\"\",\"\", INDEX(CommentaryInput!$D:$D,MATCH(E23,CommentaryInput!$S:$S,0)))","v":"The 10% POE offset for PV ranges from 1.1% to 2.5% between 2016 and 2025."}]
[null,null,null,20,{"$f":"$G$4&D24","v":"SA Adelaide Central20"},null,{"$f":"IF( INDEX(CommentaryInput!$D:$D,MATCH(E24,CommentaryInput!$S:$S,0)) =\"\",\"\", INDEX(CommentaryInput!$D:$D,MATCH(E24,CommentaryInput!$S:$S,0)))","v":""}]
[null,null,null,21,{"$f":"$G$4&D25","v":"SA Adelaide Central21"},null,{"$f":"IF( INDEX(CommentaryInput!$D:$D,MATCH(E25,CommentaryInput!$S:$S,0)) =\"\",\"\", INDEX(CommentaryInput!$D:$D,MATCH(E25,CommentaryInput!$S:$S,0)))","v":""}]
[null,null,null,22,null,null,"Other"]
[null,null,null,23,{"$f":"$G$4&D27","v":"SA Adelaide Central23"},null,{"$f":"IF( INDEX(CommentaryInput!$D:$D,MATCH(E27,CommentaryInput!$S:$S,0)) =\"\",\"\", INDEX(CommentaryInput!$D:$D,MATCH(E27,CommentaryInput!$S:$S,0)))","v":"A subset of the eastern suburbs meshed network."}]
[null,null,null,24,"SA Adelaide Central24",null,{"$f":"IF( INDEX(CommentaryInput!$D:$D,MATCH(E28,CommentaryInput!$S:$S,0)) =\"\",\"\", INDEX(CommentaryInput!$D:$D,MATCH(E28,CommentaryInput!$S:$S,0)))","v":"This includes the area of Adelaide which is located east of West Terrace, north of South Terrace, west of East Terrace and"}]
[null,null,null,25,"SA Adelaide Central25",null,{"$f":"IF( INDEX(CommentaryInput!$D:$D,MATCH(E29,CommentaryInput!$S:$S,0)) =\"\",\"\", INDEX(CommentaryInput!$D:$D,MATCH(E29,CommentaryInput!$S:$S,0)))","v":"south of the River Torrens."}]
[null,null,null,26,"SA Adelaide Central26",null,{"$f":"IF( INDEX(CommentaryInput!$D:$D,MATCH(E30,CommentaryInput!$S:$S,0)) =\"\",\"\", INDEX(CommentaryInput!$D:$D,MATCH(E30,CommentaryInput!$S:$S,0)))","v":"Demand is weather sensitive in summer and winter."}]
[null,null,null,27,"SA Adelaide Central27",null,{"$f":"IF( INDEX(CommentaryInput!$D:$D,MATCH(E31,CommentaryInput!$S:$S,0)) =\"\",\"\", INDEX(CommentaryInput!$D:$D,MATCH(E31,CommentaryInput!$S:$S,0)))","v":"Diversity factors: Summer = 0.87; Winter = 0.74."}]
[null,null,null,28,"SA Adelaide Central28",null,{"$f":"IF( INDEX(CommentaryInput!$D:$D,MATCH(E32,CommentaryInput!$S:$S,0)) =\"\",\"\", INDEX(CommentaryInput!$D:$D,MATCH(E32,CommentaryInput!$S:$S,0)))","v":"Power factors: Summer = 0.96, lagging; Winter = 0.95, lagging."}]
[null,null,null,29,"SA Adelaide Central29",null,{"$f":"IF( INDEX(CommentaryInput!$D:$D,MATCH(E33,CommentaryInput!$S:$S,0)) =\"\",\"\", INDEX(CommentaryInput!$D:$D,MATCH(E33,CommentaryInput!$S:$S,0)))","v":""}]
[null,null,null,30,"SA Adelaide Central30",null,{"$f":"IF( INDEX(CommentaryInput!$D:$D,MATCH(E34,CommentaryInput!$S:$S,0)) =\"\",\"\", INDEX(CommentaryInput!$D:$D,MATCH(E34,CommentaryInput!$S:$S,0)))","v":""}]
[]
[]
[]
[]
[]
[]
[]
[]
[]
[]
[]
[]
[]
[]
[]
[]
[]
[]
[]
[]
[]
[]
[]
[]
[]
[]
[]
[]
[]
[]
[]
[]
[]
[]
[]
[]
[]
[]
[]
[]
[]
[]
[]
[]
[]
[]
[]
[]
[]
[]
[]
[]
[]
[]
[]
[]
[]
[]
[]
[]
[]
[]
[]
[]
[]
[]
[]
[]
[]
[]
[]
[]
[]
[]
[]
[]
[]
[]
[]
[]
[]
[]
[]
[]
[]
[]
[]
[]
[]
[]
[]
[]
[]
[]
[]
[]
[]
[]
[]
[]
[]
[]
[]
[]
[]
[]
[]
[]
[]
[]
[]
[]
[]
[]
[]
[]
[]
[]
[]
[]
[]
[]
[]
[]
[]
[]
[]
[]
[]
[]
[]
[]
[]
[]
[]
[]
[]
[]
[]
[]
[]
[]
[]
[]
[]
[]
[]
[]
[]
[]
[]
[]
[]
[]
[]
[]
[]
[]
[]
[]
[]
[]
[]
[]
[]
[]
[]
[]
[]
[]
[]
[]
[]
[]
[]
[]
[]
[]
[]
[]
[]
[]
[]
[]
[]
[]
[]
[]
[]
[]
[]
[]
[]
[]
[]
[]
[]
[]
[]
[]
[]
[]
[]
[]
[]
[]
[]
[]
[]
[]
[]
[]
[]
[]
[]
[]
[]
[]
[]
[]
[]
[]
[]
[]
[]
[]
[]
[]
[]
[]
[]
[]
[]
[]
[]
[]
[]
[]
[]
[]
[]
[]
[]
[]
[]
[]
[]
[]
[]
[]
[]
[]
[]
[]
[]
[]
[]
[]
[]
[]
[]
[]
[]
[]
[]
[]
[]
[]
[]
[]
[]
[]
[]
[]
[]
[]
[]
[]
[]
[]
[]
[]
[]
[]
[]
[]
[]
[]
[]
[]
[]
[]
[]
[]
[]
[]
[]
[]
[]
[]
[]
[]
[]
[]
[]
[]
[]
[]
[]
[]
[]
[]
[]
[]
[]
[]
[]
[]
[]
[]
[]
[]
[]
[]
[]
[]
[]
[]
[]
[]
[]
[]
[]
[]
[]
[]
[]
[]
[]
[]
[]
[]
[]
[]
[]
[]
[]
[]
[]
[]
[]
[]
[]
[]
[]
[]
[]
[]
[]
[]
[]
[]
[]
[]
[]
[]
[]
[]
[]
[]
[]
[]
[]
[]
[]
[]
[]
[]
[]
[]
[]
[]
[]
[]
[]
[]
[]
[]
[]
[]
[]
[]
[]
[]
[]
[]
[]
[]
[]
[]
[]
[]
[]
[]
[]
[]
[]
[]
[]
[]
[]
[]
[]
[]
[]
[]
[]
[]
[]
[]
[]
[]
[]
[]
[]
[]
[]
[]
[]
[]
[]
[]
[]
[]
[]
[]
[]
[]
[]
[]
[]
[]
[]
[]
[]
[]
[]
[]
[]
[]
[]
[]
[]
[]
[]
[]
[]
[]
[]
[]
[]
[]
[]
[]
[]
[]
[]
[]
[]
[]
[]
[]
[]
[]
[]
[]
[]
[]
[]
[]
[]
[]
[]
[]
[]
[]
[]
[]
[]
[]
[]
[]
[]
[]
[]
[]
[]
[]
[]
[]
[]
[]
[]
[]
[]
[]
[]
[]
[]
[]
[]
[]
[]
[]
[]
[]
[]
[]
[]
[]
[]
[]
[]
[]
[]
[]
[]
[]
[]
[]
[]
[]
[]
[]
[]
[]
[]
[]
[]
[]
[]
[]
[]
[]
[]
[]
[]
[]
[]
[]
[]
[]
[]
[]
[]
[]
[]
[]
[]
[]
[]
[]
[]
[]
[]
[]
[]
[]
[]
[]
[]
[]
[]
[]
[]
[]
[]
[]
[]
[]
[]
[]
[]
[]
[]
[]
[]
[]
[]
[]
[]
[]
[]
[]
[]
[]
[]
[]
[]
[]
[]
[]
[]
[]
[]
[]
[]
[]
[]
[]
[]
[]
[]
[]
[]
[]
[]
[]
[]
[]
[]
[]
[]
[]
[]
[]
[]
[]
[]
[]
[]
[]
[]
[]
[]
[]
[]
[]
[]
[]
[]
[]
[]
[]
[]
[]
[]
[]
[]
[]
[]
[]
[]
[]
[]
[]
[]
[]
[]
[]
[]
[]
[]
[]
[]
[]
[]
[]
[]
[]
[]
[]
[]
[]
[]
[]
[]
[]
[]
[]
[]
[]
[]
[]
[]
[]
[]
[]
[]
[]
[]
[]
[]
[]
[]
[]
[]
[]
[]
[]
[]
[]
[]
[]
[]
[]
[]
[]
[]
[]
[]
[]
[]
[]
[]
[]
[]
[]
[]
[]
[]
[]
[]
[]
[]
[]
[]
[]
[]
[]
[]
[]
[]
[]
[]
[]
[]
[]
[]
[]
[]
[]
[]
[]
[]
[]
[]
[]
[]
[]
[]
[]
[]
[]
[]
[]
[]
[]
[]
[]
[]
[]
[]
[]
[]
[]
[]
[]
[]
[]
[]
[]
[]
[]
[]
[]
[]
[]
[]
[]
[]
[]
[]
[]
[]
[]
[]
[]
[]
[]
[]
[]
[]
[]
[]
[]
[]
[]
[]
[]
[]
[]
[]
[]
[]
[]
[]
[]
[]
[]
[]
[]
[]
[]
[]
[]
[]
[]
[]
[]
[]
[]
[]
[]
[]
[]
[]
[]
[]
[]
[]
[]
[]
[]
[]
[]
[]
[]
[]
[]
[]
[]
[]
[]
[]
[]
[]
[]
[]
[]
[]
[]
[]
[]
[]
[]
[]
[]
[]
[]
[]
[]
[]
[]
[]
[]
[]
[]
[]
[]
[]
[]
[]
[]
[]
[]
[]
[]
[]
[]
[]
[]
[]
[]
[]
[]
[]
[]
[]
[]
[]
[]
[]
[]
[]
[]
[]
[]
[]
[]
[]
[]
[]
[]
[]
[]
[]
[]
[]
[]
[]
[]
[]
[]
[]
[]
[]
[]
[]
[]
[]
[]
[]
[]
[]
[]
[]
[]
[]
[]
[]
[]
[]
[]
[]
[]
[]
[]
[]
[]
[]
[]
[]
[]
[]
[]
[]
[]
[]
[]
[]
[]
[]
[]
[]
[]
[]
[]
[]
[]
[]
[]
[]
[]
[]
[]
[]
[]
[]
[]
[]
[]
[]
[]
[]
[]
[]
[]
[]
[]
[]
[]
[]
[]
[]
[]
[]
[]
[]
[]
[]
[]
[]
[]
[]
[]
[]
[]
[]
[]
[]
[]
[]
[]
[]
[]
[]
[]
[]
[]
[]
[]
[]
[]
[]
[]
[]
[]
[]
[]
[]
[]
[]
[]
[]
[]
[]
[]
[]
[]
[]
[]
[]
[]
[]
[]
[]
[]
[]
[]
[]
[]
[]
[]
[]
[]
[]
[]
[]
[]
[]
[]
[]
[]
[]
[]
[]
[]
[]
[]
[]
[]
[]
[]
[]
[]
[]
[]
[]
[]
[]
[]
[]
[]
[]
[]
[]
[]
[]
[]
[]
[]
[]
[]
[]
[]
[]
[]
[]
[]
[]
[]
[]
[]
[]
[]
[]
[]
[]
[]
[]
[]
[]
[]
[]
[]
[]
[]
[]
[]
[]
[]
[]
[]
[]
[]
[]
[]
[]
[]
[]
[]
[]
[]
[]
[]
[]
[]
[]
[]
[]
[]
[]
[]
[]
[]
[]
[]
[]
[]
[]
[]
[]
[]
[]
[]
[]
[]
[]
[]
[]
[]
[]
[]
[]
[]
[]
[]
[]
[]
[]
[]
[]
[]
[]
[]
[]
[]
[]
[]
[]
[]
[]
[]
[]
[]
[]
[]
[]
[]
[]
[]
[]
[]
[]
[]
[]
[]
[]
[]
[]
[]
[]
[]
[]
[]
[]
[]
[]
[]
[]
[]
[]
[]
[]
[]
[]
[]
[]
[]
[]
[]
[]
[]
[]
[]
[]
[]
[]
[]
[]
[]
[]
[]
[]
[]
[]
[]
[]
[]
[]
[]
[]
[]
[]
[]
[]
[]
[]
[]
[]
[]
[]
[]
[]
[]
[]
[]
[]
[]
[]
[]
[]
[]
[]
[]
[]
[]
[]
[]
[]
[]
[]
[]
[]
[]
[]
[]
[]
[]
[]
[]
[]
[]
[]
[]
[]
[]
[]
[]
[]
[]
[]
[]
[]
[]
[]
[]
[]
[]
[]
[]
[]
[]
[]
[]
[]
[]
[]
[]
[]
[]
[]
[]
[]
[]
[]
[]
[]
[]
[]
[]
[]
[]
[]
[]
[]
[]
[]
[]
[]
[]
[]
[]
[]
[]
[]
[]
[]
[]
[]
[]
[]
[]
[]
[]
[]
[]
[]
[]
[]
[]
[]
[]
[]
[]
[]
[]
[]
[]
[]
[]
[]
[]
[]
[]
[]
[]
[]
[]
[]
[]
[]
[]
[]
[]
[]
[]
[]
[]
[]
[]
[]
[]
[]
[]
[]
[]
[]
[]
[]
[]
[]
[]
[]
[]
[]
[]
[]
[]
[]
[]
[]
[]
[]
[]
[]
[]
[]
[]
[]
[]
[]
[]
[]
[]
[]
[]
[]
[]
[]
[]
[]
[]
[]
[]
[]
[]
[]
[]
[]
[]
[]
[]
[]
[]
[]
[]
[]
[]
[]
[]
[]
[]
[]
[]
[]
[]
[]
[]
[]
[]
[]
[]
[]
[]
[]
[]
[]
[]
[]
[]
[]
[]
[]
[]
[]
[]
[]
[]
[]
[]
[]
[]
[]
[]
[]
[]
[]
[]
[]
[]
[]
[]
[]
[]
[]
[]
[]
[]
[]
[]
[]
[]
[]
[]
[]
[]
[]
[]
[]
[]
[]
[]
[]
[]
[]
[]
[]
[]
[]
[]
[]
[]
[]
[]
[]
[]
[]
[]
[]
[]
[]
[]
[]
[]
[]
[]
[]
[]
[]
[]
[]
[]
[]
[]
[]
[]
[]
[]
[]
[]
[]
[]
[]
[]
[]
[]
[]
[]
[]
[]
[]
[]
[]
[]
[]
[]
[]
[]
[]
[]
[]
[]
[]
[]
[]
[]
[]
[]
[]
[]
[]
[]
[]
[]
[]
[]
[]
[]
[]
[]
[]
[]
[]
[]
[]
[]
[]
[]
[]
[]
[]
[]
[]
[]
[]
[]
[]
[]
[]
[]
[]
[]
[]
[]
[]
[]
[]
[]
[]
[]
[]
[]
[]
[]
[]
[]
[]
[]
[]
[]
[]
[]
[]
[]
[]
[]
[]
[]
[]
[]
[]
[]
[]
[]
[]
[]
[]
[]
[]
[]
[]
[]
[]
[]
[]
[]
[]
[]
[]
[]
[]
[]
[]
[]
[]
[]
[]
[]
[]
[]
[]
[]
[]
[]
[]
[]
[]
[]
[]
[]
[]
[]
[]
[]
[]
[]
[]
[]
[]
[]
[]
[]
[]
[]
[]
[]
[]
[]
[]
[]
[]
[]
[]
[]
[]
[]
[]
[]
[]
[]
[]
[]
[]
[]
[]
[]
[]
[]
[]
[]
[]
[]
[]
[]
[]
[]
[]
[]
[]
[]
[]
[]
[]
[]
[]
[]
[]
[]
[]
[]
[]
[]
[]
[]
[]
[]
[]
[]
[]
[]
[]
[]
[]
[]
[]
[]
[]
[]
[]
[]
[]
[]
[]
[]
[]
[]
[]
[]
[]
[]
[]
[]
[]
[]
[]
[]
[]
[]
[]
[]
[]
[]
[]
[]
[]
[]
[]
[]
[]
[]
[]
[]
[]
[]
[]
[]
[]
[]
[]
[]
[]
[]
[]
[]
[]
[]
[]
[]
[]
[]
[]
[]
[]
[]
[]
[]
[]
[]
[]
[]
[]
[]
[]
[]
[]
[]
[]
[]
[]
[]
[]
[]
[]
[]
[]
[]
[]
[]
[]
[]
[]
[]
[]
[]
[]
[]
[]
[]
[]
[]
[]
[]
[]
[]
[]
[]
[]
[]
[]
[]
[]
[]
[]
[]
[]
[]
[]
[]
[]
[]
[]
[]
[]
[]
[]
[]
[]
[]
[]
[]
[]
[]
[]
[]
[]
[]
[]
[]
[]
[]
[]
[]
[]
[]
[]
[]
[]
[]
[]
[]
[]
[]
[]
[]
[]
[]
[]
[]
[]
[]
[]
[]
[]
[]
[]
[]
[]
[]
[]
[]
[]
[]
[]
[]
[]
[]
[]
[]
[]
[]
[]
[]
[]
[]
[]
[]
[]
[]
[]
[]
[]
[]
[]
[]
[]
[]
[]
[]
[]
[]
[]
[]
[]
[]
[]
[]
[]
[]
[]
[]
[]
[]
[]
[]
[]
[]
[]
[]
[]
[]
[]
[]
[]
[]
[]
[]
[]
[]
[]
[]
[]
[]
[]
[]
[]
[]
[]
[]
[]
[]
[]
[]
[]
[]
[]
[]
[]
[]
[]
[]
[]
[]
[]
[]
[]
[]
[]
[]
[]
[]
[]
[]
[]
[]
[]
[]
[]
[]
[]
[]
[]
[]
[]
[]
[]
[]
[]
[]
[]
[]
[]
[]
[]
[]
[]
[]
[]
[]
[]
[]
[]
[]
[]
[]
[]
[]
[]
[]
[]
[]
[]
[]
[]
[]
[]
[]
[]
[]
[]
[]
[]
[]
[]
[]
[]
[]
[]
[]
[]
[]
[]
[]
[]
[]
[]
[]
[]
[]
[]
[]
[]
[]
[]
[]
[]
[]
[]
[]
[]
[]
[]
[]
[]
[]
[]
[]
[]
[]
[]
[]
[]
[]
[]
[]
[]
[]
[]
[]
[]
[]
[]
[]
[]
[]
[]
[]
[]
[]
[]
[]
[]
[]
[]
[]
[]
[]
[]
[]
[]
[]
[]
[]
[]
[]
[]
[]
[]
[]
[]
[]
[]
[]
[]
[]
[]
[]
[]
[]
[]
[]
[]
[]
[]
[]
[]
[]
[]
[]
[]
[]
[]
[]
[]
[]
[]
[]
[]
[]
[]
[]
[]
[]
[]
[]
[]
[]
[]
[]
[]
[]
[]
[]
[]
[]
[]
[]
[]
[]
[]
[]
[]
[]
[]
[]
[]
[]
[]
[]
[]
[]
[]
[]
[]
[]
[]
[]
[]
[]
[]
[]
[]
[]
[]
[]
[]
[]
[]
[]
[]
[]
[]
[]
[]
[]
[]
[]
[]
[]
[]
[]
[]
[]
[]
[]
[]
[]
[]
[]
[]
[]
[]
[]
[]
[]
[]
[]
[]
[]
[]
[]
[]
[]
[]
[]
[]
[]
[]
[]
[]
[]
[]
[]
[]
[]
[]
[]
[]
[]
[]
[]
[]
[]
[]
[]
[]
[]
[]
[]
[]
[]
[]
[]
[]
[]
[]
[]
[]
[]
[]
[]
[]
[]
[]
[]
[]
[]
[]
[]
[]
[]
[]
[]
[]
[]
[]
[]
[]
[]
[]
[]
[]
[]
[]
[]
[]
[]
[]
[]
[]
[]
[]
[]
[]
[]
[]
[]
[]
[]
[]
[]
[]
[]
[]
[]
[]
[]
[]
[]
[]
[]
[]
[]
[]
[]
[]
[]
[]
[]
[]
[]
[]
[]
[]
[]
[]
[]
[]
[]
[]
[]
[]
[]
[]
[]
[]
[]
[]
[]
[]
[]
[]
[]
[]
[]
[]
[]
[]
[]
[]
[]
[]
[]
[]
[]
[]
[]
[]
[]
[]
[]
[]
[]
[]
[]
[]
[]
[]
[]
[]
[]
[]
[]
[]
[]
[]
[]
[]
[]
[]
[]
[]
[]
[]
[]
[]
[]
[]
[]
[]
[]
[]
[]
[]
[]
[]
[]
[]
[]
[]
[]
[]
[]
[]
[]
[]
[]
[]
[]
[]
[]
[]
[]
[]
[]
[]
[]
[]
[]
[]
[]
[]
[]
[]
[]
[]
[]
[]
[]
[]
[]
[]
[]
[]
[]
[]
[]
[]
[]
[]
[]
[]
[]
[]
[]
[]
[]
[]
[]
[]
[]
[]
[]
[]
[]
[]
[]
[]
[]
[]
[]
[]
[]
[]
[]
[]
[]
[]
[]
[]
[]
[]
[]
[]
[]
[]
[]
[]
[]
[]
[]
[]
[]
[]
[]
[]
[]
[]
[]
[]
[]
[]
[]
[]
[]
[]
[]
[]
[]
[]
[]
[]
[]
[]
[]
[]
[]
[]
[]
[]
[]
[]
[]
[]
[]
[]
[]
[]
[]
[]
[]
[]
[]
[]
[]
[]
[]
[]
[]
[]
[]
[]
[]
[]
[]
[]
[]
[]
[]
[]
[]
[]
[]
[]
[]
[]
[]
[]
[]
[]
[]
[]
[]
[]
[]
[]
[]
[]
[]
[]
[]
[]
[]
[]
[]
[]
[]
[]
[]
[]
[]
[]
[]
[]
[]
[]
[]
[]
[]
[]
[]
[]
[]
[]
[]
[]
[]
[]
[]
[]
[]
[]
[]
[]
[]
[]
[]
[]
[]
[]
[]
[]
[]
[]
[]
[]
[]
[]
[]
[]
[]
[]
[]
[]
[]
[]
[]
[]
[]
[]
[]
[]
[]
[]
[]
[]
[]
[]
[]
[]
[]
[]
[]
[]
[]
[]
[]
[]
[]
[]
[]
[]
[]
[]
[]
[]
[]
[]
[]
[]
[]
[]
[]
[]
[]
[]
[]
[]
[]
[]
[]
[]
[]
[]
[]
[]
[]
[]
[]
[]
[]
[]
[]
[]
[]
[]
[]
[]
[]
[]
[]
[]
[]
[]
[]
[]
[]
[]
[]
[]
[]
[]
[]
[]
[]
[]
[]
[]
[]
[]
[]
[]
[]
[]
[]
[]
[]
[]
[]
[]
[]
[]
[]
[]
[]
[]
[]
[]
[]
[]
[]
[]
[]
[]
[]
[]
[]
[]
[]
[]
[]
[]
[]
[]
[]
[]
[]
[]
[]
[]
[]
[]
[]
[]
[]
[]
[]
[]
[]
[]
[]
[]
[]
[]
[]
[]
[]
[]
[]
[]
[]
[]
[]
[]
[]
[]
[]
[]
[]
[]
[]
[]
[]
[]
[]
[]
[]
[]
[]
[]
[]
[]
[]
[]
[]
[]
[]
[]
[]
[]
[]
[]
[]
[]
[]
[]
[]
[]
[]
[]
[]
[]
[]
[]
[]
[]
[]
[]
[]
[]
[]
[]
[]
[]
[]
[]
[]
[]
[]
[]
[]
[]
[]
[]
[]
[]
[]
[]
[]
[]
[]
[]
[]
[]
[]
[]
[]
[]
[]
[]
[]
[]
[]
[]
[]
[]
[]
[]
[]
[]
[]
[]
[]
[]
[]
[]
[]
[]
[]
[]
[]
[]
[]
[]
[]
[]
[]
[]
[]
[]
[]
[]
[]
[]
[]
[]
[]
[]
[]
[]
[]
[]
[]
[]
[]
[]
[]
[]
[]
[]
[]
[]
[]
[]
[]
[]
[]
[]
[]
[]
[]
[]
[]
[]
[]
[]
[]
[]
[]
[]
[]
[]
[]
[]
[]
[]
[]
[]
[]
[]
[]
[]
[]
[]
[]
[]
[]
[]
[]
[]
[]
[]
[]
[]
[]
[]
[]
[]
[]
[]
[]
[]
[]
[]
[]
[]
[]
[]
[]
[]
[]
[]
[]
[]
[]
[]
[]
[]
[]
[]
[]
[]
[]
[]
[]
[]
[]
[]
[]
[]
[]
[]
[null,null,"TAS Avoca"]
[]
[null,null,null,null,null,null,"MAIN SECTORS"]
[null,null,null,1,{"$f":"$C3018&D3021","v":"TAS Avoca1"},null,{"$f":"IF(CommentaryInput!D2986=0,\"\",CommentaryInput!D2986)","v":""}]
[null,null,null,2,{"$f":"$C3018&D3022","v":"TAS Avoca2"},null,{"$f":"IF(CommentaryInput!D2987=0,\"\",CommentaryInput!D2987)","v":""}]
[null,null,null,3,{"$f":"$C3018&D3023","v":"TAS Avoca3"},null,{"$f":"IF(CommentaryInput!D2988=0,\"\",CommentaryInput!D2988)","v":""}]
[null,null,null,4,{"$f":"$C3018&D3024","v":"TAS Avoca4"},null,{"$f":"IF(CommentaryInput!D2989=0,\"\",CommentaryInput!D2989)","v":""}]
[null,null,null,5,{"$f":"$C3018&D3025","v":"TAS Avoca5"},null,{"$f":"IF(CommentaryInput!D2990=0,\"\",CommentaryInput!D2990)","v":""}]
[null,null,null,null,null,null,"MEDIUM SCENARIO"]
[null,null,null,null,null,null,"Summer"]
[null,null,null,8,{"$f":"$C3018&D3028","v":"TAS Avoca8"},null,{"$f":"IF(CommentaryInput!D2993=0,\"\",CommentaryInput!D2993)","v":""}]
[null,null,null,9,{"$f":"$C3018&D3029","v":"TAS Avoca9"},null,{"$f":"IF(CommentaryInput!D2994=0,\"\",CommentaryInput!D2994)","v":""}]
[null,null,null,10,{"$f":"$C3018&D3030","v":"TAS Avoca10"},null,{"$f":"IF(CommentaryInput!D2995=0,\"\",CommentaryInput!D2995)","v":""}]
[null,null,null,11,{"$f":"$C3018&D3031","v":"TAS Avoca11"},null,{"$f":"IF(CommentaryInput!D2996=0,\"\",CommentaryInput!D2996)","v":""}]
[null,null,null,12,{"$f":"$C3018&D3032","v":"TAS Avoca12"},null,{"$f":"IF(CommentaryInput!D2997=0,\"\",CommentaryInput!D2997)","v":""}]
[null,null,null,null,null,null,"Winter"]
[null,null,null,13,{"$f":"$C3018&D3034","v":"TAS Avoca13"},null,{"$f":"IF(CommentaryInput!D2999=0,\"\",CommentaryInput!D2999)","v":""}]
[null,null,null,14,{"$f":"$C3018&D3035","v":"TAS Avoca14"},null,{"$f":"IF(CommentaryInput!D3000=0,\"\",CommentaryInput!D3000)","v":""}]
[null,null,null,15,{"$f":"$C3018&D3036","v":"TAS Avoca15"},null,{"$f":"IF(CommentaryInput!D3001=0,\"\",CommentaryInput!D3001)","v":""}]
[null,null,null,16,{"$f":"$C3018&D3037","v":"TAS Avoca16"},null,{"$f":"IF(CommentaryInput!D3002=0,\"\",CommentaryInput!D3002)","v":""}]
[null,null,null,17,{"$f":"$C3018&D3038","v":"TAS Avoca17"},null,{"$f":"IF(CommentaryInput!D3003=0,\"\",CommentaryInput!D3003)","v":""}]
[null,null,null,null,null,null,"Other"]
[null,null,null,18,{"$f":"$C3018&D3040","v":"TAS Avoca18"},null,{"$f":"IF(CommentaryInput!D3005=0,\"\",CommentaryInput!D3005)","v":""}]
[null,null,null,19,{"$f":"$C3018&D3041","v":"TAS Avoca19"},null,{"$f":"IF(CommentaryInput!D3006=0,\"\",CommentaryInput!D3006)","v":""}]
[null,null,null,20,{"$f":"$C3018&D3042","v":"TAS Avoca20"},null,{"$f":"IF(CommentaryInput!D3007=0,\"\",CommentaryInput!D3007)","v":""}]
[null,null,null,21,{"$f":"$C3018&D3043","v":"TAS Avoca21"},null,{"$f":"IF(CommentaryInput!D3008=0,\"\",CommentaryInput!D3008)","v":""}]
[null,null,null,22,{"$f":"$C3018&D3044","v":"TAS Avoca22"},null,{"$f":"IF(CommentaryInput!D3009=0,\"\",CommentaryInput!D3009)","v":""}]
[null,null,null,23,{"$f":"$C3018&D3045","v":"TAS Avoca23"},null,{"$f":"IF(CommentaryInput!D3010=0,\"\",CommentaryInput!D3010)","v":""}]
[null,null,null,24,{"$f":"$C3018&D3046","v":"TAS Avoca24"},null,{"$f":"IF(CommentaryInput!D3011=0,\"\",CommentaryInput!D3011)","v":""}]
[null,null,null,25,{"$f":"$C3018&D3047","v":"TAS Avoca25"},null,{"$f":"IF(CommentaryInput!D3012=0,\"\",CommentaryInput!D3012)","v":""}]
[]
[null,null,"TAS Burnie"]
[]
[null,null,null,null,null,null,"MAIN SECTORS"]
[null,null,null,1,{"$f":"$C3049&D3052","v":"TAS Burnie1"},null,{"$f":"IF(CommentaryInput!D3017=0,\"\",CommentaryInput!D3017)","v":""}]
[null,null,null,2,{"$f":"$C3049&D3053","v":"TAS Burnie2"},null,{"$f":"IF(CommentaryInput!D3018=0,\"\",CommentaryInput!D3018)","v":""}]
[null,null,null,3,{"$f":"$C3049&D3054","v":"TAS Burnie3"},null,{"$f":"IF(CommentaryInput!D3019=0,\"\",CommentaryInput!D3019)","v":""}]
[null,null,null,4,{"$f":"$C3049&D3055","v":"TAS Burnie4"},null,{"$f":"IF(CommentaryInput!D3020=0,\"\",CommentaryInput!D3020)","v":""}]
[null,null,null,5,{"$f":"$C3049&D3056","v":"TAS Burnie5"},null,{"$f":"IF(CommentaryInput!D3021=0,\"\",CommentaryInput!D3021)","v":""}]
[null,null,null,null,null,null,"MEDIUM SCENARIO"]
[null,null,null,null,null,null,"Summer"]
[null,null,null,8,{"$f":"$C3049&D3059","v":"TAS Burnie8"},null,{"$f":"IF(CommentaryInput!D3024=0,\"\",CommentaryInput!D3024)","v":""}]
[null,null,null,9,{"$f":"$C3049&D3060","v":"TAS Burnie9"},null,{"$f":"IF(CommentaryInput!D3025=0,\"\",CommentaryInput!D3025)","v":""}]
[null,null,null,10,{"$f":"$C3049&D3061","v":"TAS Burnie10"},null,{"$f":"IF(CommentaryInput!D3026=0,\"\",CommentaryInput!D3026)","v":""}]
[null,null,null,11,{"$f":"$C3049&D3062","v":"TAS Burnie11"},null,{"$f":"IF(CommentaryInput!D3027=0,\"\",CommentaryInput!D3027)","v":""}]
[null,null,null,12,{"$f":"$C3049&D3063","v":"TAS Burnie12"},null,{"$f":"IF(CommentaryInput!D3028=0,\"\",CommentaryInput!D3028)","v":""}]
[null,null,null,null,null,null,"Winter"]
[null,null,null,13,{"$f":"$C3049&D3065","v":"TAS Burnie13"},null,{"$f":"IF(CommentaryInput!D3030=0,\"\",CommentaryInput!D3030)","v":""}]
[null,null,null,14,{"$f":"$C3049&D3066","v":"TAS Burnie14"},null,{"$f":"IF(CommentaryInput!D3031=0,\"\",CommentaryInput!D3031)","v":""}]
[null,null,null,15,{"$f":"$C3049&D3067","v":"TAS Burnie15"},null,{"$f":"IF(CommentaryInput!D3032=0,\"\",CommentaryInput!D3032)","v":""}]
[null,null,null,16,{"$f":"$C3049&D3068","v":"TAS Burnie16"},null,{"$f":"IF(CommentaryInput!D3033=0,\"\",CommentaryInput!D3033)","v":""}]
[null,null,null,17,{"$f":"$C3049&D3069","v":"TAS Burnie17"},null,{"$f":"IF(CommentaryInput!D3034=0,\"\",CommentaryInput!D3034)","v":""}]
[null,null,null,null,null,null,"Other"]
[null,null,null,18,{"$f":"$C3049&D3071","v":"TAS Burnie18"},null,{"$f":"IF(CommentaryInput!D3036=0,\"\",CommentaryInput!D3036)","v":""}]
[null,null,null,19,{"$f":"$C3049&D3072","v":"TAS Burnie19"},null,{"$f":"IF(CommentaryInput!D3037=0,\"\",CommentaryInput!D3037)","v":""}]
[null,null,null,20,{"$f":"$C3049&D3073","v":"TAS Burnie20"},null,{"$f":"IF(CommentaryInput!D3038=0,\"\",CommentaryInput!D3038)","v":""}]
[null,null,null,21,{"$f":"$C3049&D3074","v":"TAS Burnie21"},null,{"$f":"IF(CommentaryInput!D3039=0,\"\",CommentaryInput!D3039)","v":""}]
[null,null,null,22,{"$f":"$C3049&D3075","v":"TAS Burnie22"},null,{"$f":"IF(CommentaryInput!D3040=0,\"\",CommentaryInput!D3040)","v":""}]
[null,null,null,23,{"$f":"$C3049&D3076","v":"TAS Burnie23"},null,{"$f":"IF(CommentaryInput!D3041=0,\"\",CommentaryInput!D3041)","v":""}]
[null,null,null,24,{"$f":"$C3049&D3077","v":"TAS Burnie24"},null,{"$f":"IF(CommentaryInput!D3042=0,\"\",CommentaryInput!D3042)","v":""}]
[null,null,null,25,{"$f":"$C3049&D3078","v":"TAS Burnie25"},null,{"$f":"IF(CommentaryInput!D3043=0,\"\",CommentaryInput!D3043)","v":""}]
[]
[null,null,"TAS Bridgewater"]
[]
[null,null,null,null,null,null,"MAIN SECTORS"]
[null,null,null,1,{"$f":"$C3080&D3083","v":"TAS Bridgewater1"},null,{"$f":"IF(CommentaryInput!D3048=0,\"\",CommentaryInput!D3048)","v":""}]
[null,null,null,2,{"$f":"$C3080&D3084","v":"TAS Bridgewater2"},null,{"$f":"IF(CommentaryInput!D3049=0,\"\",CommentaryInput!D3049)","v":""}]
[null,null,null,3,{"$f":"$C3080&D3085","v":"TAS Bridgewater3"},null,{"$f":"IF(CommentaryInput!D3050=0,\"\",CommentaryInput!D3050)","v":""}]
[null,null,null,4,{"$f":"$C3080&D3086","v":"TAS Bridgewater4"},null,{"$f":"IF(CommentaryInput!D3051=0,\"\",CommentaryInput!D3051)","v":""}]
[null,null,null,5,{"$f":"$C3080&D3087","v":"TAS Bridgewater5"},null,{"$f":"IF(CommentaryInput!D3052=0,\"\",CommentaryInput!D3052)","v":""}]
[null,null,null,null,null,null,"MEDIUM SCENARIO"]
[null,null,null,null,null,null,"Summer"]
[null,null,null,8,{"$f":"$C3080&D3090","v":"TAS Bridgewater8"},null,{"$f":"IF(CommentaryInput!D3055=0,\"\",CommentaryInput!D3055)","v":""}]
[null,null,null,9,{"$f":"$C3080&D3091","v":"TAS Bridgewater9"},null,{"$f":"IF(CommentaryInput!D3056=0,\"\",CommentaryInput!D3056)","v":""}]
[null,null,null,10,{"$f":"$C3080&D3092","v":"TAS Bridgewater10"},null,{"$f":"IF(CommentaryInput!D3057=0,\"\",CommentaryInput!D3057)","v":""}]
[null,null,null,11,{"$f":"$C3080&D3093","v":"TAS Bridgewater11"},null,{"$f":"IF(CommentaryInput!D3058=0,\"\",CommentaryInput!D3058)","v":""}]
[null,null,null,12,{"$f":"$C3080&D3094","v":"TAS Bridgewater12"},null,{"$f":"IF(CommentaryInput!D3059=0,\"\",CommentaryInput!D3059)","v":""}]
[null,null,null,null,null,null,"Winter"]
[null,null,null,13,{"$f":"$C3080&D3096","v":"TAS Bridgewater13"},null,{"$f":"IF(CommentaryInput!D3061=0,\"\",CommentaryInput!D3061)","v":""}]
[null,null,null,14,{"$f":"$C3080&D3097","v":"TAS Bridgewater14"},null,{"$f":"IF(CommentaryInput!D3062=0,\"\",CommentaryInput!D3062)","v":""}]
[null,null,null,15,{"$f":"$C3080&D3098","v":"TAS Bridgewater15"},null,{"$f":"IF(CommentaryInput!D3063=0,\"\",CommentaryInput!D3063)","v":""}]
[null,null,null,16,{"$f":"$C3080&D3099","v":"TAS Bridgewater16"},null,{"$f":"IF(CommentaryInput!D3064=0,\"\",CommentaryInput!D3064)","v":""}]
[null,null,null,17,{"$f":"$C3080&D3100","v":"TAS Bridgewater17"},null,{"$f":"IF(CommentaryInput!D3065=0,\"\",CommentaryInput!D3065)","v":""}]
[null,null,null,null,null,null,"Other"]
[null,null,null,18,{"$f":"$C3080&D3102","v":"TAS Bridgewater18"},null,{"$f":"IF(CommentaryInput!D3067=0,\"\",CommentaryInput!D3067)","v":""}]
[null,null,null,19,{"$f":"$C3080&D3103","v":"TAS Bridgewater19"},null,{"$f":"IF(CommentaryInput!D3068=0,\"\",CommentaryInput!D3068)","v":""}]
[null,null,null,20,{"$f":"$C3080&D3104","v":"TAS Bridgewater20"},null,{"$f":"IF(CommentaryInput!D3069=0,\"\",CommentaryInput!D3069)","v":""}]
[null,null,null,21,{"$f":"$C3080&D3105","v":"TAS Bridgewater21"},null,{"$f":"IF(CommentaryInput!D3070=0,\"\",CommentaryInput!D3070)","v":""}]
[null,null,null,22,{"$f":"$C3080&D3106","v":"TAS Bridgewater22"},null,{"$f":"IF(CommentaryInput!D3071=0,\"\",CommentaryInput!D3071)","v":""}]
[null,null,null,23,{"$f":"$C3080&D3107","v":"TAS Bridgewater23"},null,{"$f":"IF(CommentaryInput!D3072=0,\"\",CommentaryInput!D3072)","v":""}]
[null,null,null,24,{"$f":"$C3080&D3108","v":"TAS Bridgewater24"},null,{"$f":"IF(CommentaryInput!D3073=0,\"\",CommentaryInput!D3073)","v":""}]
[null,null,null,25,{"$f":"$C3080&D3109","v":"TAS Bridgewater25"},null,{"$f":"IF(CommentaryInput!D3074=0,\"\",CommentaryInput!D3074)","v":""}]
[]
[null,null,"TAS Creek Road"]
[]
[null,null,null,null,null,null,"MAIN SECTORS"]
[null,null,null,1,{"$f":"$C3111&D3114","v":"TAS Creek Road1"},null,{"$f":"IF(CommentaryInput!D3079=0,\"\",CommentaryInput!D3079)","v":""}]
[null,null,null,2,{"$f":"$C3111&D3115","v":"TAS Creek Road2"},null,{"$f":"IF(CommentaryInput!D3080=0,\"\",CommentaryInput!D3080)","v":""}]
[null,null,null,3,{"$f":"$C3111&D3116","v":"TAS Creek Road3"},null,{"$f":"IF(CommentaryInput!D3081=0,\"\",CommentaryInput!D3081)","v":""}]
[null,null,null,4,{"$f":"$C3111&D3117","v":"TAS Creek Road4"},null,{"$f":"IF(CommentaryInput!D3082=0,\"\",CommentaryInput!D3082)","v":""}]
[null,null,null,5,{"$f":"$C3111&D3118","v":"TAS Creek Road5"},null,{"$f":"IF(CommentaryInput!D3083=0,\"\",CommentaryInput!D3083)","v":""}]
[null,null,null,null,null,null,"MEDIUM SCENARIO"]
[null,null,null,null,null,null,"Summer"]
[null,null,null,8,{"$f":"$C3111&D3121","v":"TAS Creek Road8"},null,{"$f":"IF(CommentaryInput!D3086=0,\"\",CommentaryInput!D3086)","v":""}]
[null,null,null,9,{"$f":"$C3111&D3122","v":"TAS Creek Road9"},null,{"$f":"IF(CommentaryInput!D3087=0,\"\",CommentaryInput!D3087)","v":""}]
[null,null,null,10,{"$f":"$C3111&D3123","v":"TAS Creek Road10"},null,{"$f":"IF(CommentaryInput!D3088=0,\"\",CommentaryInput!D3088)","v":""}]
[null,null,null,11,{"$f":"$C3111&D3124","v":"TAS Creek Road11"},null,{"$f":"IF(CommentaryInput!D3089=0,\"\",CommentaryInput!D3089)","v":""}]
[null,null,null,12,{"$f":"$C3111&D3125","v":"TAS Creek Road12"},null,{"$f":"IF(CommentaryInput!D3090=0,\"\",CommentaryInput!D3090)","v":""}]
[null,null,null,null,null,null,"Winter"]
[null,null,null,13,{"$f":"$C3111&D3127","v":"TAS Creek Road13"},null,{"$f":"IF(CommentaryInput!D3092=0,\"\",CommentaryInput!D3092)","v":""}]
[null,null,null,14,{"$f":"$C3111&D3128","v":"TAS Creek Road14"},null,{"$f":"IF(CommentaryInput!D3093=0,\"\",CommentaryInput!D3093)","v":""}]
[null,null,null,15,{"$f":"$C3111&D3129","v":"TAS Creek Road15"},null,{"$f":"IF(CommentaryInput!D3094=0,\"\",CommentaryInput!D3094)","v":""}]
[null,null,null,16,{"$f":"$C3111&D3130","v":"TAS Creek Road16"},null,{"$f":"IF(CommentaryInput!D3095=0,\"\",CommentaryInput!D3095)","v":""}]
[null,null,null,17,{"$f":"$C3111&D3131","v":"TAS Creek Road17"},null,{"$f":"IF(CommentaryInput!D3096=0,\"\",CommentaryInput!D3096)","v":""}]
[null,null,null,null,null,null,"Other"]
[null,null,null,18,{"$f":"$C3111&D3133","v":"TAS Creek Road18"},null,{"$f":"IF(CommentaryInput!D3098=0,\"\",CommentaryInput!D3098)","v":""}]
[null,null,null,19,{"$f":"$C3111&D3134","v":"TAS Creek Road19"},null,{"$f":"IF(CommentaryInput!D3099=0,\"\",CommentaryInput!D3099)","v":""}]
[null,null,null,20,{"$f":"$C3111&D3135","v":"TAS Creek Road20"},null,{"$f":"IF(CommentaryInput!D3100=0,\"\",CommentaryInput!D3100)","v":""}]
[null,null,null,21,{"$f":"$C3111&D3136","v":"TAS Creek Road21"},null,{"$f":"IF(CommentaryInput!D3101=0,\"\",CommentaryInput!D3101)","v":""}]
[null,null,null,22,{"$f":"$C3111&D3137","v":"TAS Creek Road22"},null,{"$f":"IF(CommentaryInput!D3102=0,\"\",CommentaryInput!D3102)","v":""}]
[null,null,null,23,{"$f":"$C3111&D3138","v":"TAS Creek Road23"},null,{"$f":"IF(CommentaryInput!D3103=0,\"\",CommentaryInput!D3103)","v":""}]
[null,null,null,24,{"$f":"$C3111&D3139","v":"TAS Creek Road24"},null,{"$f":"IF(CommentaryInput!D3104=0,\"\",CommentaryInput!D3104)","v":""}]
[null,null,null,25,{"$f":"$C3111&D3140","v":"TAS Creek Road25"},null,{"$f":"IF(CommentaryInput!D3105=0,\"\",CommentaryInput!D3105)","v":""}]
[]
[null,null,"TAS Chapel St."]
[]
[null,null,null,null,null,null,"MAIN SECTORS"]
[null,null,null,1,{"$f":"$C3142&D3145","v":"TAS Chapel St.1"},null,{"$f":"IF(CommentaryInput!D3110=0,\"\",CommentaryInput!D3110)","v":""}]
[null,null,null,2,{"$f":"$C3142&D3146","v":"TAS Chapel St.2"},null,{"$f":"IF(CommentaryInput!D3111=0,\"\",CommentaryInput!D3111)","v":""}]
[null,null,null,3,{"$f":"$C3142&D3147","v":"TAS Chapel St.3"},null,{"$f":"IF(CommentaryInput!D3112=0,\"\",CommentaryInput!D3112)","v":""}]
[null,null,null,4,{"$f":"$C3142&D3148","v":"TAS Chapel St.4"},null,{"$f":"IF(CommentaryInput!D3113=0,\"\",CommentaryInput!D3113)","v":""}]
[null,null,null,5,{"$f":"$C3142&D3149","v":"TAS Chapel St.5"},null,{"$f":"IF(CommentaryInput!D3114=0,\"\",CommentaryInput!D3114)","v":""}]
[null,null,null,null,null,null,"MEDIUM SCENARIO"]
[null,null,null,null,null,null,"Summer"]
[null,null,null,8,{"$f":"$C3142&D3152","v":"TAS Chapel St.8"},null,{"$f":"IF(CommentaryInput!D3117=0,\"\",CommentaryInput!D3117)","v":""}]
[null,null,null,9,{"$f":"$C3142&D3153","v":"TAS Chapel St.9"},null,{"$f":"IF(CommentaryInput!D3118=0,\"\",CommentaryInput!D3118)","v":""}]
[null,null,null,10,{"$f":"$C3142&D3154","v":"TAS Chapel St.10"},null,{"$f":"IF(CommentaryInput!D3119=0,\"\",CommentaryInput!D3119)","v":""}]
[null,null,null,11,{"$f":"$C3142&D3155","v":"TAS Chapel St.11"},null,{"$f":"IF(CommentaryInput!D3120=0,\"\",CommentaryInput!D3120)","v":""}]
[null,null,null,12,{"$f":"$C3142&D3156","v":"TAS Chapel St.12"},null,{"$f":"IF(CommentaryInput!D3121=0,\"\",CommentaryInput!D3121)","v":""}]
[null,null,null,null,null,null,"Winter"]
[null,null,null,13,{"$f":"$C3142&D3158","v":"TAS Chapel St.13"},null,{"$f":"IF(CommentaryInput!D3123=0,\"\",CommentaryInput!D3123)","v":""}]
[null,null,null,14,{"$f":"$C3142&D3159","v":"TAS Chapel St.14"},null,{"$f":"IF(CommentaryInput!D3124=0,\"\",CommentaryInput!D3124)","v":""}]
[null,null,null,15,{"$f":"$C3142&D3160","v":"TAS Chapel St.15"},null,{"$f":"IF(CommentaryInput!D3125=0,\"\",CommentaryInput!D3125)","v":""}]
[null,null,null,16,{"$f":"$C3142&D3161","v":"TAS Chapel St.16"},null,{"$f":"IF(CommentaryInput!D3126=0,\"\",CommentaryInput!D3126)","v":""}]
[null,null,null,17,{"$f":"$C3142&D3162","v":"TAS Chapel St.17"},null,{"$f":"IF(CommentaryInput!D3127=0,\"\",CommentaryInput!D3127)","v":""}]
[null,null,null,null,null,null,"Other"]
[null,null,null,18,{"$f":"$C3142&D3164","v":"TAS Chapel St.18"},null,{"$f":"IF(CommentaryInput!D3129=0,\"\",CommentaryInput!D3129)","v":""}]
[null,null,null,19,{"$f":"$C3142&D3165","v":"TAS Chapel St.19"},null,{"$f":"IF(CommentaryInput!D3130=0,\"\",CommentaryInput!D3130)","v":""}]
[null,null,null,20,{"$f":"$C3142&D3166","v":"TAS Chapel St.20"},null,{"$f":"IF(CommentaryInput!D3131=0,\"\",CommentaryInput!D3131)","v":""}]
[null,null,null,21,{"$f":"$C3142&D3167","v":"TAS Chapel St.21"},null,{"$f":"IF(CommentaryInput!D3132=0,\"\",CommentaryInput!D3132)","v":""}]
[null,null,null,22,{"$f":"$C3142&D3168","v":"TAS Chapel St.22"},null,{"$f":"IF(CommentaryInput!D3133=0,\"\",CommentaryInput!D3133)","v":""}]
[null,null,null,23,{"$f":"$C3142&D3169","v":"TAS Chapel St.23"},null,{"$f":"IF(CommentaryInput!D3134=0,\"\",CommentaryInput!D3134)","v":""}]
[null,null,null,24,{"$f":"$C3142&D3170","v":"TAS Chapel St.24"},null,{"$f":"IF(CommentaryInput!D3135=0,\"\",CommentaryInput!D3135)","v":""}]
[null,null,null,25,{"$f":"$C3142&D3171","v":"TAS Chapel St.25"},null,{"$f":"IF(CommentaryInput!D3136=0,\"\",CommentaryInput!D3136)","v":""}]
[]
[null,null,"TAS Derwent Bridge"]
[]
[null,null,null,null,null,null,"MAIN SECTORS"]
[null,null,null,1,{"$f":"$C3173&D3176","v":"TAS Derwent Bridge1"},null,{"$f":"IF(CommentaryInput!D3141=0,\"\",CommentaryInput!D3141)","v":""}]
[null,null,null,2,{"$f":"$C3173&D3177","v":"TAS Derwent Bridge2"},null,{"$f":"IF(CommentaryInput!D3142=0,\"\",CommentaryInput!D3142)","v":""}]
[null,null,null,3,{"$f":"$C3173&D3178","v":"TAS Derwent Bridge3"},null,{"$f":"IF(CommentaryInput!D3143=0,\"\",CommentaryInput!D3143)","v":""}]
[null,null,null,4,{"$f":"$C3173&D3179","v":"TAS Derwent Bridge4"},null,{"$f":"IF(CommentaryInput!D3144=0,\"\",CommentaryInput!D3144)","v":""}]
[null,null,null,5,{"$f":"$C3173&D3180","v":"TAS Derwent Bridge5"},null,{"$f":"IF(CommentaryInput!D3145=0,\"\",CommentaryInput!D3145)","v":""}]
[null,null,null,null,null,null,"MEDIUM SCENARIO"]
[null,null,null,null,null,null,"Summer"]
[null,null,null,8,{"$f":"$C3173&D3183","v":"TAS Derwent Bridge8"},null,{"$f":"IF(CommentaryInput!D3148=0,\"\",CommentaryInput!D3148)","v":""}]
[null,null,null,9,{"$f":"$C3173&D3184","v":"TAS Derwent Bridge9"},null,{"$f":"IF(CommentaryInput!D3149=0,\"\",CommentaryInput!D3149)","v":""}]
[null,null,null,10,{"$f":"$C3173&D3185","v":"TAS Derwent Bridge10"},null,{"$f":"IF(CommentaryInput!D3150=0,\"\",CommentaryInput!D3150)","v":""}]
[null,null,null,11,{"$f":"$C3173&D3186","v":"TAS Derwent Bridge11"},null,{"$f":"IF(CommentaryInput!D3151=0,\"\",CommentaryInput!D3151)","v":""}]
[null,null,null,12,{"$f":"$C3173&D3187","v":"TAS Derwent Bridge12"},null,{"$f":"IF(CommentaryInput!D3152=0,\"\",CommentaryInput!D3152)","v":""}]
[null,null,null,null,null,null,"Winter"]
[null,null,null,13,{"$f":"$C3173&D3189","v":"TAS Derwent Bridge13"},null,{"$f":"IF(CommentaryInput!D3154=0,\"\",CommentaryInput!D3154)","v":""}]
[null,null,null,14,{"$f":"$C3173&D3190","v":"TAS Derwent Bridge14"},null,{"$f":"IF(CommentaryInput!D3155=0,\"\",CommentaryInput!D3155)","v":""}]
[null,null,null,15,{"$f":"$C3173&D3191","v":"TAS Derwent Bridge15"},null,{"$f":"IF(CommentaryInput!D3156=0,\"\",CommentaryInput!D3156)","v":""}]
[null,null,null,16,{"$f":"$C3173&D3192","v":"TAS Derwent Bridge16"},null,{"$f":"IF(CommentaryInput!D3157=0,\"\",CommentaryInput!D3157)","v":""}]
[null,null,null,17,{"$f":"$C3173&D3193","v":"TAS Derwent Bridge17"},null,{"$f":"IF(CommentaryInput!D3158=0,\"\",CommentaryInput!D3158)","v":""}]
[null,null,null,null,null,null,"Other"]
[null,null,null,18,{"$f":"$C3173&D3195","v":"TAS Derwent Bridge18"},null,{"$f":"IF(CommentaryInput!D3160=0,\"\",CommentaryInput!D3160)","v":""}]
[null,null,null,19,{"$f":"$C3173&D3196","v":"TAS Derwent Bridge19"},null,{"$f":"IF(CommentaryInput!D3161=0,\"\",CommentaryInput!D3161)","v":""}]
[null,null,null,20,{"$f":"$C3173&D3197","v":"TAS Derwent Bridge20"},null,{"$f":"IF(CommentaryInput!D3162=0,\"\",CommentaryInput!D3162)","v":""}]
[null,null,null,21,{"$f":"$C3173&D3198","v":"TAS Derwent Bridge21"},null,{"$f":"IF(CommentaryInput!D3163=0,\"\",CommentaryInput!D3163)","v":""}]
[null,null,null,22,{"$f":"$C3173&D3199","v":"TAS Derwent Bridge22"},null,{"$f":"IF(CommentaryInput!D3164=0,\"\",CommentaryInput!D3164)","v":""}]
[null,null,null,23,{"$f":"$C3173&D3200","v":"TAS Derwent Bridge23"},null,{"$f":"IF(CommentaryInput!D3165=0,\"\",CommentaryInput!D3165)","v":""}]
[null,null,null,24,{"$f":"$C3173&D3201","v":"TAS Derwent Bridge24"},null,{"$f":"IF(CommentaryInput!D3166=0,\"\",CommentaryInput!D3166)","v":""}]
[null,null,null,25,{"$f":"$C3173&D3202","v":"TAS Derwent Bridge25"},null,{"$f":"IF(CommentaryInput!D3167=0,\"\",CommentaryInput!D3167)","v":""}]
[]
[null,null,"TAS Devonport"]
[]
[null,null,null,null,null,null,"MAIN SECTORS"]
[null,null,null,1,{"$f":"$C3204&D3207","v":"TAS Devonport1"},null,{"$f":"IF(CommentaryInput!D3172=0,\"\",CommentaryInput!D3172)","v":""}]
[null,null,null,2,{"$f":"$C3204&D3208","v":"TAS Devonport2"},null,{"$f":"IF(CommentaryInput!D3173=0,\"\",CommentaryInput!D3173)","v":""}]
[null,null,null,3,{"$f":"$C3204&D3209","v":"TAS Devonport3"},null,{"$f":"IF(CommentaryInput!D3174=0,\"\",CommentaryInput!D3174)","v":""}]
[null,null,null,4,{"$f":"$C3204&D3210","v":"TAS Devonport4"},null,{"$f":"IF(CommentaryInput!D3175=0,\"\",CommentaryInput!D3175)","v":""}]
[null,null,null,5,{"$f":"$C3204&D3211","v":"TAS Devonport5"},null,{"$f":"IF(CommentaryInput!D3176=0,\"\",CommentaryInput!D3176)","v":""}]
[null,null,null,null,null,null,"MEDIUM SCENARIO"]
[null,null,null,null,null,null,"Summer"]
[null,null,null,8,{"$f":"$C3204&D3214","v":"TAS Devonport8"},null,{"$f":"IF(CommentaryInput!D3179=0,\"\",CommentaryInput!D3179)","v":""}]
[null,null,null,9,{"$f":"$C3204&D3215","v":"TAS Devonport9"},null,{"$f":"IF(CommentaryInput!D3180=0,\"\",CommentaryInput!D3180)","v":""}]
[null,null,null,10,{"$f":"$C3204&D3216","v":"TAS Devonport10"},null,{"$f":"IF(CommentaryInput!D3181=0,\"\",CommentaryInput!D3181)","v":""}]
[null,null,null,11,{"$f":"$C3204&D3217","v":"TAS Devonport11"},null,{"$f":"IF(CommentaryInput!D3182=0,\"\",CommentaryInput!D3182)","v":""}]
[null,null,null,12,{"$f":"$C3204&D3218","v":"TAS Devonport12"},null,{"$f":"IF(CommentaryInput!D3183=0,\"\",CommentaryInput!D3183)","v":""}]
[null,null,null,null,null,null,"Winter"]
[null,null,null,13,{"$f":"$C3204&D3220","v":"TAS Devonport13"},null,{"$f":"IF(CommentaryInput!D3185=0,\"\",CommentaryInput!D3185)","v":""}]
[null,null,null,14,{"$f":"$C3204&D3221","v":"TAS Devonport14"},null,{"$f":"IF(CommentaryInput!D3186=0,\"\",CommentaryInput!D3186)","v":""}]
[null,null,null,15,{"$f":"$C3204&D3222","v":"TAS Devonport15"},null,{"$f":"IF(CommentaryInput!D3187=0,\"\",CommentaryInput!D3187)","v":""}]
[null,null,null,16,{"$f":"$C3204&D3223","v":"TAS Devonport16"},null,{"$f":"IF(CommentaryInput!D3188=0,\"\",CommentaryInput!D3188)","v":""}]
[null,null,null,17,{"$f":"$C3204&D3224","v":"TAS Devonport17"},null,{"$f":"IF(CommentaryInput!D3189=0,\"\",CommentaryInput!D3189)","v":""}]
[null,null,null,null,null,null,"Other"]
[null,null,null,18,{"$f":"$C3204&D3226","v":"TAS Devonport18"},null,{"$f":"IF(CommentaryInput!D3191=0,\"\",CommentaryInput!D3191)","v":""}]
[null,null,null,19,{"$f":"$C3204&D3227","v":"TAS Devonport19"},null,{"$f":"IF(CommentaryInput!D3192=0,\"\",CommentaryInput!D3192)","v":""}]
[null,null,null,20,{"$f":"$C3204&D3228","v":"TAS Devonport20"},null,{"$f":"IF(CommentaryInput!D3193=0,\"\",CommentaryInput!D3193)","v":""}]
[null,null,null,21,{"$f":"$C3204&D3229","v":"TAS Devonport21"},null,{"$f":"IF(CommentaryInput!D3194=0,\"\",CommentaryInput!D3194)","v":""}]
[null,null,null,22,{"$f":"$C3204&D3230","v":"TAS Devonport22"},null,{"$f":"IF(CommentaryInput!D3195=0,\"\",CommentaryInput!D3195)","v":""}]
[null,null,null,23,{"$f":"$C3204&D3231","v":"TAS Devonport23"},null,{"$f":"IF(CommentaryInput!D3196=0,\"\",CommentaryInput!D3196)","v":""}]
[null,null,null,24,{"$f":"$C3204&D3232","v":"TAS Devonport24"},null,{"$f":"IF(CommentaryInput!D3197=0,\"\",CommentaryInput!D3197)","v":""}]
[null,null,null,25,{"$f":"$C3204&D3233","v":"TAS Devonport25"},null,{"$f":"IF(CommentaryInput!D3198=0,\"\",CommentaryInput!D3198)","v":""}]
[]
[null,null,"TAS Emu Bay"]
[]
[null,null,null,null,null,null,"MAIN SECTORS"]
[null,null,null,1,{"$f":"$C3235&D3238","v":"TAS Emu Bay1"},null,{"$f":"IF(CommentaryInput!D3203=0,\"\",CommentaryInput!D3203)","v":""}]
[null,null,null,2,{"$f":"$C3235&D3239","v":"TAS Emu Bay2"},null,{"$f":"IF(CommentaryInput!D3204=0,\"\",CommentaryInput!D3204)","v":""}]
[null,null,null,3,{"$f":"$C3235&D3240","v":"TAS Emu Bay3"},null,{"$f":"IF(CommentaryInput!D3205=0,\"\",CommentaryInput!D3205)","v":""}]
[null,null,null,4,{"$f":"$C3235&D3241","v":"TAS Emu Bay4"},null,{"$f":"IF(CommentaryInput!D3206=0,\"\",CommentaryInput!D3206)","v":""}]
[null,null,null,5,{"$f":"$C3235&D3242","v":"TAS Emu Bay5"},null,{"$f":"IF(CommentaryInput!D3207=0,\"\",CommentaryInput!D3207)","v":""}]
[null,null,null,null,null,null,"MEDIUM SCENARIO"]
[null,null,null,null,null,null,"Summer"]
[null,null,null,8,{"$f":"$C3235&D3245","v":"TAS Emu Bay8"},null,{"$f":"IF(CommentaryInput!D3210=0,\"\",CommentaryInput!D3210)","v":""}]
[null,null,null,9,{"$f":"$C3235&D3246","v":"TAS Emu Bay9"},null,{"$f":"IF(CommentaryInput!D3211=0,\"\",CommentaryInput!D3211)","v":""}]
[null,null,null,10,{"$f":"$C3235&D3247","v":"TAS Emu Bay10"},null,{"$f":"IF(CommentaryInput!D3212=0,\"\",CommentaryInput!D3212)","v":""}]
[null,null,null,11,{"$f":"$C3235&D3248","v":"TAS Emu Bay11"},null,{"$f":"IF(CommentaryInput!D3213=0,\"\",CommentaryInput!D3213)","v":""}]
[null,null,null,12,{"$f":"$C3235&D3249","v":"TAS Emu Bay12"},null,{"$f":"IF(CommentaryInput!D3214=0,\"\",CommentaryInput!D3214)","v":""}]
[null,null,null,null,null,null,"Winter"]
[null,null,null,13,{"$f":"$C3235&D3251","v":"TAS Emu Bay13"},null,{"$f":"IF(CommentaryInput!D3216=0,\"\",CommentaryInput!D3216)","v":""}]
[null,null,null,14,{"$f":"$C3235&D3252","v":"TAS Emu Bay14"},null,{"$f":"IF(CommentaryInput!D3217=0,\"\",CommentaryInput!D3217)","v":""}]
[null,null,null,15,{"$f":"$C3235&D3253","v":"TAS Emu Bay15"},null,{"$f":"IF(CommentaryInput!D3218=0,\"\",CommentaryInput!D3218)","v":""}]
[null,null,null,16,{"$f":"$C3235&D3254","v":"TAS Emu Bay16"},null,{"$f":"IF(CommentaryInput!D3219=0,\"\",CommentaryInput!D3219)","v":""}]
[null,null,null,17,{"$f":"$C3235&D3255","v":"TAS Emu Bay17"},null,{"$f":"IF(CommentaryInput!D3220=0,\"\",CommentaryInput!D3220)","v":""}]
[null,null,null,null,null,null,"Other"]
[null,null,null,18,{"$f":"$C3235&D3257","v":"TAS Emu Bay18"},null,{"$f":"IF(CommentaryInput!D3222=0,\"\",CommentaryInput!D3222)","v":""}]
[null,null,null,19,{"$f":"$C3235&D3258","v":"TAS Emu Bay19"},null,{"$f":"IF(CommentaryInput!D3223=0,\"\",CommentaryInput!D3223)","v":""}]
[null,null,null,20,{"$f":"$C3235&D3259","v":"TAS Emu Bay20"},null,{"$f":"IF(CommentaryInput!D3224=0,\"\",CommentaryInput!D3224)","v":""}]
[null,null,null,21,{"$f":"$C3235&D3260","v":"TAS Emu Bay21"},null,{"$f":"IF(CommentaryInput!D3225=0,\"\",CommentaryInput!D3225)","v":""}]
[null,null,null,22,{"$f":"$C3235&D3261","v":"TAS Emu Bay22"},null,{"$f":"IF(CommentaryInput!D3226=0,\"\",CommentaryInput!D3226)","v":""}]
[null,null,null,23,{"$f":"$C3235&D3262","v":"TAS Emu Bay23"},null,{"$f":"IF(CommentaryInput!D3227=0,\"\",CommentaryInput!D3227)","v":""}]
[null,null,null,24,{"$f":"$C3235&D3263","v":"TAS Emu Bay24"},null,{"$f":"IF(CommentaryInput!D3228=0,\"\",CommentaryInput!D3228)","v":""}]
[null,null,null,25,{"$f":"$C3235&D3264","v":"TAS Emu Bay25"},null,{"$f":"IF(CommentaryInput!D3229=0,\"\",CommentaryInput!D3229)","v":""}]
[]
[null,null,"TAS Electrona"]
[]
[null,null,null,null,null,null,"MAIN SECTORS"]
[null,null,null,1,{"$f":"$C3266&D3269","v":"TAS Electrona1"},null,{"$f":"IF(CommentaryInput!D3234=0,\"\",CommentaryInput!D3234)","v":""}]
[null,null,null,2,{"$f":"$C3266&D3270","v":"TAS Electrona2"},null,{"$f":"IF(CommentaryInput!D3235=0,\"\",CommentaryInput!D3235)","v":""}]
[null,null,null,3,{"$f":"$C3266&D3271","v":"TAS Electrona3"},null,{"$f":"IF(CommentaryInput!D3236=0,\"\",CommentaryInput!D3236)","v":""}]
[null,null,null,4,{"$f":"$C3266&D3272","v":"TAS Electrona4"},null,{"$f":"IF(CommentaryInput!D3237=0,\"\",CommentaryInput!D3237)","v":""}]
[null,null,null,5,{"$f":"$C3266&D3273","v":"TAS Electrona5"},null,{"$f":"IF(CommentaryInput!D3238=0,\"\",CommentaryInput!D3238)","v":""}]
[null,null,null,null,null,null,"MEDIUM SCENARIO"]
[null,null,null,null,null,null,"Summer"]
[null,null,null,8,{"$f":"$C3266&D3276","v":"TAS Electrona8"},null,{"$f":"IF(CommentaryInput!D3241=0,\"\",CommentaryInput!D3241)","v":""}]
[null,null,null,9,{"$f":"$C3266&D3277","v":"TAS Electrona9"},null,{"$f":"IF(CommentaryInput!D3242=0,\"\",CommentaryInput!D3242)","v":""}]
[null,null,null,10,{"$f":"$C3266&D3278","v":"TAS Electrona10"},null,{"$f":"IF(CommentaryInput!D3243=0,\"\",CommentaryInput!D3243)","v":""}]
[null,null,null,11,{"$f":"$C3266&D3279","v":"TAS Electrona11"},null,{"$f":"IF(CommentaryInput!D3244=0,\"\",CommentaryInput!D3244)","v":""}]
[null,null,null,12,{"$f":"$C3266&D3280","v":"TAS Electrona12"},null,{"$f":"IF(CommentaryInput!D3245=0,\"\",CommentaryInput!D3245)","v":""}]
[null,null,null,null,null,null,"Winter"]
[null,null,null,13,{"$f":"$C3266&D3282","v":"TAS Electrona13"},null,{"$f":"IF(CommentaryInput!D3247=0,\"\",CommentaryInput!D3247)","v":""}]
[null,null,null,14,{"$f":"$C3266&D3283","v":"TAS Electrona14"},null,{"$f":"IF(CommentaryInput!D3248=0,\"\",CommentaryInput!D3248)","v":""}]
[null,null,null,15,{"$f":"$C3266&D3284","v":"TAS Electrona15"},null,{"$f":"IF(CommentaryInput!D3249=0,\"\",CommentaryInput!D3249)","v":""}]
[null,null,null,16,{"$f":"$C3266&D3285","v":"TAS Electrona16"},null,{"$f":"IF(CommentaryInput!D3250=0,\"\",CommentaryInput!D3250)","v":""}]
[null,null,null,17,{"$f":"$C3266&D3286","v":"TAS Electrona17"},null,{"$f":"IF(CommentaryInput!D3251=0,\"\",CommentaryInput!D3251)","v":""}]
[null,null,null,null,null,null,"Other"]
[null,null,null,18,{"$f":"$C3266&D3288","v":"TAS Electrona18"},null,{"$f":"IF(CommentaryInput!D3253=0,\"\",CommentaryInput!D3253)","v":""}]
[null,null,null,19,{"$f":"$C3266&D3289","v":"TAS Electrona19"},null,{"$f":"IF(CommentaryInput!D3254=0,\"\",CommentaryInput!D3254)","v":""}]
[null,null,null,20,{"$f":"$C3266&D3290","v":"TAS Electrona20"},null,{"$f":"IF(CommentaryInput!D3255=0,\"\",CommentaryInput!D3255)","v":""}]
[null,null,null,21,{"$f":"$C3266&D3291","v":"TAS Electrona21"},null,{"$f":"IF(CommentaryInput!D3256=0,\"\",CommentaryInput!D3256)","v":""}]
[null,null,null,22,{"$f":"$C3266&D3292","v":"TAS Electrona22"},null,{"$f":"IF(CommentaryInput!D3257=0,\"\",CommentaryInput!D3257)","v":""}]
[null,null,null,23,{"$f":"$C3266&D3293","v":"TAS Electrona23"},null,{"$f":"IF(CommentaryInput!D3258=0,\"\",CommentaryInput!D3258)","v":""}]
[null,null,null,24,{"$f":"$C3266&D3294","v":"TAS Electrona24"},null,{"$f":"IF(CommentaryInput!D3259=0,\"\",CommentaryInput!D3259)","v":""}]
[null,null,null,25,{"$f":"$C3266&D3295","v":"TAS Electrona25"},null,{"$f":"IF(CommentaryInput!D3260=0,\"\",CommentaryInput!D3260)","v":""}]
[]
[null,null,"TAS Gordon"]
[]
[null,null,null,null,null,null,"MAIN SECTORS"]
[null,null,null,1,{"$f":"$C3297&D3300","v":"TAS Gordon1"},null,{"$f":"IF(CommentaryInput!D3265=0,\"\",CommentaryInput!D3265)","v":""}]
[null,null,null,2,{"$f":"$C3297&D3301","v":"TAS Gordon2"},null,{"$f":"IF(CommentaryInput!D3266=0,\"\",CommentaryInput!D3266)","v":""}]
[null,null,null,3,{"$f":"$C3297&D3302","v":"TAS Gordon3"},null,{"$f":"IF(CommentaryInput!D3267=0,\"\",CommentaryInput!D3267)","v":""}]
[null,null,null,4,{"$f":"$C3297&D3303","v":"TAS Gordon4"},null,{"$f":"IF(CommentaryInput!D3268=0,\"\",CommentaryInput!D3268)","v":""}]
[null,null,null,5,{"$f":"$C3297&D3304","v":"TAS Gordon5"},null,{"$f":"IF(CommentaryInput!D3269=0,\"\",CommentaryInput!D3269)","v":""}]
[null,null,null,null,null,null,"MEDIUM SCENARIO"]
[null,null,null,null,null,null,"Summer"]
[null,null,null,8,{"$f":"$C3297&D3307","v":"TAS Gordon8"},null,{"$f":"IF(CommentaryInput!D3272=0,\"\",CommentaryInput!D3272)","v":""}]
[null,null,null,9,{"$f":"$C3297&D3308","v":"TAS Gordon9"},null,{"$f":"IF(CommentaryInput!D3273=0,\"\",CommentaryInput!D3273)","v":""}]
[null,null,null,10,{"$f":"$C3297&D3309","v":"TAS Gordon10"},null,{"$f":"IF(CommentaryInput!D3274=0,\"\",CommentaryInput!D3274)","v":""}]
[null,null,null,11,{"$f":"$C3297&D3310","v":"TAS Gordon11"},null,{"$f":"IF(CommentaryInput!D3275=0,\"\",CommentaryInput!D3275)","v":""}]
[null,null,null,12,{"$f":"$C3297&D3311","v":"TAS Gordon12"},null,{"$f":"IF(CommentaryInput!D3276=0,\"\",CommentaryInput!D3276)","v":""}]
[null,null,null,null,null,null,"Winter"]
[null,null,null,13,{"$f":"$C3297&D3313","v":"TAS Gordon13"},null,{"$f":"IF(CommentaryInput!D3278=0,\"\",CommentaryInput!D3278)","v":""}]
[null,null,null,14,{"$f":"$C3297&D3314","v":"TAS Gordon14"},null,{"$f":"IF(CommentaryInput!D3279=0,\"\",CommentaryInput!D3279)","v":""}]
[null,null,null,15,{"$f":"$C3297&D3315","v":"TAS Gordon15"},null,{"$f":"IF(CommentaryInput!D3280=0,\"\",CommentaryInput!D3280)","v":""}]
[null,null,null,16,{"$f":"$C3297&D3316","v":"TAS Gordon16"},null,{"$f":"IF(CommentaryInput!D3281=0,\"\",CommentaryInput!D3281)","v":""}]
[null,null,null,17,{"$f":"$C3297&D3317","v":"TAS Gordon17"},null,{"$f":"IF(CommentaryInput!D3282=0,\"\",CommentaryInput!D3282)","v":""}]
[null,null,null,null,null,null,"Other"]
[null,null,null,18,{"$f":"$C3297&D3319","v":"TAS Gordon18"},null,{"$f":"IF(CommentaryInput!D3284=0,\"\",CommentaryInput!D3284)","v":""}]
[null,null,null,19,{"$f":"$C3297&D3320","v":"TAS Gordon19"},null,{"$f":"IF(CommentaryInput!D3285=0,\"\",CommentaryInput!D3285)","v":""}]
[null,null,null,20,{"$f":"$C3297&D3321","v":"TAS Gordon20"},null,{"$f":"IF(CommentaryInput!D3286=0,\"\",CommentaryInput!D3286)","v":""}]
[null,null,null,21,{"$f":"$C3297&D3322","v":"TAS Gordon21"},null,{"$f":"IF(CommentaryInput!D3287=0,\"\",CommentaryInput!D3287)","v":""}]
[null,null,null,22,{"$f":"$C3297&D3323","v":"TAS Gordon22"},null,{"$f":"IF(CommentaryInput!D3288=0,\"\",CommentaryInput!D3288)","v":""}]
[null,null,null,23,{"$f":"$C3297&D3324","v":"TAS Gordon23"},null,{"$f":"IF(CommentaryInput!D3289=0,\"\",CommentaryInput!D3289)","v":""}]
[null,null,null,24,{"$f":"$C3297&D3325","v":"TAS Gordon24"},null,{"$f":"IF(CommentaryInput!D3290=0,\"\",CommentaryInput!D3290)","v":""}]
[null,null,null,25,{"$f":"$C3297&D3326","v":"TAS Gordon25"},null,{"$f":"IF(CommentaryInput!D3291=0,\"\",CommentaryInput!D3291)","v":""}]
[]
[null,null,"TAS George Town"]
[]
[null,null,null,null,null,null,"MAIN SECTORS"]
[null,null,null,1,{"$f":"$C3328&D3331","v":"TAS George Town1"},null,{"$f":"IF(CommentaryInput!D3296=0,\"\",CommentaryInput!D3296)","v":""}]
[null,null,null,2,{"$f":"$C3328&D3332","v":"TAS George Town2"},null,{"$f":"IF(CommentaryInput!D3297=0,\"\",CommentaryInput!D3297)","v":""}]
[null,null,null,3,{"$f":"$C3328&D3333","v":"TAS George Town3"},null,{"$f":"IF(CommentaryInput!D3298=0,\"\",CommentaryInput!D3298)","v":""}]
[null,null,null,4,{"$f":"$C3328&D3334","v":"TAS George Town4"},null,{"$f":"IF(CommentaryInput!D3299=0,\"\",CommentaryInput!D3299)","v":""}]
[null,null,null,5,{"$f":"$C3328&D3335","v":"TAS George Town5"},null,{"$f":"IF(CommentaryInput!D3300=0,\"\",CommentaryInput!D3300)","v":""}]
[null,null,null,null,null,null,"MEDIUM SCENARIO"]
[null,null,null,null,null,null,"Summer"]
[null,null,null,8,{"$f":"$C3328&D3338","v":"TAS George Town8"},null,{"$f":"IF(CommentaryInput!D3303=0,\"\",CommentaryInput!D3303)","v":""}]
[null,null,null,9,{"$f":"$C3328&D3339","v":"TAS George Town9"},null,{"$f":"IF(CommentaryInput!D3304=0,\"\",CommentaryInput!D3304)","v":""}]
[null,null,null,10,{"$f":"$C3328&D3340","v":"TAS George Town10"},null,{"$f":"IF(CommentaryInput!D3305=0,\"\",CommentaryInput!D3305)","v":""}]
[null,null,null,11,{"$f":"$C3328&D3341","v":"TAS George Town11"},null,{"$f":"IF(CommentaryInput!D3306=0,\"\",CommentaryInput!D3306)","v":""}]
[null,null,null,12,{"$f":"$C3328&D3342","v":"TAS George Town12"},null,{"$f":"IF(CommentaryInput!D3307=0,\"\",CommentaryInput!D3307)","v":""}]
[null,null,null,null,null,null,"Winter"]
[null,null,null,13,{"$f":"$C3328&D3344","v":"TAS George Town13"},null,{"$f":"IF(CommentaryInput!D3309=0,\"\",CommentaryInput!D3309)","v":""}]
[null,null,null,14,{"$f":"$C3328&D3345","v":"TAS George Town14"},null,{"$f":"IF(CommentaryInput!D3310=0,\"\",CommentaryInput!D3310)","v":""}]
[null,null,null,15,{"$f":"$C3328&D3346","v":"TAS George Town15"},null,{"$f":"IF(CommentaryInput!D3311=0,\"\",CommentaryInput!D3311)","v":""}]
[null,null,null,16,{"$f":"$C3328&D3347","v":"TAS George Town16"},null,{"$f":"IF(CommentaryInput!D3312=0,\"\",CommentaryInput!D3312)","v":""}]
[null,null,null,17,{"$f":"$C3328&D3348","v":"TAS George Town17"},null,{"$f":"IF(CommentaryInput!D3313=0,\"\",CommentaryInput!D3313)","v":""}]
[null,null,null,null,null,null,"Other"]
[null,null,null,18,{"$f":"$C3328&D3350","v":"TAS George Town18"},null,{"$f":"IF(CommentaryInput!D3315=0,\"\",CommentaryInput!D3315)","v":""}]
[null,null,null,19,{"$f":"$C3328&D3351","v":"TAS George Town19"},null,{"$f":"IF(CommentaryInput!D3316=0,\"\",CommentaryInput!D3316)","v":""}]
[null,null,null,20,{"$f":"$C3328&D3352","v":"TAS George Town20"},null,{"$f":"IF(CommentaryInput!D3317=0,\"\",CommentaryInput!D3317)","v":""}]
[null,null,null,21,{"$f":"$C3328&D3353","v":"TAS George Town21"},null,{"$f":"IF(CommentaryInput!D3318=0,\"\",CommentaryInput!D3318)","v":""}]
[null,null,null,22,{"$f":"$C3328&D3354","v":"TAS George Town22"},null,{"$f":"IF(CommentaryInput!D3319=0,\"\",CommentaryInput!D3319)","v":""}]
[null,null,null,23,{"$f":"$C3328&D3355","v":"TAS George Town23"},null,{"$f":"IF(CommentaryInput!D3320=0,\"\",CommentaryInput!D3320)","v":""}]
[null,null,null,24,{"$f":"$C3328&D3356","v":"TAS George Town24"},null,{"$f":"IF(CommentaryInput!D3321=0,\"\",CommentaryInput!D3321)","v":""}]
[null,null,null,25,{"$f":"$C3328&D3357","v":"TAS George Town25"},null,{"$f":"IF(CommentaryInput!D3322=0,\"\",CommentaryInput!D3322)","v":""}]
[]
[null,null,"TAS Hadspen"]
[]
[null,null,null,null,null,null,"MAIN SECTORS"]
[null,null,null,1,{"$f":"$C3359&D3362","v":"TAS Hadspen1"},null,{"$f":"IF(CommentaryInput!D3327=0,\"\",CommentaryInput!D3327)","v":""}]
[null,null,null,2,{"$f":"$C3359&D3363","v":"TAS Hadspen2"},null,{"$f":"IF(CommentaryInput!D3328=0,\"\",CommentaryInput!D3328)","v":""}]
[null,null,null,3,{"$f":"$C3359&D3364","v":"TAS Hadspen3"},null,{"$f":"IF(CommentaryInput!D3329=0,\"\",CommentaryInput!D3329)","v":""}]
[null,null,null,4,{"$f":"$C3359&D3365","v":"TAS Hadspen4"},null,{"$f":"IF(CommentaryInput!D3330=0,\"\",CommentaryInput!D3330)","v":""}]
[null,null,null,5,{"$f":"$C3359&D3366","v":"TAS Hadspen5"},null,{"$f":"IF(CommentaryInput!D3331=0,\"\",CommentaryInput!D3331)","v":""}]
[null,null,null,null,null,null,"MEDIUM SCENARIO"]
[null,null,null,null,null,null,"Summer"]
[null,null,null,8,{"$f":"$C3359&D3369","v":"TAS Hadspen8"},null,{"$f":"IF(CommentaryInput!D3334=0,\"\",CommentaryInput!D3334)","v":""}]
[null,null,null,9,{"$f":"$C3359&D3370","v":"TAS Hadspen9"},null,{"$f":"IF(CommentaryInput!D3335=0,\"\",CommentaryInput!D3335)","v":""}]
[null,null,null,10,{"$f":"$C3359&D3371","v":"TAS Hadspen10"},null,{"$f":"IF(CommentaryInput!D3336=0,\"\",CommentaryInput!D3336)","v":""}]
[null,null,null,11,{"$f":"$C3359&D3372","v":"TAS Hadspen11"},null,{"$f":"IF(CommentaryInput!D3337=0,\"\",CommentaryInput!D3337)","v":""}]
[null,null,null,12,{"$f":"$C3359&D3373","v":"TAS Hadspen12"},null,{"$f":"IF(CommentaryInput!D3338=0,\"\",CommentaryInput!D3338)","v":""}]
[null,null,null,null,null,null,"Winter"]
[null,null,null,13,{"$f":"$C3359&D3375","v":"TAS Hadspen13"},null,{"$f":"IF(CommentaryInput!D3340=0,\"\",CommentaryInput!D3340)","v":""}]
[null,null,null,14,{"$f":"$C3359&D3376","v":"TAS Hadspen14"},null,{"$f":"IF(CommentaryInput!D3341=0,\"\",CommentaryInput!D3341)","v":""}]
[null,null,null,15,{"$f":"$C3359&D3377","v":"TAS Hadspen15"},null,{"$f":"IF(CommentaryInput!D3342=0,\"\",CommentaryInput!D3342)","v":""}]
[null,null,null,16,{"$f":"$C3359&D3378","v":"TAS Hadspen16"},null,{"$f":"IF(CommentaryInput!D3343=0,\"\",CommentaryInput!D3343)","v":""}]
[null,null,null,17,{"$f":"$C3359&D3379","v":"TAS Hadspen17"},null,{"$f":"IF(CommentaryInput!D3344=0,\"\",CommentaryInput!D3344)","v":""}]
[null,null,null,null,null,null,"Other"]
[null,null,null,18,{"$f":"$C3359&D3381","v":"TAS Hadspen18"},null,{"$f":"IF(CommentaryInput!D3346=0,\"\",CommentaryInput!D3346)","v":""}]
[null,null,null,19,{"$f":"$C3359&D3382","v":"TAS Hadspen19"},null,{"$f":"IF(CommentaryInput!D3347=0,\"\",CommentaryInput!D3347)","v":""}]
[null,null,null,20,{"$f":"$C3359&D3383","v":"TAS Hadspen20"},null,{"$f":"IF(CommentaryInput!D3348=0,\"\",CommentaryInput!D3348)","v":""}]
[null,null,null,21,{"$f":"$C3359&D3384","v":"TAS Hadspen21"},null,{"$f":"IF(CommentaryInput!D3349=0,\"\",CommentaryInput!D3349)","v":""}]
[null,null,null,22,{"$f":"$C3359&D3385","v":"TAS Hadspen22"},null,{"$f":"IF(CommentaryInput!D3350=0,\"\",CommentaryInput!D3350)","v":""}]
[null,null,null,23,{"$f":"$C3359&D3386","v":"TAS Hadspen23"},null,{"$f":"IF(CommentaryInput!D3351=0,\"\",CommentaryInput!D3351)","v":""}]
[null,null,null,24,{"$f":"$C3359&D3387","v":"TAS Hadspen24"},null,{"$f":"IF(CommentaryInput!D3352=0,\"\",CommentaryInput!D3352)","v":""}]
[null,null,null,25,{"$f":"$C3359&D3388","v":"TAS Hadspen25"},null,{"$f":"IF(CommentaryInput!D3353=0,\"\",CommentaryInput!D3353)","v":""}]
[]
[null,null,"TAS Port Latta"]
[]
[null,null,null,null,null,null,"MAIN SECTORS"]
[null,null,null,1,{"$f":"$C3390&D3393","v":"TAS Port Latta1"},null,{"$f":"IF(CommentaryInput!D3358=0,\"\",CommentaryInput!D3358)","v":""}]
[null,null,null,2,{"$f":"$C3390&D3394","v":"TAS Port Latta2"},null,{"$f":"IF(CommentaryInput!D3359=0,\"\",CommentaryInput!D3359)","v":""}]
[null,null,null,3,{"$f":"$C3390&D3395","v":"TAS Port Latta3"},null,{"$f":"IF(CommentaryInput!D3360=0,\"\",CommentaryInput!D3360)","v":""}]
[null,null,null,4,{"$f":"$C3390&D3396","v":"TAS Port Latta4"},null,{"$f":"IF(CommentaryInput!D3361=0,\"\",CommentaryInput!D3361)","v":""}]
[null,null,null,5,{"$f":"$C3390&D3397","v":"TAS Port Latta5"},null,{"$f":"IF(CommentaryInput!D3362=0,\"\",CommentaryInput!D3362)","v":""}]
[null,null,null,null,null,null,"MEDIUM SCENARIO"]
[null,null,null,null,null,null,"Summer"]
[null,null,null,8,{"$f":"$C3390&D3400","v":"TAS Port Latta8"},null,{"$f":"IF(CommentaryInput!D3365=0,\"\",CommentaryInput!D3365)","v":""}]
[null,null,null,9,{"$f":"$C3390&D3401","v":"TAS Port Latta9"},null,{"$f":"IF(CommentaryInput!D3366=0,\"\",CommentaryInput!D3366)","v":""}]
[null,null,null,10,{"$f":"$C3390&D3402","v":"TAS Port Latta10"},null,{"$f":"IF(CommentaryInput!D3367=0,\"\",CommentaryInput!D3367)","v":""}]
[null,null,null,11,{"$f":"$C3390&D3403","v":"TAS Port Latta11"},null,{"$f":"IF(CommentaryInput!D3368=0,\"\",CommentaryInput!D3368)","v":""}]
[null,null,null,12,{"$f":"$C3390&D3404","v":"TAS Port Latta12"},null,{"$f":"IF(CommentaryInput!D3369=0,\"\",CommentaryInput!D3369)","v":""}]
[null,null,null,null,null,null,"Winter"]
[null,null,null,13,{"$f":"$C3390&D3406","v":"TAS Port Latta13"},null,{"$f":"IF(CommentaryInput!D3371=0,\"\",CommentaryInput!D3371)","v":""}]
[null,null,null,14,{"$f":"$C3390&D3407","v":"TAS Port Latta14"},null,{"$f":"IF(CommentaryInput!D3372=0,\"\",CommentaryInput!D3372)","v":""}]
[null,null,null,15,{"$f":"$C3390&D3408","v":"TAS Port Latta15"},null,{"$f":"IF(CommentaryInput!D3373=0,\"\",CommentaryInput!D3373)","v":""}]
[null,null,null,16,{"$f":"$C3390&D3409","v":"TAS Port Latta16"},null,{"$f":"IF(CommentaryInput!D3374=0,\"\",CommentaryInput!D3374)","v":""}]
[null,null,null,17,{"$f":"$C3390&D3410","v":"TAS Port Latta17"},null,{"$f":"IF(CommentaryInput!D3375=0,\"\",CommentaryInput!D3375)","v":""}]
[null,null,null,null,null,null,"Other"]
[null,null,null,18,{"$f":"$C3390&D3412","v":"TAS Port Latta18"},null,{"$f":"IF(CommentaryInput!D3377=0,\"\",CommentaryInput!D3377)","v":""}]
[null,null,null,19,{"$f":"$C3390&D3413","v":"TAS Port Latta19"},null,{"$f":"IF(CommentaryInput!D3378=0,\"\",CommentaryInput!D3378)","v":""}]
[null,null,null,20,{"$f":"$C3390&D3414","v":"TAS Port Latta20"},null,{"$f":"IF(CommentaryInput!D3379=0,\"\",CommentaryInput!D3379)","v":""}]
[null,null,null,21,{"$f":"$C3390&D3415","v":"TAS Port Latta21"},null,{"$f":"IF(CommentaryInput!D3380=0,\"\",CommentaryInput!D3380)","v":""}]
[null,null,null,22,{"$f":"$C3390&D3416","v":"TAS Port Latta22"},null,{"$f":"IF(CommentaryInput!D3381=0,\"\",CommentaryInput!D3381)","v":""}]
[null,null,null,23,{"$f":"$C3390&D3417","v":"TAS Port Latta23"},null,{"$f":"IF(CommentaryInput!D3382=0,\"\",CommentaryInput!D3382)","v":""}]
[null,null,null,24,{"$f":"$C3390&D3418","v":"TAS Port Latta24"},null,{"$f":"IF(CommentaryInput!D3383=0,\"\",CommentaryInput!D3383)","v":""}]
[null,null,null,25,{"$f":"$C3390&D3419","v":"TAS Port Latta25"},null,{"$f":"IF(CommentaryInput!D3384=0,\"\",CommentaryInput!D3384)","v":""}]
[]
[null,null,"TAS Rosebery"]
[]
[null,null,null,null,null,null,"MAIN SECTORS"]
[null,null,null,1,{"$f":"$C3421&D3424","v":"TAS Rosebery1"},null,{"$f":"IF(CommentaryInput!D3389=0,\"\",CommentaryInput!D3389)","v":""}]
[null,null,null,2,{"$f":"$C3421&D3425","v":"TAS Rosebery2"},null,{"$f":"IF(CommentaryInput!D3390=0,\"\",CommentaryInput!D3390)","v":""}]
[null,null,null,3,{"$f":"$C3421&D3426","v":"TAS Rosebery3"},null,{"$f":"IF(CommentaryInput!D3391=0,\"\",CommentaryInput!D3391)","v":""}]
[null,null,null,4,{"$f":"$C3421&D3427","v":"TAS Rosebery4"},null,{"$f":"IF(CommentaryInput!D3392=0,\"\",CommentaryInput!D3392)","v":""}]
[null,null,null,5,{"$f":"$C3421&D3428","v":"TAS Rosebery5"},null,{"$f":"IF(CommentaryInput!D3393=0,\"\",CommentaryInput!D3393)","v":""}]
[null,null,null,null,null,null,"MEDIUM SCENARIO"]
[null,null,null,null,null,null,"Summer"]
[null,null,null,8,{"$f":"$C3421&D3431","v":"TAS Rosebery8"},null,{"$f":"IF(CommentaryInput!D3396=0,\"\",CommentaryInput!D3396)","v":""}]
[null,null,null,9,{"$f":"$C3421&D3432","v":"TAS Rosebery9"},null,{"$f":"IF(CommentaryInput!D3397=0,\"\",CommentaryInput!D3397)","v":""}]
[null,null,null,10,{"$f":"$C3421&D3433","v":"TAS Rosebery10"},null,{"$f":"IF(CommentaryInput!D3398=0,\"\",CommentaryInput!D3398)","v":""}]
[null,null,null,11,{"$f":"$C3421&D3434","v":"TAS Rosebery11"},null,{"$f":"IF(CommentaryInput!D3399=0,\"\",CommentaryInput!D3399)","v":""}]
[null,null,null,12,{"$f":"$C3421&D3435","v":"TAS Rosebery12"},null,{"$f":"IF(CommentaryInput!D3400=0,\"\",CommentaryInput!D3400)","v":""}]
[null,null,null,null,null,null,"Winter"]
[null,null,null,13,{"$f":"$C3421&D3437","v":"TAS Rosebery13"},null,{"$f":"IF(CommentaryInput!D3402=0,\"\",CommentaryInput!D3402)","v":""}]
[null,null,null,14,{"$f":"$C3421&D3438","v":"TAS Rosebery14"},null,{"$f":"IF(CommentaryInput!D3403=0,\"\",CommentaryInput!D3403)","v":""}]
[null,null,null,15,{"$f":"$C3421&D3439","v":"TAS Rosebery15"},null,{"$f":"IF(CommentaryInput!D3404=0,\"\",CommentaryInput!D3404)","v":""}]
[null,null,null,16,{"$f":"$C3421&D3440","v":"TAS Rosebery16"},null,{"$f":"IF(CommentaryInput!D3405=0,\"\",CommentaryInput!D3405)","v":""}]
[null,null,null,17,{"$f":"$C3421&D3441","v":"TAS Rosebery17"},null,{"$f":"IF(CommentaryInput!D3406=0,\"\",CommentaryInput!D3406)","v":""}]
[null,null,null,null,null,null,"Other"]
[null,null,null,18,{"$f":"$C3421&D3443","v":"TAS Rosebery18"},null,{"$f":"IF(CommentaryInput!D3408=0,\"\",CommentaryInput!D3408)","v":""}]
[null,null,null,19,{"$f":"$C3421&D3444","v":"TAS Rosebery19"},null,{"$f":"IF(CommentaryInput!D3409=0,\"\",CommentaryInput!D3409)","v":""}]
[null,null,null,20,{"$f":"$C3421&D3445","v":"TAS Rosebery20"},null,{"$f":"IF(CommentaryInput!D3410=0,\"\",CommentaryInput!D3410)","v":""}]
[null,null,null,21,{"$f":"$C3421&D3446","v":"TAS Rosebery21"},null,{"$f":"IF(CommentaryInput!D3411=0,\"\",CommentaryInput!D3411)","v":""}]
[null,null,null,22,{"$f":"$C3421&D3447","v":"TAS Rosebery22"},null,{"$f":"IF(CommentaryInput!D3412=0,\"\",CommentaryInput!D3412)","v":""}]
[null,null,null,23,{"$f":"$C3421&D3448","v":"TAS Rosebery23"},null,{"$f":"IF(CommentaryInput!D3413=0,\"\",CommentaryInput!D3413)","v":""}]
[null,null,null,24,{"$f":"$C3421&D3449","v":"TAS Rosebery24"},null,{"$f":"IF(CommentaryInput!D3414=0,\"\",CommentaryInput!D3414)","v":""}]
[null,null,null,25,{"$f":"$C3421&D3450","v":"TAS Rosebery25"},null,{"$f":"IF(CommentaryInput!D3415=0,\"\",CommentaryInput!D3415)","v":""}]
[]
[null,null,"TAS Savage River"]
[]
[null,null,null,null,null,null,"MAIN SECTORS"]
[null,null,null,1,{"$f":"$C3452&D3455","v":"TAS Savage River1"},null,{"$f":"IF(CommentaryInput!D3420=0,\"\",CommentaryInput!D3420)","v":""}]
[null,null,null,2,{"$f":"$C3452&D3456","v":"TAS Savage River2"},null,{"$f":"IF(CommentaryInput!D3421=0,\"\",CommentaryInput!D3421)","v":""}]
[null,null,null,3,{"$f":"$C3452&D3457","v":"TAS Savage River3"},null,{"$f":"IF(CommentaryInput!D3422=0,\"\",CommentaryInput!D3422)","v":""}]
[null,null,null,4,{"$f":"$C3452&D3458","v":"TAS Savage River4"},null,{"$f":"IF(CommentaryInput!D3423=0,\"\",CommentaryInput!D3423)","v":""}]
[null,null,null,5,{"$f":"$C3452&D3459","v":"TAS Savage River5"},null,{"$f":"IF(CommentaryInput!D3424=0,\"\",CommentaryInput!D3424)","v":""}]
[null,null,null,null,null,null,"MEDIUM SCENARIO"]
[null,null,null,null,null,null,"Summer"]
[null,null,null,8,{"$f":"$C3452&D3462","v":"TAS Savage River8"},null,{"$f":"IF(CommentaryInput!D3427=0,\"\",CommentaryInput!D3427)","v":""}]
[null,null,null,9,{"$f":"$C3452&D3463","v":"TAS Savage River9"},null,{"$f":"IF(CommentaryInput!D3428=0,\"\",CommentaryInput!D3428)","v":""}]
[null,null,null,10,{"$f":"$C3452&D3464","v":"TAS Savage River10"},null,{"$f":"IF(CommentaryInput!D3429=0,\"\",CommentaryInput!D3429)","v":""}]
[null,null,null,11,{"$f":"$C3452&D3465","v":"TAS Savage River11"},null,{"$f":"IF(CommentaryInput!D3430=0,\"\",CommentaryInput!D3430)","v":""}]
[null,null,null,12,{"$f":"$C3452&D3466","v":"TAS Savage River12"},null,{"$f":"IF(CommentaryInput!D3431=0,\"\",CommentaryInput!D3431)","v":""}]
[null,null,null,null,null,null,"Winter"]
[null,null,null,13,{"$f":"$C3452&D3468","v":"TAS Savage River13"},null,{"$f":"IF(CommentaryInput!D3433=0,\"\",CommentaryInput!D3433)","v":""}]
[null,null,null,14,{"$f":"$C3452&D3469","v":"TAS Savage River14"},null,{"$f":"IF(CommentaryInput!D3434=0,\"\",CommentaryInput!D3434)","v":""}]
[null,null,null,15,{"$f":"$C3452&D3470","v":"TAS Savage River15"},null,{"$f":"IF(CommentaryInput!D3435=0,\"\",CommentaryInput!D3435)","v":""}]
[null,null,null,16,{"$f":"$C3452&D3471","v":"TAS Savage River16"},null,{"$f":"IF(CommentaryInput!D3436=0,\"\",CommentaryInput!D3436)","v":""}]
[null,null,null,17,{"$f":"$C3452&D3472","v":"TAS Savage River17"},null,{"$f":"IF(CommentaryInput!D3437=0,\"\",CommentaryInput!D3437)","v":""}]
[null,null,null,null,null,null,"Other"]
[null,null,null,18,{"$f":"$C3452&D3474","v":"TAS Savage River18"},null,{"$f":"IF(CommentaryInput!D3439=0,\"\",CommentaryInput!D3439)","v":""}]
[null,null,null,19,{"$f":"$C3452&D3475","v":"TAS Savage River19"},null,{"$f":"IF(CommentaryInput!D3440=0,\"\",CommentaryInput!D3440)","v":""}]
[null,null,null,20,{"$f":"$C3452&D3476","v":"TAS Savage River20"},null,{"$f":"IF(CommentaryInput!D3441=0,\"\",CommentaryInput!D3441)","v":""}]
[null,null,null,21,{"$f":"$C3452&D3477","v":"TAS Savage River21"},null,{"$f":"IF(CommentaryInput!D3442=0,\"\",CommentaryInput!D3442)","v":""}]
[null,null,null,22,{"$f":"$C3452&D3478","v":"TAS Savage River22"},null,{"$f":"IF(CommentaryInput!D3443=0,\"\",CommentaryInput!D3443)","v":""}]
[null,null,null,23,{"$f":"$C3452&D3479","v":"TAS Savage River23"},null,{"$f":"IF(CommentaryInput!D3444=0,\"\",CommentaryInput!D3444)","v":""}]
[null,null,null,24,{"$f":"$C3452&D3480","v":"TAS Savage River24"},null,{"$f":"IF(CommentaryInput!D3445=0,\"\",CommentaryInput!D3445)","v":""}]
[null,null,null,25,{"$f":"$C3452&D3481","v":"TAS Savage River25"},null,{"$f":"IF(CommentaryInput!D3446=0,\"\",CommentaryInput!D3446)","v":""}]
[]
[null,null,"TAS Railton"]
[]
[null,null,null,null,null,null,"MAIN SECTORS"]
[null,null,null,1,{"$f":"$C3483&D3486","v":"TAS Railton1"},null,{"$f":"IF(CommentaryInput!D3451=0,\"\",CommentaryInput!D3451)","v":""}]
[null,null,null,2,{"$f":"$C3483&D3487","v":"TAS Railton2"},null,{"$f":"IF(CommentaryInput!D3452=0,\"\",CommentaryInput!D3452)","v":""}]
[null,null,null,3,{"$f":"$C3483&D3488","v":"TAS Railton3"},null,{"$f":"IF(CommentaryInput!D3453=0,\"\",CommentaryInput!D3453)","v":""}]
[null,null,null,4,{"$f":"$C3483&D3489","v":"TAS Railton4"},null,{"$f":"IF(CommentaryInput!D3454=0,\"\",CommentaryInput!D3454)","v":""}]
[null,null,null,5,{"$f":"$C3483&D3490","v":"TAS Railton5"},null,{"$f":"IF(CommentaryInput!D3455=0,\"\",CommentaryInput!D3455)","v":""}]
[null,null,null,null,null,null,"MEDIUM SCENARIO"]
[null,null,null,null,null,null,"Summer"]
[null,null,null,8,{"$f":"$C3483&D3493","v":"TAS Railton8"},null,{"$f":"IF(CommentaryInput!D3458=0,\"\",CommentaryInput!D3458)","v":""}]
[null,null,null,9,{"$f":"$C3483&D3494","v":"TAS Railton9"},null,{"$f":"IF(CommentaryInput!D3459=0,\"\",CommentaryInput!D3459)","v":""}]
[null,null,null,10,{"$f":"$C3483&D3495","v":"TAS Railton10"},null,{"$f":"IF(CommentaryInput!D3460=0,\"\",CommentaryInput!D3460)","v":""}]
[null,null,null,11,{"$f":"$C3483&D3496","v":"TAS Railton11"},null,{"$f":"IF(CommentaryInput!D3461=0,\"\",CommentaryInput!D3461)","v":""}]
[null,null,null,12,{"$f":"$C3483&D3497","v":"TAS Railton12"},null,{"$f":"IF(CommentaryInput!D3462=0,\"\",CommentaryInput!D3462)","v":""}]
[null,null,null,null,null,null,"Winter"]
[null,null,null,13,{"$f":"$C3483&D3499","v":"TAS Railton13"},null,{"$f":"IF(CommentaryInput!D3464=0,\"\",CommentaryInput!D3464)","v":""}]
[null,null,null,14,{"$f":"$C3483&D3500","v":"TAS Railton14"},null,{"$f":"IF(CommentaryInput!D3465=0,\"\",CommentaryInput!D3465)","v":""}]
[null,null,null,15,{"$f":"$C3483&D3501","v":"TAS Railton15"},null,{"$f":"IF(CommentaryInput!D3466=0,\"\",CommentaryInput!D3466)","v":""}]
[null,null,null,16,{"$f":"$C3483&D3502","v":"TAS Railton16"},null,{"$f":"IF(CommentaryInput!D3467=0,\"\",CommentaryInput!D3467)","v":""}]
[null,null,null,17,{"$f":"$C3483&D3503","v":"TAS Railton17"},null,{"$f":"IF(CommentaryInput!D3468=0,\"\",CommentaryInput!D3468)","v":""}]
[null,null,null,null,null,null,"Other"]
[null,null,null,18,{"$f":"$C3483&D3505","v":"TAS Railton18"},null,{"$f":"IF(CommentaryInput!D3470=0,\"\",CommentaryInput!D3470)","v":""}]
[null,null,null,19,{"$f":"$C3483&D3506","v":"TAS Railton19"},null,{"$f":"IF(CommentaryInput!D3471=0,\"\",CommentaryInput!D3471)","v":""}]
[null,null,null,20,{"$f":"$C3483&D3507","v":"TAS Railton20"},null,{"$f":"IF(CommentaryInput!D3472=0,\"\",CommentaryInput!D3472)","v":""}]
[null,null,null,21,{"$f":"$C3483&D3508","v":"TAS Railton21"},null,{"$f":"IF(CommentaryInput!D3473=0,\"\",CommentaryInput!D3473)","v":""}]
[null,null,null,22,{"$f":"$C3483&D3509","v":"TAS Railton22"},null,{"$f":"IF(CommentaryInput!D3474=0,\"\",CommentaryInput!D3474)","v":""}]
[null,null,null,23,{"$f":"$C3483&D3510","v":"TAS Railton23"},null,{"$f":"IF(CommentaryInput!D3475=0,\"\",CommentaryInput!D3475)","v":""}]
[null,null,null,24,{"$f":"$C3483&D3511","v":"TAS Railton24"},null,{"$f":"IF(CommentaryInput!D3476=0,\"\",CommentaryInput!D3476)","v":""}]
[null,null,null,25,{"$f":"$C3483&D3512","v":"TAS Railton25"},null,{"$f":"IF(CommentaryInput!D3477=0,\"\",CommentaryInput!D3477)","v":""}]
[]
[null,null,"TAS Kermandie"]
[]
[null,null,null,null,null,null,"MAIN SECTORS"]
[null,null,null,1,{"$f":"$C3514&D3517","v":"TAS Kermandie1"},null,{"$f":"IF(CommentaryInput!D3482=0,\"\",CommentaryInput!D3482)","v":""}]
[null,null,null,2,{"$f":"$C3514&D3518","v":"TAS Kermandie2"},null,{"$f":"IF(CommentaryInput!D3483=0,\"\",CommentaryInput!D3483)","v":""}]
[null,null,null,3,{"$f":"$C3514&D3519","v":"TAS Kermandie3"},null,{"$f":"IF(CommentaryInput!D3484=0,\"\",CommentaryInput!D3484)","v":""}]
[null,null,null,4,{"$f":"$C3514&D3520","v":"TAS Kermandie4"},null,{"$f":"IF(CommentaryInput!D3485=0,\"\",CommentaryInput!D3485)","v":""}]
[null,null,null,5,{"$f":"$C3514&D3521","v":"TAS Kermandie5"},null,{"$f":"IF(CommentaryInput!D3486=0,\"\",CommentaryInput!D3486)","v":""}]
[null,null,null,null,null,null,"MEDIUM SCENARIO"]
[null,null,null,null,null,null,"Summer"]
[null,null,null,8,{"$f":"$C3514&D3524","v":"TAS Kermandie8"},null,{"$f":"IF(CommentaryInput!D3489=0,\"\",CommentaryInput!D3489)","v":""}]
[null,null,null,9,{"$f":"$C3514&D3525","v":"TAS Kermandie9"},null,{"$f":"IF(CommentaryInput!D3490=0,\"\",CommentaryInput!D3490)","v":""}]
[null,null,null,10,{"$f":"$C3514&D3526","v":"TAS Kermandie10"},null,{"$f":"IF(CommentaryInput!D3491=0,\"\",CommentaryInput!D3491)","v":""}]
[null,null,null,11,{"$f":"$C3514&D3527","v":"TAS Kermandie11"},null,{"$f":"IF(CommentaryInput!D3492=0,\"\",CommentaryInput!D3492)","v":""}]
[null,null,null,12,{"$f":"$C3514&D3528","v":"TAS Kermandie12"},null,{"$f":"IF(CommentaryInput!D3493=0,\"\",CommentaryInput!D3493)","v":""}]
[null,null,null,null,null,null,"Winter"]
[null,null,null,13,{"$f":"$C3514&D3530","v":"TAS Kermandie13"},null,{"$f":"IF(CommentaryInput!D3495=0,\"\",CommentaryInput!D3495)","v":""}]
[null,null,null,14,{"$f":"$C3514&D3531","v":"TAS Kermandie14"},null,{"$f":"IF(CommentaryInput!D3496=0,\"\",CommentaryInput!D3496)","v":""}]
[null,null,null,15,{"$f":"$C3514&D3532","v":"TAS Kermandie15"},null,{"$f":"IF(CommentaryInput!D3497=0,\"\",CommentaryInput!D3497)","v":""}]
[null,null,null,16,{"$f":"$C3514&D3533","v":"TAS Kermandie16"},null,{"$f":"IF(CommentaryInput!D3498=0,\"\",CommentaryInput!D3498)","v":""}]
[null,null,null,17,{"$f":"$C3514&D3534","v":"TAS Kermandie17"},null,{"$f":"IF(CommentaryInput!D3499=0,\"\",CommentaryInput!D3499)","v":""}]
[null,null,null,null,null,null,"Other"]
[null,null,null,18,{"$f":"$C3514&D3536","v":"TAS Kermandie18"},null,{"$f":"IF(CommentaryInput!D3501=0,\"\",CommentaryInput!D3501)","v":""}]
[null,null,null,19,{"$f":"$C3514&D3537","v":"TAS Kermandie19"},null,{"$f":"IF(CommentaryInput!D3502=0,\"\",CommentaryInput!D3502)","v":""}]
[null,null,null,20,{"$f":"$C3514&D3538","v":"TAS Kermandie20"},null,{"$f":"IF(CommentaryInput!D3503=0,\"\",CommentaryInput!D3503)","v":""}]
[null,null,null,21,{"$f":"$C3514&D3539","v":"TAS Kermandie21"},null,{"$f":"IF(CommentaryInput!D3504=0,\"\",CommentaryInput!D3504)","v":""}]
[null,null,null,22,{"$f":"$C3514&D3540","v":"TAS Kermandie22"},null,{"$f":"IF(CommentaryInput!D3505=0,\"\",CommentaryInput!D3505)","v":""}]
[null,null,null,23,{"$f":"$C3514&D3541","v":"TAS Kermandie23"},null,{"$f":"IF(CommentaryInput!D3506=0,\"\",CommentaryInput!D3506)","v":""}]
[null,null,null,24,{"$f":"$C3514&D3542","v":"TAS Kermandie24"},null,{"$f":"IF(CommentaryInput!D3507=0,\"\",CommentaryInput!D3507)","v":""}]
[null,null,null,25,{"$f":"$C3514&D3543","v":"TAS Kermandie25"},null,{"$f":"IF(CommentaryInput!D3508=0,\"\",CommentaryInput!D3508)","v":""}]
[]
[null,null,"TAS Kingston"]
[]
[null,null,null,null,null,null,"MAIN SECTORS"]
[null,null,null,1,{"$f":"$C3545&D3548","v":"TAS Kingston1"},null,{"$f":"IF(CommentaryInput!D3513=0,\"\",CommentaryInput!D3513)","v":""}]
[null,null,null,2,{"$f":"$C3545&D3549","v":"TAS Kingston2"},null,{"$f":"IF(CommentaryInput!D3514=0,\"\",CommentaryInput!D3514)","v":""}]
[null,null,null,3,{"$f":"$C3545&D3550","v":"TAS Kingston3"},null,{"$f":"IF(CommentaryInput!D3515=0,\"\",CommentaryInput!D3515)","v":""}]
[null,null,null,4,{"$f":"$C3545&D3551","v":"TAS Kingston4"},null,{"$f":"IF(CommentaryInput!D3516=0,\"\",CommentaryInput!D3516)","v":""}]
[null,null,null,5,{"$f":"$C3545&D3552","v":"TAS Kingston5"},null,{"$f":"IF(CommentaryInput!D3517=0,\"\",CommentaryInput!D3517)","v":""}]
[null,null,null,null,null,null,"MEDIUM SCENARIO"]
[null,null,null,null,null,null,"Summer"]
[null,null,null,8,{"$f":"$C3545&D3555","v":"TAS Kingston8"},null,{"$f":"IF(CommentaryInput!D3520=0,\"\",CommentaryInput!D3520)","v":""}]
[null,null,null,9,{"$f":"$C3545&D3556","v":"TAS Kingston9"},null,{"$f":"IF(CommentaryInput!D3521=0,\"\",CommentaryInput!D3521)","v":""}]
[null,null,null,10,{"$f":"$C3545&D3557","v":"TAS Kingston10"},null,{"$f":"IF(CommentaryInput!D3522=0,\"\",CommentaryInput!D3522)","v":""}]
[null,null,null,11,{"$f":"$C3545&D3558","v":"TAS Kingston11"},null,{"$f":"IF(CommentaryInput!D3523=0,\"\",CommentaryInput!D3523)","v":""}]
[null,null,null,12,{"$f":"$C3545&D3559","v":"TAS Kingston12"},null,{"$f":"IF(CommentaryInput!D3524=0,\"\",CommentaryInput!D3524)","v":""}]
[null,null,null,null,null,null,"Winter"]
[null,null,null,13,{"$f":"$C3545&D3561","v":"TAS Kingston13"},null,{"$f":"IF(CommentaryInput!D3526=0,\"\",CommentaryInput!D3526)","v":""}]
[null,null,null,14,{"$f":"$C3545&D3562","v":"TAS Kingston14"},null,{"$f":"IF(CommentaryInput!D3527=0,\"\",CommentaryInput!D3527)","v":""}]
[null,null,null,15,{"$f":"$C3545&D3563","v":"TAS Kingston15"},null,{"$f":"IF(CommentaryInput!D3528=0,\"\",CommentaryInput!D3528)","v":""}]
[null,null,null,16,{"$f":"$C3545&D3564","v":"TAS Kingston16"},null,{"$f":"IF(CommentaryInput!D3529=0,\"\",CommentaryInput!D3529)","v":""}]
[null,null,null,17,{"$f":"$C3545&D3565","v":"TAS Kingston17"},null,{"$f":"IF(CommentaryInput!D3530=0,\"\",CommentaryInput!D3530)","v":""}]
[null,null,null,null,null,null,"Other"]
[null,null,null,18,{"$f":"$C3545&D3567","v":"TAS Kingston18"},null,{"$f":"IF(CommentaryInput!D3532=0,\"\",CommentaryInput!D3532)","v":""}]
[null,null,null,19,{"$f":"$C3545&D3568","v":"TAS Kingston19"},null,{"$f":"IF(CommentaryInput!D3533=0,\"\",CommentaryInput!D3533)","v":""}]
[null,null,null,20,{"$f":"$C3545&D3569","v":"TAS Kingston20"},null,{"$f":"IF(CommentaryInput!D3534=0,\"\",CommentaryInput!D3534)","v":""}]
[null,null,null,21,{"$f":"$C3545&D3570","v":"TAS Kingston21"},null,{"$f":"IF(CommentaryInput!D3535=0,\"\",CommentaryInput!D3535)","v":""}]
[null,null,null,22,{"$f":"$C3545&D3571","v":"TAS Kingston22"},null,{"$f":"IF(CommentaryInput!D3536=0,\"\",CommentaryInput!D3536)","v":""}]
[null,null,null,23,{"$f":"$C3545&D3572","v":"TAS Kingston23"},null,{"$f":"IF(CommentaryInput!D3537=0,\"\",CommentaryInput!D3537)","v":""}]
[null,null,null,24,{"$f":"$C3545&D3573","v":"TAS Kingston24"},null,{"$f":"IF(CommentaryInput!D3538=0,\"\",CommentaryInput!D3538)","v":""}]
[null,null,null,25,{"$f":"$C3545&D3574","v":"TAS Kingston25"},null,{"$f":"IF(CommentaryInput!D3539=0,\"\",CommentaryInput!D3539)","v":""}]
[]
[null,null,"TAS Knights Road"]
[]
[null,null,null,null,null,null,"MAIN SECTORS"]
[null,null,null,1,{"$f":"$C3576&D3579","v":"TAS Knights Road1"},null,{"$f":"IF(CommentaryInput!D3544=0,\"\",CommentaryInput!D3544)","v":""}]
[null,null,null,2,{"$f":"$C3576&D3580","v":"TAS Knights Road2"},null,{"$f":"IF(CommentaryInput!D3545=0,\"\",CommentaryInput!D3545)","v":""}]
[null,null,null,3,{"$f":"$C3576&D3581","v":"TAS Knights Road3"},null,{"$f":"IF(CommentaryInput!D3546=0,\"\",CommentaryInput!D3546)","v":""}]
[null,null,null,4,{"$f":"$C3576&D3582","v":"TAS Knights Road4"},null,{"$f":"IF(CommentaryInput!D3547=0,\"\",CommentaryInput!D3547)","v":""}]
[null,null,null,5,{"$f":"$C3576&D3583","v":"TAS Knights Road5"},null,{"$f":"IF(CommentaryInput!D3548=0,\"\",CommentaryInput!D3548)","v":""}]
[null,null,null,null,null,null,"MEDIUM SCENARIO"]
[null,null,null,null,null,null,"Summer"]
[null,null,null,8,{"$f":"$C3576&D3586","v":"TAS Knights Road8"},null,{"$f":"IF(CommentaryInput!D3551=0,\"\",CommentaryInput!D3551)","v":""}]
[null,null,null,9,{"$f":"$C3576&D3587","v":"TAS Knights Road9"},null,{"$f":"IF(CommentaryInput!D3552=0,\"\",CommentaryInput!D3552)","v":""}]
[null,null,null,10,{"$f":"$C3576&D3588","v":"TAS Knights Road10"},null,{"$f":"IF(CommentaryInput!D3553=0,\"\",CommentaryInput!D3553)","v":""}]
[null,null,null,11,{"$f":"$C3576&D3589","v":"TAS Knights Road11"},null,{"$f":"IF(CommentaryInput!D3554=0,\"\",CommentaryInput!D3554)","v":""}]
[null,null,null,12,{"$f":"$C3576&D3590","v":"TAS Knights Road12"},null,{"$f":"IF(CommentaryInput!D3555=0,\"\",CommentaryInput!D3555)","v":""}]
[null,null,null,null,null,null,"Winter"]
[null,null,null,13,{"$f":"$C3576&D3592","v":"TAS Knights Road13"},null,{"$f":"IF(CommentaryInput!D3557=0,\"\",CommentaryInput!D3557)","v":""}]
[null,null,null,14,{"$f":"$C3576&D3593","v":"TAS Knights Road14"},null,{"$f":"IF(CommentaryInput!D3558=0,\"\",CommentaryInput!D3558)","v":""}]
[null,null,null,15,{"$f":"$C3576&D3594","v":"TAS Knights Road15"},null,{"$f":"IF(CommentaryInput!D3559=0,\"\",CommentaryInput!D3559)","v":""}]
[null,null,null,16,{"$f":"$C3576&D3595","v":"TAS Knights Road16"},null,{"$f":"IF(CommentaryInput!D3560=0,\"\",CommentaryInput!D3560)","v":""}]
[null,null,null,17,{"$f":"$C3576&D3596","v":"TAS Knights Road17"},null,{"$f":"IF(CommentaryInput!D3561=0,\"\",CommentaryInput!D3561)","v":""}]
[null,null,null,null,null,null,"Other"]
[null,null,null,18,{"$f":"$C3576&D3598","v":"TAS Knights Road18"},null,{"$f":"IF(CommentaryInput!D3563=0,\"\",CommentaryInput!D3563)","v":""}]
[null,null,null,19,{"$f":"$C3576&D3599","v":"TAS Knights Road19"},null,{"$f":"IF(CommentaryInput!D3564=0,\"\",CommentaryInput!D3564)","v":""}]
[null,null,null,20,{"$f":"$C3576&D3600","v":"TAS Knights Road20"},null,{"$f":"IF(CommentaryInput!D3565=0,\"\",CommentaryInput!D3565)","v":""}]
[null,null,null,21,{"$f":"$C3576&D3601","v":"TAS Knights Road21"},null,{"$f":"IF(CommentaryInput!D3566=0,\"\",CommentaryInput!D3566)","v":""}]
[null,null,null,22,{"$f":"$C3576&D3602","v":"TAS Knights Road22"},null,{"$f":"IF(CommentaryInput!D3567=0,\"\",CommentaryInput!D3567)","v":""}]
[null,null,null,23,{"$f":"$C3576&D3603","v":"TAS Knights Road23"},null,{"$f":"IF(CommentaryInput!D3568=0,\"\",CommentaryInput!D3568)","v":""}]
[null,null,null,24,{"$f":"$C3576&D3604","v":"TAS Knights Road24"},null,{"$f":"IF(CommentaryInput!D3569=0,\"\",CommentaryInput!D3569)","v":""}]
[null,null,null,25,{"$f":"$C3576&D3605","v":"TAS Knights Road25"},null,{"$f":"IF(CommentaryInput!D3570=0,\"\",CommentaryInput!D3570)","v":""}]
[]
[null,null,"TAS Lindisfarne"]
[]
[null,null,null,null,null,null,"MAIN SECTORS"]
[null,null,null,1,{"$f":"$C3607&D3610","v":"TAS Lindisfarne1"},null,{"$f":"IF(CommentaryInput!D3575=0,\"\",CommentaryInput!D3575)","v":""}]
[null,null,null,2,{"$f":"$C3607&D3611","v":"TAS Lindisfarne2"},null,{"$f":"IF(CommentaryInput!D3576=0,\"\",CommentaryInput!D3576)","v":""}]
[null,null,null,3,{"$f":"$C3607&D3612","v":"TAS Lindisfarne3"},null,{"$f":"IF(CommentaryInput!D3577=0,\"\",CommentaryInput!D3577)","v":""}]
[null,null,null,4,{"$f":"$C3607&D3613","v":"TAS Lindisfarne4"},null,{"$f":"IF(CommentaryInput!D3578=0,\"\",CommentaryInput!D3578)","v":""}]
[null,null,null,5,{"$f":"$C3607&D3614","v":"TAS Lindisfarne5"},null,{"$f":"IF(CommentaryInput!D3579=0,\"\",CommentaryInput!D3579)","v":""}]
[null,null,null,null,null,null,"MEDIUM SCENARIO"]
[null,null,null,null,null,null,"Summer"]
[null,null,null,8,{"$f":"$C3607&D3617","v":"TAS Lindisfarne8"},null,{"$f":"IF(CommentaryInput!D3582=0,\"\",CommentaryInput!D3582)","v":""}]
[null,null,null,9,{"$f":"$C3607&D3618","v":"TAS Lindisfarne9"},null,{"$f":"IF(CommentaryInput!D3583=0,\"\",CommentaryInput!D3583)","v":""}]
[null,null,null,10,{"$f":"$C3607&D3619","v":"TAS Lindisfarne10"},null,{"$f":"IF(CommentaryInput!D3584=0,\"\",CommentaryInput!D3584)","v":""}]
[null,null,null,11,{"$f":"$C3607&D3620","v":"TAS Lindisfarne11"},null,{"$f":"IF(CommentaryInput!D3585=0,\"\",CommentaryInput!D3585)","v":""}]
[null,null,null,12,{"$f":"$C3607&D3621","v":"TAS Lindisfarne12"},null,{"$f":"IF(CommentaryInput!D3586=0,\"\",CommentaryInput!D3586)","v":""}]
[null,null,null,null,null,null,"Winter"]
[null,null,null,13,{"$f":"$C3607&D3623","v":"TAS Lindisfarne13"},null,{"$f":"IF(CommentaryInput!D3588=0,\"\",CommentaryInput!D3588)","v":""}]
[null,null,null,14,{"$f":"$C3607&D3624","v":"TAS Lindisfarne14"},null,{"$f":"IF(CommentaryInput!D3589=0,\"\",CommentaryInput!D3589)","v":""}]
[null,null,null,15,{"$f":"$C3607&D3625","v":"TAS Lindisfarne15"},null,{"$f":"IF(CommentaryInput!D3590=0,\"\",CommentaryInput!D3590)","v":""}]
[null,null,null,16,{"$f":"$C3607&D3626","v":"TAS Lindisfarne16"},null,{"$f":"IF(CommentaryInput!D3591=0,\"\",CommentaryInput!D3591)","v":""}]
[null,null,null,17,{"$f":"$C3607&D3627","v":"TAS Lindisfarne17"},null,{"$f":"IF(CommentaryInput!D3592=0,\"\",CommentaryInput!D3592)","v":""}]
[null,null,null,null,null,null,"Other"]
[null,null,null,18,{"$f":"$C3607&D3629","v":"TAS Lindisfarne18"},null,{"$f":"IF(CommentaryInput!D3594=0,\"\",CommentaryInput!D3594)","v":""}]
[null,null,null,19,{"$f":"$C3607&D3630","v":"TAS Lindisfarne19"},null,{"$f":"IF(CommentaryInput!D3595=0,\"\",CommentaryInput!D3595)","v":""}]
[null,null,null,20,{"$f":"$C3607&D3631","v":"TAS Lindisfarne20"},null,{"$f":"IF(CommentaryInput!D3596=0,\"\",CommentaryInput!D3596)","v":""}]
[null,null,null,21,{"$f":"$C3607&D3632","v":"TAS Lindisfarne21"},null,{"$f":"IF(CommentaryInput!D3597=0,\"\",CommentaryInput!D3597)","v":""}]
[null,null,null,22,{"$f":"$C3607&D3633","v":"TAS Lindisfarne22"},null,{"$f":"IF(CommentaryInput!D3598=0,\"\",CommentaryInput!D3598)","v":""}]
[null,null,null,23,{"$f":"$C3607&D3634","v":"TAS Lindisfarne23"},null,{"$f":"IF(CommentaryInput!D3599=0,\"\",CommentaryInput!D3599)","v":""}]
[null,null,null,24,{"$f":"$C3607&D3635","v":"TAS Lindisfarne24"},null,{"$f":"IF(CommentaryInput!D3600=0,\"\",CommentaryInput!D3600)","v":""}]
[null,null,null,25,{"$f":"$C3607&D3636","v":"TAS Lindisfarne25"},null,{"$f":"IF(CommentaryInput!D3601=0,\"\",CommentaryInput!D3601)","v":""}]
[]
[null,null,"TAS Meadowbank"]
[]
[null,null,null,null,null,null,"MAIN SECTORS"]
[null,null,null,1,{"$f":"$C3638&D3641","v":"TAS Meadowbank1"},null,{"$f":"IF(CommentaryInput!D3606=0,\"\",CommentaryInput!D3606)","v":""}]
[null,null,null,2,{"$f":"$C3638&D3642","v":"TAS Meadowbank2"},null,{"$f":"IF(CommentaryInput!D3607=0,\"\",CommentaryInput!D3607)","v":""}]
[null,null,null,3,{"$f":"$C3638&D3643","v":"TAS Meadowbank3"},null,{"$f":"IF(CommentaryInput!D3608=0,\"\",CommentaryInput!D3608)","v":""}]
[null,null,null,4,{"$f":"$C3638&D3644","v":"TAS Meadowbank4"},null,{"$f":"IF(CommentaryInput!D3609=0,\"\",CommentaryInput!D3609)","v":""}]
[null,null,null,5,{"$f":"$C3638&D3645","v":"TAS Meadowbank5"},null,{"$f":"IF(CommentaryInput!D3610=0,\"\",CommentaryInput!D3610)","v":""}]
[null,null,null,null,null,null,"MEDIUM SCENARIO"]
[null,null,null,null,null,null,"Summer"]
[null,null,null,8,{"$f":"$C3638&D3648","v":"TAS Meadowbank8"},null,{"$f":"IF(CommentaryInput!D3613=0,\"\",CommentaryInput!D3613)","v":""}]
[null,null,null,9,{"$f":"$C3638&D3649","v":"TAS Meadowbank9"},null,{"$f":"IF(CommentaryInput!D3614=0,\"\",CommentaryInput!D3614)","v":""}]
[null,null,null,10,{"$f":"$C3638&D3650","v":"TAS Meadowbank10"},null,{"$f":"IF(CommentaryInput!D3615=0,\"\",CommentaryInput!D3615)","v":""}]
[null,null,null,11,{"$f":"$C3638&D3651","v":"TAS Meadowbank11"},null,{"$f":"IF(CommentaryInput!D3616=0,\"\",CommentaryInput!D3616)","v":""}]
[null,null,null,12,{"$f":"$C3638&D3652","v":"TAS Meadowbank12"},null,{"$f":"IF(CommentaryInput!D3617=0,\"\",CommentaryInput!D3617)","v":""}]
[null,null,null,null,null,null,"Winter"]
[null,null,null,13,{"$f":"$C3638&D3654","v":"TAS Meadowbank13"},null,{"$f":"IF(CommentaryInput!D3619=0,\"\",CommentaryInput!D3619)","v":""}]
[null,null,null,14,{"$f":"$C3638&D3655","v":"TAS Meadowbank14"},null,{"$f":"IF(CommentaryInput!D3620=0,\"\",CommentaryInput!D3620)","v":""}]
[null,null,null,15,{"$f":"$C3638&D3656","v":"TAS Meadowbank15"},null,{"$f":"IF(CommentaryInput!D3621=0,\"\",CommentaryInput!D3621)","v":""}]
[null,null,null,16,{"$f":"$C3638&D3657","v":"TAS Meadowbank16"},null,{"$f":"IF(CommentaryInput!D3622=0,\"\",CommentaryInput!D3622)","v":""}]
[null,null,null,17,{"$f":"$C3638&D3658","v":"TAS Meadowbank17"},null,{"$f":"IF(CommentaryInput!D3623=0,\"\",CommentaryInput!D3623)","v":""}]
[null,null,null,null,null,null,"Other"]
[null,null,null,18,{"$f":"$C3638&D3660","v":"TAS Meadowbank18"},null,{"$f":"IF(CommentaryInput!D3625=0,\"\",CommentaryInput!D3625)","v":""}]
[null,null,null,19,{"$f":"$C3638&D3661","v":"TAS Meadowbank19"},null,{"$f":"IF(CommentaryInput!D3626=0,\"\",CommentaryInput!D3626)","v":""}]
[null,null,null,20,{"$f":"$C3638&D3662","v":"TAS Meadowbank20"},null,{"$f":"IF(CommentaryInput!D3627=0,\"\",CommentaryInput!D3627)","v":""}]
[null,null,null,21,{"$f":"$C3638&D3663","v":"TAS Meadowbank21"},null,{"$f":"IF(CommentaryInput!D3628=0,\"\",CommentaryInput!D3628)","v":""}]
[null,null,null,22,{"$f":"$C3638&D3664","v":"TAS Meadowbank22"},null,{"$f":"IF(CommentaryInput!D3629=0,\"\",CommentaryInput!D3629)","v":""}]
[null,null,null,23,{"$f":"$C3638&D3665","v":"TAS Meadowbank23"},null,{"$f":"IF(CommentaryInput!D3630=0,\"\",CommentaryInput!D3630)","v":""}]
[null,null,null,24,{"$f":"$C3638&D3666","v":"TAS Meadowbank24"},null,{"$f":"IF(CommentaryInput!D3631=0,\"\",CommentaryInput!D3631)","v":""}]
[null,null,null,25,{"$f":"$C3638&D3667","v":"TAS Meadowbank25"},null,{"$f":"IF(CommentaryInput!D3632=0,\"\",CommentaryInput!D3632)","v":""}]
[]
[null,null,"TAS Mornington"]
[]
[null,null,null,null,null,null,"MAIN SECTORS"]
[null,null,null,1,{"$f":"$C3669&D3672","v":"TAS Mornington1"},null,{"$f":"IF(CommentaryInput!D3637=0,\"\",CommentaryInput!D3637)","v":""}]
[null,null,null,2,{"$f":"$C3669&D3673","v":"TAS Mornington2"},null,{"$f":"IF(CommentaryInput!D3638=0,\"\",CommentaryInput!D3638)","v":""}]
[null,null,null,3,{"$f":"$C3669&D3674","v":"TAS Mornington3"},null,{"$f":"IF(CommentaryInput!D3639=0,\"\",CommentaryInput!D3639)","v":""}]
[null,null,null,4,{"$f":"$C3669&D3675","v":"TAS Mornington4"},null,{"$f":"IF(CommentaryInput!D3640=0,\"\",CommentaryInput!D3640)","v":""}]
[null,null,null,5,{"$f":"$C3669&D3676","v":"TAS Mornington5"},null,{"$f":"IF(CommentaryInput!D3641=0,\"\",CommentaryInput!D3641)","v":""}]
[null,null,null,null,null,null,"MEDIUM SCENARIO"]
[null,null,null,null,null,null,"Summer"]
[null,null,null,8,{"$f":"$C3669&D3679","v":"TAS Mornington8"},null,{"$f":"IF(CommentaryInput!D3644=0,\"\",CommentaryInput!D3644)","v":""}]
[null,null,null,9,{"$f":"$C3669&D3680","v":"TAS Mornington9"},null,{"$f":"IF(CommentaryInput!D3645=0,\"\",CommentaryInput!D3645)","v":""}]
[null,null,null,10,{"$f":"$C3669&D3681","v":"TAS Mornington10"},null,{"$f":"IF(CommentaryInput!D3646=0,\"\",CommentaryInput!D3646)","v":""}]
[null,null,null,11,{"$f":"$C3669&D3682","v":"TAS Mornington11"},null,{"$f":"IF(CommentaryInput!D3647=0,\"\",CommentaryInput!D3647)","v":""}]
[null,null,null,12,{"$f":"$C3669&D3683","v":"TAS Mornington12"},null,{"$f":"IF(CommentaryInput!D3648=0,\"\",CommentaryInput!D3648)","v":""}]
[null,null,null,null,null,null,"Winter"]
[null,null,null,13,{"$f":"$C3669&D3685","v":"TAS Mornington13"},null,{"$f":"IF(CommentaryInput!D3650=0,\"\",CommentaryInput!D3650)","v":""}]
[null,null,null,14,{"$f":"$C3669&D3686","v":"TAS Mornington14"},null,{"$f":"IF(CommentaryInput!D3651=0,\"\",CommentaryInput!D3651)","v":""}]
[null,null,null,15,{"$f":"$C3669&D3687","v":"TAS Mornington15"},null,{"$f":"IF(CommentaryInput!D3652=0,\"\",CommentaryInput!D3652)","v":""}]
[null,null,null,16,{"$f":"$C3669&D3688","v":"TAS Mornington16"},null,{"$f":"IF(CommentaryInput!D3653=0,\"\",CommentaryInput!D3653)","v":""}]
[null,null,null,17,{"$f":"$C3669&D3689","v":"TAS Mornington17"},null,{"$f":"IF(CommentaryInput!D3654=0,\"\",CommentaryInput!D3654)","v":""}]
[null,null,null,null,null,null,"Other"]
[null,null,null,18,{"$f":"$C3669&D3691","v":"TAS Mornington18"},null,{"$f":"IF(CommentaryInput!D3656=0,\"\",CommentaryInput!D3656)","v":""}]
[null,null,null,19,{"$f":"$C3669&D3692","v":"TAS Mornington19"},null,{"$f":"IF(CommentaryInput!D3657=0,\"\",CommentaryInput!D3657)","v":""}]
[null,null,null,20,{"$f":"$C3669&D3693","v":"TAS Mornington20"},null,{"$f":"IF(CommentaryInput!D3658=0,\"\",CommentaryInput!D3658)","v":""}]
[null,null,null,21,{"$f":"$C3669&D3694","v":"TAS Mornington21"},null,{"$f":"IF(CommentaryInput!D3659=0,\"\",CommentaryInput!D3659)","v":""}]
[null,null,null,22,{"$f":"$C3669&D3695","v":"TAS Mornington22"},null,{"$f":"IF(CommentaryInput!D3660=0,\"\",CommentaryInput!D3660)","v":""}]
[null,null,null,23,{"$f":"$C3669&D3696","v":"TAS Mornington23"},null,{"$f":"IF(CommentaryInput!D3661=0,\"\",CommentaryInput!D3661)","v":""}]
[null,null,null,24,{"$f":"$C3669&D3697","v":"TAS Mornington24"},null,{"$f":"IF(CommentaryInput!D3662=0,\"\",CommentaryInput!D3662)","v":""}]
[null,null,null,25,{"$f":"$C3669&D3698","v":"TAS Mornington25"},null,{"$f":"IF(CommentaryInput!D3663=0,\"\",CommentaryInput!D3663)","v":""}]
[]
[null,null,"TAS North Hobart"]
[]
[null,null,null,null,null,null,"MAIN SECTORS"]
[null,null,null,1,{"$f":"$C3700&D3703","v":"TAS North Hobart1"},null,{"$f":"IF(CommentaryInput!D3668=0,\"\",CommentaryInput!D3668)","v":""}]
[null,null,null,2,{"$f":"$C3700&D3704","v":"TAS North Hobart2"},null,{"$f":"IF(CommentaryInput!D3669=0,\"\",CommentaryInput!D3669)","v":""}]
[null,null,null,3,{"$f":"$C3700&D3705","v":"TAS North Hobart3"},null,{"$f":"IF(CommentaryInput!D3670=0,\"\",CommentaryInput!D3670)","v":""}]
[null,null,null,4,{"$f":"$C3700&D3706","v":"TAS North Hobart4"},null,{"$f":"IF(CommentaryInput!D3671=0,\"\",CommentaryInput!D3671)","v":""}]
[null,null,null,5,{"$f":"$C3700&D3707","v":"TAS North Hobart5"},null,{"$f":"IF(CommentaryInput!D3672=0,\"\",CommentaryInput!D3672)","v":""}]
[null,null,null,null,null,null,"MEDIUM SCENARIO"]
[null,null,null,null,null,null,"Summer"]
[null,null,null,8,{"$f":"$C3700&D3710","v":"TAS North Hobart8"},null,{"$f":"IF(CommentaryInput!D3675=0,\"\",CommentaryInput!D3675)","v":""}]
[null,null,null,9,{"$f":"$C3700&D3711","v":"TAS North Hobart9"},null,{"$f":"IF(CommentaryInput!D3676=0,\"\",CommentaryInput!D3676)","v":""}]
[null,null,null,10,{"$f":"$C3700&D3712","v":"TAS North Hobart10"},null,{"$f":"IF(CommentaryInput!D3677=0,\"\",CommentaryInput!D3677)","v":""}]
[null,null,null,11,{"$f":"$C3700&D3713","v":"TAS North Hobart11"},null,{"$f":"IF(CommentaryInput!D3678=0,\"\",CommentaryInput!D3678)","v":""}]
[null,null,null,12,{"$f":"$C3700&D3714","v":"TAS North Hobart12"},null,{"$f":"IF(CommentaryInput!D3679=0,\"\",CommentaryInput!D3679)","v":""}]
[null,null,null,null,null,null,"Winter"]
[null,null,null,13,{"$f":"$C3700&D3716","v":"TAS North Hobart13"},null,{"$f":"IF(CommentaryInput!D3681=0,\"\",CommentaryInput!D3681)","v":""}]
[null,null,null,14,{"$f":"$C3700&D3717","v":"TAS North Hobart14"},null,{"$f":"IF(CommentaryInput!D3682=0,\"\",CommentaryInput!D3682)","v":""}]
[null,null,null,15,{"$f":"$C3700&D3718","v":"TAS North Hobart15"},null,{"$f":"IF(CommentaryInput!D3683=0,\"\",CommentaryInput!D3683)","v":""}]
[null,null,null,16,{"$f":"$C3700&D3719","v":"TAS North Hobart16"},null,{"$f":"IF(CommentaryInput!D3684=0,\"\",CommentaryInput!D3684)","v":""}]
[null,null,null,17,{"$f":"$C3700&D3720","v":"TAS North Hobart17"},null,{"$f":"IF(CommentaryInput!D3685=0,\"\",CommentaryInput!D3685)","v":""}]
[null,null,null,null,null,null,"Other"]
[null,null,null,18,{"$f":"$C3700&D3722","v":"TAS North Hobart18"},null,{"$f":"IF(CommentaryInput!D3687=0,\"\",CommentaryInput!D3687)","v":""}]
[null,null,null,19,{"$f":"$C3700&D3723","v":"TAS North Hobart19"},null,{"$f":"IF(CommentaryInput!D3688=0,\"\",CommentaryInput!D3688)","v":""}]
[null,null,null,20,{"$f":"$C3700&D3724","v":"TAS North Hobart20"},null,{"$f":"IF(CommentaryInput!D3689=0,\"\",CommentaryInput!D3689)","v":""}]
[null,null,null,21,{"$f":"$C3700&D3725","v":"TAS North Hobart21"},null,{"$f":"IF(CommentaryInput!D3690=0,\"\",CommentaryInput!D3690)","v":""}]
[null,null,null,22,{"$f":"$C3700&D3726","v":"TAS North Hobart22"},null,{"$f":"IF(CommentaryInput!D3691=0,\"\",CommentaryInput!D3691)","v":""}]
[null,null,null,23,{"$f":"$C3700&D3727","v":"TAS North Hobart23"},null,{"$f":"IF(CommentaryInput!D3692=0,\"\",CommentaryInput!D3692)","v":""}]
[null,null,null,24,{"$f":"$C3700&D3728","v":"TAS North Hobart24"},null,{"$f":"IF(CommentaryInput!D3693=0,\"\",CommentaryInput!D3693)","v":""}]
[null,null,null,25,{"$f":"$C3700&D3729","v":"TAS North Hobart25"},null,{"$f":"IF(CommentaryInput!D3694=0,\"\",CommentaryInput!D3694)","v":""}]
[]
[null,null,"TAS New Norfolk"]
[]
[null,null,null,null,null,null,"MAIN SECTORS"]
[null,null,null,1,{"$f":"$C3731&D3734","v":"TAS New Norfolk1"},null,{"$f":"IF(CommentaryInput!D3699=0,\"\",CommentaryInput!D3699)","v":""}]
[null,null,null,2,{"$f":"$C3731&D3735","v":"TAS New Norfolk2"},null,{"$f":"IF(CommentaryInput!D3700=0,\"\",CommentaryInput!D3700)","v":""}]
[null,null,null,3,{"$f":"$C3731&D3736","v":"TAS New Norfolk3"},null,{"$f":"IF(CommentaryInput!D3701=0,\"\",CommentaryInput!D3701)","v":""}]
[null,null,null,4,{"$f":"$C3731&D3737","v":"TAS New Norfolk4"},null,{"$f":"IF(CommentaryInput!D3702=0,\"\",CommentaryInput!D3702)","v":""}]
[null,null,null,5,{"$f":"$C3731&D3738","v":"TAS New Norfolk5"},null,{"$f":"IF(CommentaryInput!D3703=0,\"\",CommentaryInput!D3703)","v":""}]
[null,null,null,null,null,null,"MEDIUM SCENARIO"]
[null,null,null,null,null,null,"Summer"]
[null,null,null,8,{"$f":"$C3731&D3741","v":"TAS New Norfolk8"},null,{"$f":"IF(CommentaryInput!D3706=0,\"\",CommentaryInput!D3706)","v":""}]
[null,null,null,9,{"$f":"$C3731&D3742","v":"TAS New Norfolk9"},null,{"$f":"IF(CommentaryInput!D3707=0,\"\",CommentaryInput!D3707)","v":""}]
[null,null,null,10,{"$f":"$C3731&D3743","v":"TAS New Norfolk10"},null,{"$f":"IF(CommentaryInput!D3708=0,\"\",CommentaryInput!D3708)","v":""}]
[null,null,null,11,{"$f":"$C3731&D3744","v":"TAS New Norfolk11"},null,{"$f":"IF(CommentaryInput!D3709=0,\"\",CommentaryInput!D3709)","v":""}]
[null,null,null,12,{"$f":"$C3731&D3745","v":"TAS New Norfolk12"},null,{"$f":"IF(CommentaryInput!D3710=0,\"\",CommentaryInput!D3710)","v":""}]
[null,null,null,null,null,null,"Winter"]
[null,null,null,13,{"$f":"$C3731&D3747","v":"TAS New Norfolk13"},null,{"$f":"IF(CommentaryInput!D3712=0,\"\",CommentaryInput!D3712)","v":""}]
[null,null,null,14,{"$f":"$C3731&D3748","v":"TAS New Norfolk14"},null,{"$f":"IF(CommentaryInput!D3713=0,\"\",CommentaryInput!D3713)","v":""}]
[null,null,null,15,{"$f":"$C3731&D3749","v":"TAS New Norfolk15"},null,{"$f":"IF(CommentaryInput!D3714=0,\"\",CommentaryInput!D3714)","v":""}]
[null,null,null,16,{"$f":"$C3731&D3750","v":"TAS New Norfolk16"},null,{"$f":"IF(CommentaryInput!D3715=0,\"\",CommentaryInput!D3715)","v":""}]
[null,null,null,17,{"$f":"$C3731&D3751","v":"TAS New Norfolk17"},null,{"$f":"IF(CommentaryInput!D3716=0,\"\",CommentaryInput!D3716)","v":""}]
[null,null,null,null,null,null,"Other"]
[null,null,null,18,{"$f":"$C3731&D3753","v":"TAS New Norfolk18"},null,{"$f":"IF(CommentaryInput!D3718=0,\"\",CommentaryInput!D3718)","v":""}]
[null,null,null,19,{"$f":"$C3731&D3754","v":"TAS New Norfolk19"},null,{"$f":"IF(CommentaryInput!D3719=0,\"\",CommentaryInput!D3719)","v":""}]
[null,null,null,20,{"$f":"$C3731&D3755","v":"TAS New Norfolk20"},null,{"$f":"IF(CommentaryInput!D3720=0,\"\",CommentaryInput!D3720)","v":""}]
[null,null,null,21,{"$f":"$C3731&D3756","v":"TAS New Norfolk21"},null,{"$f":"IF(CommentaryInput!D3721=0,\"\",CommentaryInput!D3721)","v":""}]
[null,null,null,22,{"$f":"$C3731&D3757","v":"TAS New Norfolk22"},null,{"$f":"IF(CommentaryInput!D3722=0,\"\",CommentaryInput!D3722)","v":""}]
[null,null,null,23,{"$f":"$C3731&D3758","v":"TAS New Norfolk23"},null,{"$f":"IF(CommentaryInput!D3723=0,\"\",CommentaryInput!D3723)","v":""}]
[null,null,null,24,{"$f":"$C3731&D3759","v":"TAS New Norfolk24"},null,{"$f":"IF(CommentaryInput!D3724=0,\"\",CommentaryInput!D3724)","v":""}]
[null,null,null,25,{"$f":"$C3731&D3760","v":"TAS New Norfolk25"},null,{"$f":"IF(CommentaryInput!D3725=0,\"\",CommentaryInput!D3725)","v":""}]
[]
[null,null,"TAS Newton"]
[]
[null,null,null,null,null,null,"MAIN SECTORS"]
[null,null,null,1,{"$f":"$C3762&D3765","v":"TAS Newton1"},null,{"$f":"IF(CommentaryInput!D3730=0,\"\",CommentaryInput!D3730)","v":""}]
[null,null,null,2,{"$f":"$C3762&D3766","v":"TAS Newton2"},null,{"$f":"IF(CommentaryInput!D3731=0,\"\",CommentaryInput!D3731)","v":""}]
[null,null,null,3,{"$f":"$C3762&D3767","v":"TAS Newton3"},null,{"$f":"IF(CommentaryInput!D3732=0,\"\",CommentaryInput!D3732)","v":""}]
[null,null,null,4,{"$f":"$C3762&D3768","v":"TAS Newton4"},null,{"$f":"IF(CommentaryInput!D3733=0,\"\",CommentaryInput!D3733)","v":""}]
[null,null,null,5,{"$f":"$C3762&D3769","v":"TAS Newton5"},null,{"$f":"IF(CommentaryInput!D3734=0,\"\",CommentaryInput!D3734)","v":""}]
[null,null,null,null,null,null,"MEDIUM SCENARIO"]
[null,null,null,null,null,null,"Summer"]
[null,null,null,8,{"$f":"$C3762&D3772","v":"TAS Newton8"},null,{"$f":"IF(CommentaryInput!D3737=0,\"\",CommentaryInput!D3737)","v":""}]
[null,null,null,9,{"$f":"$C3762&D3773","v":"TAS Newton9"},null,{"$f":"IF(CommentaryInput!D3738=0,\"\",CommentaryInput!D3738)","v":""}]
[null,null,null,10,{"$f":"$C3762&D3774","v":"TAS Newton10"},null,{"$f":"IF(CommentaryInput!D3739=0,\"\",CommentaryInput!D3739)","v":""}]
[null,null,null,11,{"$f":"$C3762&D3775","v":"TAS Newton11"},null,{"$f":"IF(CommentaryInput!D3740=0,\"\",CommentaryInput!D3740)","v":""}]
[null,null,null,12,{"$f":"$C3762&D3776","v":"TAS Newton12"},null,{"$f":"IF(CommentaryInput!D3741=0,\"\",CommentaryInput!D3741)","v":""}]
[null,null,null,null,null,null,"Winter"]
[null,null,null,13,{"$f":"$C3762&D3778","v":"TAS Newton13"},null,{"$f":"IF(CommentaryInput!D3743=0,\"\",CommentaryInput!D3743)","v":""}]
[null,null,null,14,{"$f":"$C3762&D3779","v":"TAS Newton14"},null,{"$f":"IF(CommentaryInput!D3744=0,\"\",CommentaryInput!D3744)","v":""}]
[null,null,null,15,{"$f":"$C3762&D3780","v":"TAS Newton15"},null,{"$f":"IF(CommentaryInput!D3745=0,\"\",CommentaryInput!D3745)","v":""}]
[null,null,null,16,{"$f":"$C3762&D3781","v":"TAS Newton16"},null,{"$f":"IF(CommentaryInput!D3746=0,\"\",CommentaryInput!D3746)","v":""}]
[null,null,null,17,{"$f":"$C3762&D3782","v":"TAS Newton17"},null,{"$f":"IF(CommentaryInput!D3747=0,\"\",CommentaryInput!D3747)","v":""}]
[null,null,null,null,null,null,"Other"]
[null,null,null,18,{"$f":"$C3762&D3784","v":"TAS Newton18"},null,{"$f":"IF(CommentaryInput!D3749=0,\"\",CommentaryInput!D3749)","v":""}]
[null,null,null,19,{"$f":"$C3762&D3785","v":"TAS Newton19"},null,{"$f":"IF(CommentaryInput!D3750=0,\"\",CommentaryInput!D3750)","v":""}]
[null,null,null,20,{"$f":"$C3762&D3786","v":"TAS Newton20"},null,{"$f":"IF(CommentaryInput!D3751=0,\"\",CommentaryInput!D3751)","v":""}]
[null,null,null,21,{"$f":"$C3762&D3787","v":"TAS Newton21"},null,{"$f":"IF(CommentaryInput!D3752=0,\"\",CommentaryInput!D3752)","v":""}]
[null,null,null,22,{"$f":"$C3762&D3788","v":"TAS Newton22"},null,{"$f":"IF(CommentaryInput!D3753=0,\"\",CommentaryInput!D3753)","v":""}]
[null,null,null,23,{"$f":"$C3762&D3789","v":"TAS Newton23"},null,{"$f":"IF(CommentaryInput!D3754=0,\"\",CommentaryInput!D3754)","v":""}]
[null,null,null,24,{"$f":"$C3762&D3790","v":"TAS Newton24"},null,{"$f":"IF(CommentaryInput!D3755=0,\"\",CommentaryInput!D3755)","v":""}]
[null,null,null,25,{"$f":"$C3762&D3791","v":"TAS Newton25"},null,{"$f":"IF(CommentaryInput!D3756=0,\"\",CommentaryInput!D3756)","v":""}]
[]
[null,null,"TAS Norwood"]
[]
[null,null,null,null,null,null,"MAIN SECTORS"]
[null,null,null,1,{"$f":"$C3793&D3796","v":"TAS Norwood1"},null,{"$f":"IF(CommentaryInput!D3761=0,\"\",CommentaryInput!D3761)","v":""}]
[null,null,null,2,{"$f":"$C3793&D3797","v":"TAS Norwood2"},null,{"$f":"IF(CommentaryInput!D3762=0,\"\",CommentaryInput!D3762)","v":""}]
[null,null,null,3,{"$f":"$C3793&D3798","v":"TAS Norwood3"},null,{"$f":"IF(CommentaryInput!D3763=0,\"\",CommentaryInput!D3763)","v":""}]
[null,null,null,4,{"$f":"$C3793&D3799","v":"TAS Norwood4"},null,{"$f":"IF(CommentaryInput!D3764=0,\"\",CommentaryInput!D3764)","v":""}]
[null,null,null,5,{"$f":"$C3793&D3800","v":"TAS Norwood5"},null,{"$f":"IF(CommentaryInput!D3765=0,\"\",CommentaryInput!D3765)","v":""}]
[null,null,null,null,null,null,"MEDIUM SCENARIO"]
[null,null,null,null,null,null,"Summer"]
[null,null,null,8,{"$f":"$C3793&D3803","v":"TAS Norwood8"},null,{"$f":"IF(CommentaryInput!D3768=0,\"\",CommentaryInput!D3768)","v":""}]
[null,null,null,9,{"$f":"$C3793&D3804","v":"TAS Norwood9"},null,{"$f":"IF(CommentaryInput!D3769=0,\"\",CommentaryInput!D3769)","v":""}]
[null,null,null,10,{"$f":"$C3793&D3805","v":"TAS Norwood10"},null,{"$f":"IF(CommentaryInput!D3770=0,\"\",CommentaryInput!D3770)","v":""}]
[null,null,null,11,{"$f":"$C3793&D3806","v":"TAS Norwood11"},null,{"$f":"IF(CommentaryInput!D3771=0,\"\",CommentaryInput!D3771)","v":""}]
[null,null,null,12,{"$f":"$C3793&D3807","v":"TAS Norwood12"},null,{"$f":"IF(CommentaryInput!D3772=0,\"\",CommentaryInput!D3772)","v":""}]
[null,null,null,null,null,null,"Winter"]
[null,null,null,13,{"$f":"$C3793&D3809","v":"TAS Norwood13"},null,{"$f":"IF(CommentaryInput!D3774=0,\"\",CommentaryInput!D3774)","v":""}]
[null,null,null,14,{"$f":"$C3793&D3810","v":"TAS Norwood14"},null,{"$f":"IF(CommentaryInput!D3775=0,\"\",CommentaryInput!D3775)","v":""}]
[null,null,null,15,{"$f":"$C3793&D3811","v":"TAS Norwood15"},null,{"$f":"IF(CommentaryInput!D3776=0,\"\",CommentaryInput!D3776)","v":""}]
[null,null,null,16,{"$f":"$C3793&D3812","v":"TAS Norwood16"},null,{"$f":"IF(CommentaryInput!D3777=0,\"\",CommentaryInput!D3777)","v":""}]
[null,null,null,17,{"$f":"$C3793&D3813","v":"TAS Norwood17"},null,{"$f":"IF(CommentaryInput!D3778=0,\"\",CommentaryInput!D3778)","v":""}]
[null,null,null,null,null,null,"Other"]
[null,null,null,18,{"$f":"$C3793&D3815","v":"TAS Norwood18"},null,{"$f":"IF(CommentaryInput!D3780=0,\"\",CommentaryInput!D3780)","v":""}]
[null,null,null,19,{"$f":"$C3793&D3816","v":"TAS Norwood19"},null,{"$f":"IF(CommentaryInput!D3781=0,\"\",CommentaryInput!D3781)","v":""}]
[null,null,null,20,{"$f":"$C3793&D3817","v":"TAS Norwood20"},null,{"$f":"IF(CommentaryInput!D3782=0,\"\",CommentaryInput!D3782)","v":""}]
[null,null,null,21,{"$f":"$C3793&D3818","v":"TAS Norwood21"},null,{"$f":"IF(CommentaryInput!D3783=0,\"\",CommentaryInput!D3783)","v":""}]
[null,null,null,22,{"$f":"$C3793&D3819","v":"TAS Norwood22"},null,{"$f":"IF(CommentaryInput!D3784=0,\"\",CommentaryInput!D3784)","v":""}]
[null,null,null,23,{"$f":"$C3793&D3820","v":"TAS Norwood23"},null,{"$f":"IF(CommentaryInput!D3785=0,\"\",CommentaryInput!D3785)","v":""}]
[null,null,null,24,{"$f":"$C3793&D3821","v":"TAS Norwood24"},null,{"$f":"IF(CommentaryInput!D3786=0,\"\",CommentaryInput!D3786)","v":""}]
[null,null,null,25,{"$f":"$C3793&D3822","v":"TAS Norwood25"},null,{"$f":"IF(CommentaryInput!D3787=0,\"\",CommentaryInput!D3787)","v":""}]
[]
[null,null,"TAS Palmerston"]
[]
[null,null,null,null,null,null,"MAIN SECTORS"]
[null,null,null,1,{"$f":"$C3824&D3827","v":"TAS Palmerston1"},null,{"$f":"IF(CommentaryInput!D3792=0,\"\",CommentaryInput!D3792)","v":""}]
[null,null,null,2,{"$f":"$C3824&D3828","v":"TAS Palmerston2"},null,{"$f":"IF(CommentaryInput!D3793=0,\"\",CommentaryInput!D3793)","v":""}]
[null,null,null,3,{"$f":"$C3824&D3829","v":"TAS Palmerston3"},null,{"$f":"IF(CommentaryInput!D3794=0,\"\",CommentaryInput!D3794)","v":""}]
[null,null,null,4,{"$f":"$C3824&D3830","v":"TAS Palmerston4"},null,{"$f":"IF(CommentaryInput!D3795=0,\"\",CommentaryInput!D3795)","v":""}]
[null,null,null,5,{"$f":"$C3824&D3831","v":"TAS Palmerston5"},null,{"$f":"IF(CommentaryInput!D3796=0,\"\",CommentaryInput!D3796)","v":""}]
[null,null,null,null,null,null,"MEDIUM SCENARIO"]
[null,null,null,null,null,null,"Summer"]
[null,null,null,8,{"$f":"$C3824&D3834","v":"TAS Palmerston8"},null,{"$f":"IF(CommentaryInput!D3799=0,\"\",CommentaryInput!D3799)","v":""}]
[null,null,null,9,{"$f":"$C3824&D3835","v":"TAS Palmerston9"},null,{"$f":"IF(CommentaryInput!D3800=0,\"\",CommentaryInput!D3800)","v":""}]
[null,null,null,10,{"$f":"$C3824&D3836","v":"TAS Palmerston10"},null,{"$f":"IF(CommentaryInput!D3801=0,\"\",CommentaryInput!D3801)","v":""}]
[null,null,null,11,{"$f":"$C3824&D3837","v":"TAS Palmerston11"},null,{"$f":"IF(CommentaryInput!D3802=0,\"\",CommentaryInput!D3802)","v":""}]
[null,null,null,12,{"$f":"$C3824&D3838","v":"TAS Palmerston12"},null,{"$f":"IF(CommentaryInput!D3803=0,\"\",CommentaryInput!D3803)","v":""}]
[null,null,null,null,null,null,"Winter"]
[null,null,null,13,{"$f":"$C3824&D3840","v":"TAS Palmerston13"},null,{"$f":"IF(CommentaryInput!D3805=0,\"\",CommentaryInput!D3805)","v":""}]
[null,null,null,14,{"$f":"$C3824&D3841","v":"TAS Palmerston14"},null,{"$f":"IF(CommentaryInput!D3806=0,\"\",CommentaryInput!D3806)","v":""}]
[null,null,null,15,{"$f":"$C3824&D3842","v":"TAS Palmerston15"},null,{"$f":"IF(CommentaryInput!D3807=0,\"\",CommentaryInput!D3807)","v":""}]
[null,null,null,16,{"$f":"$C3824&D3843","v":"TAS Palmerston16"},null,{"$f":"IF(CommentaryInput!D3808=0,\"\",CommentaryInput!D3808)","v":""}]
[null,null,null,17,{"$f":"$C3824&D3844","v":"TAS Palmerston17"},null,{"$f":"IF(CommentaryInput!D3809=0,\"\",CommentaryInput!D3809)","v":""}]
[null,null,null,null,null,null,"Other"]
[null,null,null,18,{"$f":"$C3824&D3846","v":"TAS Palmerston18"},null,{"$f":"IF(CommentaryInput!D3811=0,\"\",CommentaryInput!D3811)","v":""}]
[null,null,null,19,{"$f":"$C3824&D3847","v":"TAS Palmerston19"},null,{"$f":"IF(CommentaryInput!D3812=0,\"\",CommentaryInput!D3812)","v":""}]
[null,null,null,20,{"$f":"$C3824&D3848","v":"TAS Palmerston20"},null,{"$f":"IF(CommentaryInput!D3813=0,\"\",CommentaryInput!D3813)","v":""}]
[null,null,null,21,{"$f":"$C3824&D3849","v":"TAS Palmerston21"},null,{"$f":"IF(CommentaryInput!D3814=0,\"\",CommentaryInput!D3814)","v":""}]
[null,null,null,22,{"$f":"$C3824&D3850","v":"TAS Palmerston22"},null,{"$f":"IF(CommentaryInput!D3815=0,\"\",CommentaryInput!D3815)","v":""}]
[null,null,null,23,{"$f":"$C3824&D3851","v":"TAS Palmerston23"},null,{"$f":"IF(CommentaryInput!D3816=0,\"\",CommentaryInput!D3816)","v":""}]
[null,null,null,24,{"$f":"$C3824&D3852","v":"TAS Palmerston24"},null,{"$f":"IF(CommentaryInput!D3817=0,\"\",CommentaryInput!D3817)","v":""}]
[null,null,null,25,{"$f":"$C3824&D3853","v":"TAS Palmerston25"},null,{"$f":"IF(CommentaryInput!D3818=0,\"\",CommentaryInput!D3818)","v":""}]
[]
[null,null,"TAS Queenstown"]
[]
[null,null,null,null,null,null,"MAIN SECTORS"]
[null,null,null,1,{"$f":"$C3855&D3858","v":"TAS Queenstown1"},null,{"$f":"IF(CommentaryInput!D3823=0,\"\",CommentaryInput!D3823)","v":""}]
[null,null,null,2,{"$f":"$C3855&D3859","v":"TAS Queenstown2"},null,{"$f":"IF(CommentaryInput!D3824=0,\"\",CommentaryInput!D3824)","v":""}]
[null,null,null,3,{"$f":"$C3855&D3860","v":"TAS Queenstown3"},null,{"$f":"IF(CommentaryInput!D3825=0,\"\",CommentaryInput!D3825)","v":""}]
[null,null,null,4,{"$f":"$C3855&D3861","v":"TAS Queenstown4"},null,{"$f":"IF(CommentaryInput!D3826=0,\"\",CommentaryInput!D3826)","v":""}]
[null,null,null,5,{"$f":"$C3855&D3862","v":"TAS Queenstown5"},null,{"$f":"IF(CommentaryInput!D3827=0,\"\",CommentaryInput!D3827)","v":""}]
[null,null,null,null,null,null,"MEDIUM SCENARIO"]
[null,null,null,null,null,null,"Summer"]
[null,null,null,8,{"$f":"$C3855&D3865","v":"TAS Queenstown8"},null,{"$f":"IF(CommentaryInput!D3830=0,\"\",CommentaryInput!D3830)","v":""}]
[null,null,null,9,{"$f":"$C3855&D3866","v":"TAS Queenstown9"},null,{"$f":"IF(CommentaryInput!D3831=0,\"\",CommentaryInput!D3831)","v":""}]
[null,null,null,10,{"$f":"$C3855&D3867","v":"TAS Queenstown10"},null,{"$f":"IF(CommentaryInput!D3832=0,\"\",CommentaryInput!D3832)","v":""}]
[null,null,null,11,{"$f":"$C3855&D3868","v":"TAS Queenstown11"},null,{"$f":"IF(CommentaryInput!D3833=0,\"\",CommentaryInput!D3833)","v":""}]
[null,null,null,12,{"$f":"$C3855&D3869","v":"TAS Queenstown12"},null,{"$f":"IF(CommentaryInput!D3834=0,\"\",CommentaryInput!D3834)","v":""}]
[null,null,null,null,null,null,"Winter"]
[null,null,null,13,{"$f":"$C3855&D3871","v":"TAS Queenstown13"},null,{"$f":"IF(CommentaryInput!D3836=0,\"\",CommentaryInput!D3836)","v":""}]
[null,null,null,14,{"$f":"$C3855&D3872","v":"TAS Queenstown14"},null,{"$f":"IF(CommentaryInput!D3837=0,\"\",CommentaryInput!D3837)","v":""}]
[null,null,null,15,{"$f":"$C3855&D3873","v":"TAS Queenstown15"},null,{"$f":"IF(CommentaryInput!D3838=0,\"\",CommentaryInput!D3838)","v":""}]
[null,null,null,16,{"$f":"$C3855&D3874","v":"TAS Queenstown16"},null,{"$f":"IF(CommentaryInput!D3839=0,\"\",CommentaryInput!D3839)","v":""}]
[null,null,null,17,{"$f":"$C3855&D3875","v":"TAS Queenstown17"},null,{"$f":"IF(CommentaryInput!D3840=0,\"\",CommentaryInput!D3840)","v":""}]
[null,null,null,null,null,null,"Other"]
[null,null,null,18,{"$f":"$C3855&D3877","v":"TAS Queenstown18"},null,{"$f":"IF(CommentaryInput!D3842=0,\"\",CommentaryInput!D3842)","v":""}]
[null,null,null,19,{"$f":"$C3855&D3878","v":"TAS Queenstown19"},null,{"$f":"IF(CommentaryInput!D3843=0,\"\",CommentaryInput!D3843)","v":""}]
[null,null,null,20,{"$f":"$C3855&D3879","v":"TAS Queenstown20"},null,{"$f":"IF(CommentaryInput!D3844=0,\"\",CommentaryInput!D3844)","v":""}]
[null,null,null,21,{"$f":"$C3855&D3880","v":"TAS Queenstown21"},null,{"$f":"IF(CommentaryInput!D3845=0,\"\",CommentaryInput!D3845)","v":""}]
[null,null,null,22,{"$f":"$C3855&D3881","v":"TAS Queenstown22"},null,{"$f":"IF(CommentaryInput!D3846=0,\"\",CommentaryInput!D3846)","v":""}]
[null,null,null,23,{"$f":"$C3855&D3882","v":"TAS Queenstown23"},null,{"$f":"IF(CommentaryInput!D3847=0,\"\",CommentaryInput!D3847)","v":""}]
[null,null,null,24,{"$f":"$C3855&D3883","v":"TAS Queenstown24"},null,{"$f":"IF(CommentaryInput!D3848=0,\"\",CommentaryInput!D3848)","v":""}]
[null,null,null,25,{"$f":"$C3855&D3884","v":"TAS Queenstown25"},null,{"$f":"IF(CommentaryInput!D3849=0,\"\",CommentaryInput!D3849)","v":""}]
[]
[null,null,"TAS Risdon"]
[]
[null,null,null,null,null,null,"MAIN SECTORS"]
[null,null,null,1,{"$f":"$C3886&D3889","v":"TAS Risdon1"},null,{"$f":"IF(CommentaryInput!D3854=0,\"\",CommentaryInput!D3854)","v":""}]
[null,null,null,2,{"$f":"$C3886&D3890","v":"TAS Risdon2"},null,{"$f":"IF(CommentaryInput!D3855=0,\"\",CommentaryInput!D3855)","v":""}]
[null,null,null,3,{"$f":"$C3886&D3891","v":"TAS Risdon3"},null,{"$f":"IF(CommentaryInput!D3856=0,\"\",CommentaryInput!D3856)","v":""}]
[null,null,null,4,{"$f":"$C3886&D3892","v":"TAS Risdon4"},null,{"$f":"IF(CommentaryInput!D3857=0,\"\",CommentaryInput!D3857)","v":""}]
[null,null,null,5,{"$f":"$C3886&D3893","v":"TAS Risdon5"},null,{"$f":"IF(CommentaryInput!D3858=0,\"\",CommentaryInput!D3858)","v":""}]
[null,null,null,null,null,null,"MEDIUM SCENARIO"]
[null,null,null,null,null,null,"Summer"]
[null,null,null,8,{"$f":"$C3886&D3896","v":"TAS Risdon8"},null,{"$f":"IF(CommentaryInput!D3861=0,\"\",CommentaryInput!D3861)","v":""}]
[null,null,null,9,{"$f":"$C3886&D3897","v":"TAS Risdon9"},null,{"$f":"IF(CommentaryInput!D3862=0,\"\",CommentaryInput!D3862)","v":""}]
[null,null,null,10,{"$f":"$C3886&D3898","v":"TAS Risdon10"},null,{"$f":"IF(CommentaryInput!D3863=0,\"\",CommentaryInput!D3863)","v":""}]
[null,null,null,11,{"$f":"$C3886&D3899","v":"TAS Risdon11"},null,{"$f":"IF(CommentaryInput!D3864=0,\"\",CommentaryInput!D3864)","v":""}]
[null,null,null,12,{"$f":"$C3886&D3900","v":"TAS Risdon12"},null,{"$f":"IF(CommentaryInput!D3865=0,\"\",CommentaryInput!D3865)","v":""}]
[null,null,null,null,null,null,"Winter"]
[null,null,null,13,{"$f":"$C3886&D3902","v":"TAS Risdon13"},null,{"$f":"IF(CommentaryInput!D3867=0,\"\",CommentaryInput!D3867)","v":""}]
[null,null,null,14,{"$f":"$C3886&D3903","v":"TAS Risdon14"},null,{"$f":"IF(CommentaryInput!D3868=0,\"\",CommentaryInput!D3868)","v":""}]
[null,null,null,15,{"$f":"$C3886&D3904","v":"TAS Risdon15"},null,{"$f":"IF(CommentaryInput!D3869=0,\"\",CommentaryInput!D3869)","v":""}]
[null,null,null,16,{"$f":"$C3886&D3905","v":"TAS Risdon16"},null,{"$f":"IF(CommentaryInput!D3870=0,\"\",CommentaryInput!D3870)","v":""}]
[null,null,null,17,{"$f":"$C3886&D3906","v":"TAS Risdon17"},null,{"$f":"IF(CommentaryInput!D3871=0,\"\",CommentaryInput!D3871)","v":""}]
[null,null,null,null,null,null,"Other"]
[null,null,null,18,{"$f":"$C3886&D3908","v":"TAS Risdon18"},null,{"$f":"IF(CommentaryInput!D3873=0,\"\",CommentaryInput!D3873)","v":""}]
[null,null,null,19,{"$f":"$C3886&D3909","v":"TAS Risdon19"},null,{"$f":"IF(CommentaryInput!D3874=0,\"\",CommentaryInput!D3874)","v":""}]
[null,null,null,20,{"$f":"$C3886&D3910","v":"TAS Risdon20"},null,{"$f":"IF(CommentaryInput!D3875=0,\"\",CommentaryInput!D3875)","v":""}]
[null,null,null,21,{"$f":"$C3886&D3911","v":"TAS Risdon21"},null,{"$f":"IF(CommentaryInput!D3876=0,\"\",CommentaryInput!D3876)","v":""}]
[null,null,null,22,{"$f":"$C3886&D3912","v":"TAS Risdon22"},null,{"$f":"IF(CommentaryInput!D3877=0,\"\",CommentaryInput!D3877)","v":""}]
[null,null,null,23,{"$f":"$C3886&D3913","v":"TAS Risdon23"},null,{"$f":"IF(CommentaryInput!D3878=0,\"\",CommentaryInput!D3878)","v":""}]
[null,null,null,24,{"$f":"$C3886&D3914","v":"TAS Risdon24"},null,{"$f":"IF(CommentaryInput!D3879=0,\"\",CommentaryInput!D3879)","v":""}]
[null,null,null,25,{"$f":"$C3886&D3915","v":"TAS Risdon25"},null,{"$f":"IF(CommentaryInput!D3880=0,\"\",CommentaryInput!D3880)","v":""}]
[]
[null,null,"TAS Rokeby"]
[]
[null,null,null,null,null,null,"MAIN SECTORS"]
[null,null,null,1,{"$f":"$C3917&D3920","v":"TAS Rokeby1"},null,{"$f":"IF(CommentaryInput!D3885=0,\"\",CommentaryInput!D3885)","v":""}]
[null,null,null,2,{"$f":"$C3917&D3921","v":"TAS Rokeby2"},null,{"$f":"IF(CommentaryInput!D3886=0,\"\",CommentaryInput!D3886)","v":""}]
[null,null,null,3,{"$f":"$C3917&D3922","v":"TAS Rokeby3"},null,{"$f":"IF(CommentaryInput!D3887=0,\"\",CommentaryInput!D3887)","v":""}]
[null,null,null,4,{"$f":"$C3917&D3923","v":"TAS Rokeby4"},null,{"$f":"IF(CommentaryInput!D3888=0,\"\",CommentaryInput!D3888)","v":""}]
[null,null,null,5,{"$f":"$C3917&D3924","v":"TAS Rokeby5"},null,{"$f":"IF(CommentaryInput!D3889=0,\"\",CommentaryInput!D3889)","v":""}]
[null,null,null,null,null,null,"MEDIUM SCENARIO"]
[null,null,null,null,null,null,"Summer"]
[null,null,null,8,{"$f":"$C3917&D3927","v":"TAS Rokeby8"},null,{"$f":"IF(CommentaryInput!D3892=0,\"\",CommentaryInput!D3892)","v":""}]
[null,null,null,9,{"$f":"$C3917&D3928","v":"TAS Rokeby9"},null,{"$f":"IF(CommentaryInput!D3893=0,\"\",CommentaryInput!D3893)","v":""}]
[null,null,null,10,{"$f":"$C3917&D3929","v":"TAS Rokeby10"},null,{"$f":"IF(CommentaryInput!D3894=0,\"\",CommentaryInput!D3894)","v":""}]
[null,null,null,11,{"$f":"$C3917&D3930","v":"TAS Rokeby11"},null,{"$f":"IF(CommentaryInput!D3895=0,\"\",CommentaryInput!D3895)","v":""}]
[null,null,null,12,{"$f":"$C3917&D3931","v":"TAS Rokeby12"},null,{"$f":"IF(CommentaryInput!D3896=0,\"\",CommentaryInput!D3896)","v":""}]
[null,null,null,null,null,null,"Winter"]
[null,null,null,13,{"$f":"$C3917&D3933","v":"TAS Rokeby13"},null,{"$f":"IF(CommentaryInput!D3898=0,\"\",CommentaryInput!D3898)","v":""}]
[null,null,null,14,{"$f":"$C3917&D3934","v":"TAS Rokeby14"},null,{"$f":"IF(CommentaryInput!D3899=0,\"\",CommentaryInput!D3899)","v":""}]
[null,null,null,15,{"$f":"$C3917&D3935","v":"TAS Rokeby15"},null,{"$f":"IF(CommentaryInput!D3900=0,\"\",CommentaryInput!D3900)","v":""}]
[null,null,null,16,{"$f":"$C3917&D3936","v":"TAS Rokeby16"},null,{"$f":"IF(CommentaryInput!D3901=0,\"\",CommentaryInput!D3901)","v":""}]
[null,null,null,17,{"$f":"$C3917&D3937","v":"TAS Rokeby17"},null,{"$f":"IF(CommentaryInput!D3902=0,\"\",CommentaryInput!D3902)","v":""}]
[null,null,null,null,null,null,"Other"]
[null,null,null,18,{"$f":"$C3917&D3939","v":"TAS Rokeby18"},null,{"$f":"IF(CommentaryInput!D3904=0,\"\",CommentaryInput!D3904)","v":""}]
[null,null,null,19,{"$f":"$C3917&D3940","v":"TAS Rokeby19"},null,{"$f":"IF(CommentaryInput!D3905=0,\"\",CommentaryInput!D3905)","v":""}]
[null,null,null,20,{"$f":"$C3917&D3941","v":"TAS Rokeby20"},null,{"$f":"IF(CommentaryInput!D3906=0,\"\",CommentaryInput!D3906)","v":""}]
[null,null,null,21,{"$f":"$C3917&D3942","v":"TAS Rokeby21"},null,{"$f":"IF(CommentaryInput!D3907=0,\"\",CommentaryInput!D3907)","v":""}]
[null,null,null,22,{"$f":"$C3917&D3943","v":"TAS Rokeby22"},null,{"$f":"IF(CommentaryInput!D3908=0,\"\",CommentaryInput!D3908)","v":""}]
[null,null,null,23,{"$f":"$C3917&D3944","v":"TAS Rokeby23"},null,{"$f":"IF(CommentaryInput!D3909=0,\"\",CommentaryInput!D3909)","v":""}]
[null,null,null,24,{"$f":"$C3917&D3945","v":"TAS Rokeby24"},null,{"$f":"IF(CommentaryInput!D3910=0,\"\",CommentaryInput!D3910)","v":""}]
[null,null,null,25,{"$f":"$C3917&D3946","v":"TAS Rokeby25"},null,{"$f":"IF(CommentaryInput!D3911=0,\"\",CommentaryInput!D3911)","v":""}]
[]
[null,null,"TAS Scottsdale"]
[]
[null,null,null,null,null,null,"MAIN SECTORS"]
[null,null,null,1,{"$f":"$C3948&D3951","v":"TAS Scottsdale1"},null,{"$f":"IF(CommentaryInput!D3916=0,\"\",CommentaryInput!D3916)","v":""}]
[null,null,null,2,{"$f":"$C3948&D3952","v":"TAS Scottsdale2"},null,{"$f":"IF(CommentaryInput!D3917=0,\"\",CommentaryInput!D3917)","v":""}]
[null,null,null,3,{"$f":"$C3948&D3953","v":"TAS Scottsdale3"},null,{"$f":"IF(CommentaryInput!D3918=0,\"\",CommentaryInput!D3918)","v":""}]
[null,null,null,4,{"$f":"$C3948&D3954","v":"TAS Scottsdale4"},null,{"$f":"IF(CommentaryInput!D3919=0,\"\",CommentaryInput!D3919)","v":""}]
[null,null,null,5,{"$f":"$C3948&D3955","v":"TAS Scottsdale5"},null,{"$f":"IF(CommentaryInput!D3920=0,\"\",CommentaryInput!D3920)","v":""}]
[null,null,null,null,null,null,"MEDIUM SCENARIO"]
[null,null,null,null,null,null,"Summer"]
[null,null,null,8,{"$f":"$C3948&D3958","v":"TAS Scottsdale8"},null,{"$f":"IF(CommentaryInput!D3923=0,\"\",CommentaryInput!D3923)","v":""}]
[null,null,null,9,{"$f":"$C3948&D3959","v":"TAS Scottsdale9"},null,{"$f":"IF(CommentaryInput!D3924=0,\"\",CommentaryInput!D3924)","v":""}]
[null,null,null,10,{"$f":"$C3948&D3960","v":"TAS Scottsdale10"},null,{"$f":"IF(CommentaryInput!D3925=0,\"\",CommentaryInput!D3925)","v":""}]
[null,null,null,11,{"$f":"$C3948&D3961","v":"TAS Scottsdale11"},null,{"$f":"IF(CommentaryInput!D3926=0,\"\",CommentaryInput!D3926)","v":""}]
[null,null,null,12,{"$f":"$C3948&D3962","v":"TAS Scottsdale12"},null,{"$f":"IF(CommentaryInput!D3927=0,\"\",CommentaryInput!D3927)","v":""}]
[null,null,null,null,null,null,"Winter"]
[null,null,null,13,{"$f":"$C3948&D3964","v":"TAS Scottsdale13"},null,{"$f":"IF(CommentaryInput!D3929=0,\"\",CommentaryInput!D3929)","v":""}]
[null,null,null,14,{"$f":"$C3948&D3965","v":"TAS Scottsdale14"},null,{"$f":"IF(CommentaryInput!D3930=0,\"\",CommentaryInput!D3930)","v":""}]
[null,null,null,15,{"$f":"$C3948&D3966","v":"TAS Scottsdale15"},null,{"$f":"IF(CommentaryInput!D3931=0,\"\",CommentaryInput!D3931)","v":""}]
[null,null,null,16,{"$f":"$C3948&D3967","v":"TAS Scottsdale16"},null,{"$f":"IF(CommentaryInput!D3932=0,\"\",CommentaryInput!D3932)","v":""}]
[null,null,null,17,{"$f":"$C3948&D3968","v":"TAS Scottsdale17"},null,{"$f":"IF(CommentaryInput!D3933=0,\"\",CommentaryInput!D3933)","v":""}]
[null,null,null,null,null,null,"Other"]
[null,null,null,18,{"$f":"$C3948&D3970","v":"TAS Scottsdale18"},null,{"$f":"IF(CommentaryInput!D3935=0,\"\",CommentaryInput!D3935)","v":""}]
[null,null,null,19,{"$f":"$C3948&D3971","v":"TAS Scottsdale19"},null,{"$f":"IF(CommentaryInput!D3936=0,\"\",CommentaryInput!D3936)","v":""}]
[null,null,null,20,{"$f":"$C3948&D3972","v":"TAS Scottsdale20"},null,{"$f":"IF(CommentaryInput!D3937=0,\"\",CommentaryInput!D3937)","v":""}]
[null,null,null,21,{"$f":"$C3948&D3973","v":"TAS Scottsdale21"},null,{"$f":"IF(CommentaryInput!D3938=0,\"\",CommentaryInput!D3938)","v":""}]
[null,null,null,22,{"$f":"$C3948&D3974","v":"TAS Scottsdale22"},null,{"$f":"IF(CommentaryInput!D3939=0,\"\",CommentaryInput!D3939)","v":""}]
[null,null,null,23,{"$f":"$C3948&D3975","v":"TAS Scottsdale23"},null,{"$f":"IF(CommentaryInput!D3940=0,\"\",CommentaryInput!D3940)","v":""}]
[null,null,null,24,{"$f":"$C3948&D3976","v":"TAS Scottsdale24"},null,{"$f":"IF(CommentaryInput!D3941=0,\"\",CommentaryInput!D3941)","v":""}]
[null,null,null,25,{"$f":"$C3948&D3977","v":"TAS Scottsdale25"},null,{"$f":"IF(CommentaryInput!D3942=0,\"\",CommentaryInput!D3942)","v":""}]
[]
[null,null,"TAS St. Leonards"]
[]
[null,null,null,null,null,null,"MAIN SECTORS"]
[null,null,null,1,{"$f":"$C3979&D3982","v":"TAS St. Leonards1"},null,{"$f":"IF(CommentaryInput!D3947=0,\"\",CommentaryInput!D3947)","v":""}]
[null,null,null,2,{"$f":"$C3979&D3983","v":"TAS St. Leonards2"},null,{"$f":"IF(CommentaryInput!D3948=0,\"\",CommentaryInput!D3948)","v":""}]
[null,null,null,3,{"$f":"$C3979&D3984","v":"TAS St. Leonards3"},null,{"$f":"IF(CommentaryInput!D3949=0,\"\",CommentaryInput!D3949)","v":""}]
[null,null,null,4,{"$f":"$C3979&D3985","v":"TAS St. Leonards4"},null,{"$f":"IF(CommentaryInput!D3950=0,\"\",CommentaryInput!D3950)","v":""}]
[null,null,null,5,{"$f":"$C3979&D3986","v":"TAS St. Leonards5"},null,{"$f":"IF(CommentaryInput!D3951=0,\"\",CommentaryInput!D3951)","v":""}]
[null,null,null,null,null,null,"MEDIUM SCENARIO"]
[null,null,null,null,null,null,"Summer"]
[null,null,null,8,{"$f":"$C3979&D3989","v":"TAS St. Leonards8"},null,{"$f":"IF(CommentaryInput!D3954=0,\"\",CommentaryInput!D3954)","v":""}]
[null,null,null,9,{"$f":"$C3979&D3990","v":"TAS St. Leonards9"},null,{"$f":"IF(CommentaryInput!D3955=0,\"\",CommentaryInput!D3955)","v":""}]
[null,null,null,10,{"$f":"$C3979&D3991","v":"TAS St. Leonards10"},null,{"$f":"IF(CommentaryInput!D3956=0,\"\",CommentaryInput!D3956)","v":""}]
[null,null,null,11,{"$f":"$C3979&D3992","v":"TAS St. Leonards11"},null,{"$f":"IF(CommentaryInput!D3957=0,\"\",CommentaryInput!D3957)","v":""}]
[null,null,null,12,{"$f":"$C3979&D3993","v":"TAS St. Leonards12"},null,{"$f":"IF(CommentaryInput!D3958=0,\"\",CommentaryInput!D3958)","v":""}]
[null,null,null,null,null,null,"Winter"]
[null,null,null,13,{"$f":"$C3979&D3995","v":"TAS St. Leonards13"},null,{"$f":"IF(CommentaryInput!D3960=0,\"\",CommentaryInput!D3960)","v":""}]
[null,null,null,14,{"$f":"$C3979&D3996","v":"TAS St. Leonards14"},null,{"$f":"IF(CommentaryInput!D3961=0,\"\",CommentaryInput!D3961)","v":""}]
[null,null,null,15,{"$f":"$C3979&D3997","v":"TAS St. Leonards15"},null,{"$f":"IF(CommentaryInput!D3962=0,\"\",CommentaryInput!D3962)","v":""}]
[null,null,null,16,{"$f":"$C3979&D3998","v":"TAS St. Leonards16"},null,{"$f":"IF(CommentaryInput!D3963=0,\"\",CommentaryInput!D3963)","v":""}]
[null,null,null,17,{"$f":"$C3979&D3999","v":"TAS St. Leonards17"},null,{"$f":"IF(CommentaryInput!D3964=0,\"\",CommentaryInput!D3964)","v":""}]
[null,null,null,null,null,null,"Other"]
[null,null,null,18,{"$f":"$C3979&D4001","v":"TAS St. Leonards18"},null,{"$f":"IF(CommentaryInput!D3966=0,\"\",CommentaryInput!D3966)","v":""}]
[null,null,null,19,{"$f":"$C3979&D4002","v":"TAS St. Leonards19"},null,{"$f":"IF(CommentaryInput!D3967=0,\"\",CommentaryInput!D3967)","v":""}]
[null,null,null,20,{"$f":"$C3979&D4003","v":"TAS St. Leonards20"},null,{"$f":"IF(CommentaryInput!D3968=0,\"\",CommentaryInput!D3968)","v":""}]
[null,null,null,21,{"$f":"$C3979&D4004","v":"TAS St. Leonards21"},null,{"$f":"IF(CommentaryInput!D3969=0,\"\",CommentaryInput!D3969)","v":""}]
[null,null,null,22,{"$f":"$C3979&D4005","v":"TAS St. Leonards22"},null,{"$f":"IF(CommentaryInput!D3970=0,\"\",CommentaryInput!D3970)","v":""}]
[null,null,null,23,{"$f":"$C3979&D4006","v":"TAS St. Leonards23"},null,{"$f":"IF(CommentaryInput!D3971=0,\"\",CommentaryInput!D3971)","v":""}]
[null,null,null,24,{"$f":"$C3979&D4007","v":"TAS St. Leonards24"},null,{"$f":"IF(CommentaryInput!D3972=0,\"\",CommentaryInput!D3972)","v":""}]
[null,null,null,25,{"$f":"$C3979&D4008","v":"TAS St. Leonards25"},null,{"$f":"IF(CommentaryInput!D3973=0,\"\",CommentaryInput!D3973)","v":""}]
[]
[null,null,"TAS St. Marys"]
[]
[null,null,null,null,null,null,"MAIN SECTORS"]
[null,null,null,1,{"$f":"$C4010&D4013","v":"TAS St. Marys1"},null,{"$f":"IF(CommentaryInput!D3978=0,\"\",CommentaryInput!D3978)","v":""}]
[null,null,null,2,{"$f":"$C4010&D4014","v":"TAS St. Marys2"},null,{"$f":"IF(CommentaryInput!D3979=0,\"\",CommentaryInput!D3979)","v":""}]
[null,null,null,3,{"$f":"$C4010&D4015","v":"TAS St. Marys3"},null,{"$f":"IF(CommentaryInput!D3980=0,\"\",CommentaryInput!D3980)","v":""}]
[null,null,null,4,{"$f":"$C4010&D4016","v":"TAS St. Marys4"},null,{"$f":"IF(CommentaryInput!D3981=0,\"\",CommentaryInput!D3981)","v":""}]
[null,null,null,5,{"$f":"$C4010&D4017","v":"TAS St. Marys5"},null,{"$f":"IF(CommentaryInput!D3982=0,\"\",CommentaryInput!D3982)","v":""}]
[null,null,null,null,null,null,"MEDIUM SCENARIO"]
[null,null,null,null,null,null,"Summer"]
[null,null,null,8,{"$f":"$C4010&D4020","v":"TAS St. Marys8"},null,{"$f":"IF(CommentaryInput!D3985=0,\"\",CommentaryInput!D3985)","v":""}]
[null,null,null,9,{"$f":"$C4010&D4021","v":"TAS St. Marys9"},null,{"$f":"IF(CommentaryInput!D3986=0,\"\",CommentaryInput!D3986)","v":""}]
[null,null,null,10,{"$f":"$C4010&D4022","v":"TAS St. Marys10"},null,{"$f":"IF(CommentaryInput!D3987=0,\"\",CommentaryInput!D3987)","v":""}]
[null,null,null,11,{"$f":"$C4010&D4023","v":"TAS St. Marys11"},null,{"$f":"IF(CommentaryInput!D3988=0,\"\",CommentaryInput!D3988)","v":""}]
[null,null,null,12,{"$f":"$C4010&D4024","v":"TAS St. Marys12"},null,{"$f":"IF(CommentaryInput!D3989=0,\"\",CommentaryInput!D3989)","v":""}]
[null,null,null,null,null,null,"Winter"]
[null,null,null,13,{"$f":"$C4010&D4026","v":"TAS St. Marys13"},null,{"$f":"IF(CommentaryInput!D3991=0,\"\",CommentaryInput!D3991)","v":""}]
[null,null,null,14,{"$f":"$C4010&D4027","v":"TAS St. Marys14"},null,{"$f":"IF(CommentaryInput!D3992=0,\"\",CommentaryInput!D3992)","v":""}]
[null,null,null,15,{"$f":"$C4010&D4028","v":"TAS St. Marys15"},null,{"$f":"IF(CommentaryInput!D3993=0,\"\",CommentaryInput!D3993)","v":""}]
[null,null,null,16,{"$f":"$C4010&D4029","v":"TAS St. Marys16"},null,{"$f":"IF(CommentaryInput!D3994=0,\"\",CommentaryInput!D3994)","v":""}]
[null,null,null,17,{"$f":"$C4010&D4030","v":"TAS St. Marys17"},null,{"$f":"IF(CommentaryInput!D3995=0,\"\",CommentaryInput!D3995)","v":""}]
[null,null,null,null,null,null,"Other"]
[null,null,null,18,{"$f":"$C4010&D4032","v":"TAS St. Marys18"},null,{"$f":"IF(CommentaryInput!D3997=0,\"\",CommentaryInput!D3997)","v":""}]
[null,null,null,19,{"$f":"$C4010&D4033","v":"TAS St. Marys19"},null,{"$f":"IF(CommentaryInput!D3998=0,\"\",CommentaryInput!D3998)","v":""}]
[null,null,null,20,{"$f":"$C4010&D4034","v":"TAS St. Marys20"},null,{"$f":"IF(CommentaryInput!D3999=0,\"\",CommentaryInput!D3999)","v":""}]
[null,null,null,21,{"$f":"$C4010&D4035","v":"TAS St. Marys21"},null,{"$f":"IF(CommentaryInput!D4000=0,\"\",CommentaryInput!D4000)","v":""}]
[null,null,null,22,{"$f":"$C4010&D4036","v":"TAS St. Marys22"},null,{"$f":"IF(CommentaryInput!D4001=0,\"\",CommentaryInput!D4001)","v":""}]
[null,null,null,23,{"$f":"$C4010&D4037","v":"TAS St. Marys23"},null,{"$f":"IF(CommentaryInput!D4002=0,\"\",CommentaryInput!D4002)","v":""}]
[null,null,null,24,{"$f":"$C4010&D4038","v":"TAS St. Marys24"},null,{"$f":"IF(CommentaryInput!D4003=0,\"\",CommentaryInput!D4003)","v":""}]
[null,null,null,25,{"$f":"$C4010&D4039","v":"TAS St. Marys25"},null,{"$f":"IF(CommentaryInput!D4004=0,\"\",CommentaryInput!D4004)","v":""}]
[]
[null,null,"TAS Sorell"]
[]
[null,null,null,null,null,null,"MAIN SECTORS"]
[null,null,null,1,{"$f":"$C4041&D4044","v":"TAS Sorell1"},null,{"$f":"IF(CommentaryInput!D4009=0,\"\",CommentaryInput!D4009)","v":""}]
[null,null,null,2,{"$f":"$C4041&D4045","v":"TAS Sorell2"},null,{"$f":"IF(CommentaryInput!D4010=0,\"\",CommentaryInput!D4010)","v":""}]
[null,null,null,3,{"$f":"$C4041&D4046","v":"TAS Sorell3"},null,{"$f":"IF(CommentaryInput!D4011=0,\"\",CommentaryInput!D4011)","v":""}]
[null,null,null,4,{"$f":"$C4041&D4047","v":"TAS Sorell4"},null,{"$f":"IF(CommentaryInput!D4012=0,\"\",CommentaryInput!D4012)","v":""}]
[null,null,null,5,{"$f":"$C4041&D4048","v":"TAS Sorell5"},null,{"$f":"IF(CommentaryInput!D4013=0,\"\",CommentaryInput!D4013)","v":""}]
[null,null,null,null,null,null,"MEDIUM SCENARIO"]
[null,null,null,null,null,null,"Summer"]
[null,null,null,8,{"$f":"$C4041&D4051","v":"TAS Sorell8"},null,{"$f":"IF(CommentaryInput!D4016=0,\"\",CommentaryInput!D4016)","v":""}]
[null,null,null,9,{"$f":"$C4041&D4052","v":"TAS Sorell9"},null,{"$f":"IF(CommentaryInput!D4017=0,\"\",CommentaryInput!D4017)","v":""}]
[null,null,null,10,{"$f":"$C4041&D4053","v":"TAS Sorell10"},null,{"$f":"IF(CommentaryInput!D4018=0,\"\",CommentaryInput!D4018)","v":""}]
[null,null,null,11,{"$f":"$C4041&D4054","v":"TAS Sorell11"},null,{"$f":"IF(CommentaryInput!D4019=0,\"\",CommentaryInput!D4019)","v":""}]
[null,null,null,12,{"$f":"$C4041&D4055","v":"TAS Sorell12"},null,{"$f":"IF(CommentaryInput!D4020=0,\"\",CommentaryInput!D4020)","v":""}]
[null,null,null,null,null,null,"Winter"]
[null,null,null,13,{"$f":"$C4041&D4057","v":"TAS Sorell13"},null,{"$f":"IF(CommentaryInput!D4022=0,\"\",CommentaryInput!D4022)","v":""}]
[null,null,null,14,{"$f":"$C4041&D4058","v":"TAS Sorell14"},null,{"$f":"IF(CommentaryInput!D4023=0,\"\",CommentaryInput!D4023)","v":""}]
[null,null,null,15,{"$f":"$C4041&D4059","v":"TAS Sorell15"},null,{"$f":"IF(CommentaryInput!D4024=0,\"\",CommentaryInput!D4024)","v":""}]
[null,null,null,16,{"$f":"$C4041&D4060","v":"TAS Sorell16"},null,{"$f":"IF(CommentaryInput!D4025=0,\"\",CommentaryInput!D4025)","v":""}]
[null,null,null,17,{"$f":"$C4041&D4061","v":"TAS Sorell17"},null,{"$f":"IF(CommentaryInput!D4026=0,\"\",CommentaryInput!D4026)","v":""}]
[null,null,null,null,null,null,"Other"]
[null,null,null,18,{"$f":"$C4041&D4063","v":"TAS Sorell18"},null,{"$f":"IF(CommentaryInput!D4028=0,\"\",CommentaryInput!D4028)","v":""}]
[null,null,null,19,{"$f":"$C4041&D4064","v":"TAS Sorell19"},null,{"$f":"IF(CommentaryInput!D4029=0,\"\",CommentaryInput!D4029)","v":""}]
[null,null,null,20,{"$f":"$C4041&D4065","v":"TAS Sorell20"},null,{"$f":"IF(CommentaryInput!D4030=0,\"\",CommentaryInput!D4030)","v":""}]
[null,null,null,21,{"$f":"$C4041&D4066","v":"TAS Sorell21"},null,{"$f":"IF(CommentaryInput!D4031=0,\"\",CommentaryInput!D4031)","v":""}]
[null,null,null,22,{"$f":"$C4041&D4067","v":"TAS Sorell22"},null,{"$f":"IF(CommentaryInput!D4032=0,\"\",CommentaryInput!D4032)","v":""}]
[null,null,null,23,{"$f":"$C4041&D4068","v":"TAS Sorell23"},null,{"$f":"IF(CommentaryInput!D4033=0,\"\",CommentaryInput!D4033)","v":""}]
[null,null,null,24,{"$f":"$C4041&D4069","v":"TAS Sorell24"},null,{"$f":"IF(CommentaryInput!D4034=0,\"\",CommentaryInput!D4034)","v":""}]
[null,null,null,25,{"$f":"$C4041&D4070","v":"TAS Sorell25"},null,{"$f":"IF(CommentaryInput!D4035=0,\"\",CommentaryInput!D4035)","v":""}]
[]
[null,null,"TAS Smithton"]
[]
[null,null,null,null,null,null,"MAIN SECTORS"]
[null,null,null,1,{"$f":"$C4072&D4075","v":"TAS Smithton1"},null,{"$f":"IF(CommentaryInput!D4040=0,\"\",CommentaryInput!D4040)","v":""}]
[null,null,null,2,{"$f":"$C4072&D4076","v":"TAS Smithton2"},null,{"$f":"IF(CommentaryInput!D4041=0,\"\",CommentaryInput!D4041)","v":""}]
[null,null,null,3,{"$f":"$C4072&D4077","v":"TAS Smithton3"},null,{"$f":"IF(CommentaryInput!D4042=0,\"\",CommentaryInput!D4042)","v":""}]
[null,null,null,4,{"$f":"$C4072&D4078","v":"TAS Smithton4"},null,{"$f":"IF(CommentaryInput!D4043=0,\"\",CommentaryInput!D4043)","v":""}]
[null,null,null,5,{"$f":"$C4072&D4079","v":"TAS Smithton5"},null,{"$f":"IF(CommentaryInput!D4044=0,\"\",CommentaryInput!D4044)","v":""}]
[null,null,null,null,null,null,"MEDIUM SCENARIO"]
[null,null,null,null,null,null,"Summer"]
[null,null,null,8,{"$f":"$C4072&D4082","v":"TAS Smithton8"},null,{"$f":"IF(CommentaryInput!D4047=0,\"\",CommentaryInput!D4047)","v":""}]
[null,null,null,9,{"$f":"$C4072&D4083","v":"TAS Smithton9"},null,{"$f":"IF(CommentaryInput!D4048=0,\"\",CommentaryInput!D4048)","v":""}]
[null,null,null,10,{"$f":"$C4072&D4084","v":"TAS Smithton10"},null,{"$f":"IF(CommentaryInput!D4049=0,\"\",CommentaryInput!D4049)","v":""}]
[null,null,null,11,{"$f":"$C4072&D4085","v":"TAS Smithton11"},null,{"$f":"IF(CommentaryInput!D4050=0,\"\",CommentaryInput!D4050)","v":""}]
[null,null,null,12,{"$f":"$C4072&D4086","v":"TAS Smithton12"},null,{"$f":"IF(CommentaryInput!D4051=0,\"\",CommentaryInput!D4051)","v":""}]
[null,null,null,null,null,null,"Winter"]
[null,null,null,13,{"$f":"$C4072&D4088","v":"TAS Smithton13"},null,{"$f":"IF(CommentaryInput!D4053=0,\"\",CommentaryInput!D4053)","v":""}]
[null,null,null,14,{"$f":"$C4072&D4089","v":"TAS Smithton14"},null,{"$f":"IF(CommentaryInput!D4054=0,\"\",CommentaryInput!D4054)","v":""}]
[null,null,null,15,{"$f":"$C4072&D4090","v":"TAS Smithton15"},null,{"$f":"IF(CommentaryInput!D4055=0,\"\",CommentaryInput!D4055)","v":""}]
[null,null,null,16,{"$f":"$C4072&D4091","v":"TAS Smithton16"},null,{"$f":"IF(CommentaryInput!D4056=0,\"\",CommentaryInput!D4056)","v":""}]
[null,null,null,17,{"$f":"$C4072&D4092","v":"TAS Smithton17"},null,{"$f":"IF(CommentaryInput!D4057=0,\"\",CommentaryInput!D4057)","v":""}]
[null,null,null,null,null,null,"Other"]
[null,null,null,18,{"$f":"$C4072&D4094","v":"TAS Smithton18"},null,{"$f":"IF(CommentaryInput!D4059=0,\"\",CommentaryInput!D4059)","v":""}]
[null,null,null,19,{"$f":"$C4072&D4095","v":"TAS Smithton19"},null,{"$f":"IF(CommentaryInput!D4060=0,\"\",CommentaryInput!D4060)","v":""}]
[null,null,null,20,{"$f":"$C4072&D4096","v":"TAS Smithton20"},null,{"$f":"IF(CommentaryInput!D4061=0,\"\",CommentaryInput!D4061)","v":""}]
[null,null,null,21,{"$f":"$C4072&D4097","v":"TAS Smithton21"},null,{"$f":"IF(CommentaryInput!D4062=0,\"\",CommentaryInput!D4062)","v":""}]
[null,null,null,22,{"$f":"$C4072&D4098","v":"TAS Smithton22"},null,{"$f":"IF(CommentaryInput!D4063=0,\"\",CommentaryInput!D4063)","v":""}]
[null,null,null,23,{"$f":"$C4072&D4099","v":"TAS Smithton23"},null,{"$f":"IF(CommentaryInput!D4064=0,\"\",CommentaryInput!D4064)","v":""}]
[null,null,null,24,{"$f":"$C4072&D4100","v":"TAS Smithton24"},null,{"$f":"IF(CommentaryInput!D4065=0,\"\",CommentaryInput!D4065)","v":""}]
[null,null,null,25,{"$f":"$C4072&D4101","v":"TAS Smithton25"},null,{"$f":"IF(CommentaryInput!D4066=0,\"\",CommentaryInput!D4066)","v":""}]
[]
[null,null,"TAS Triabunna"]
[]
[null,null,null,null,null,null,"MAIN SECTORS"]
[null,null,null,1,{"$f":"$C4103&D4106","v":"TAS Triabunna1"},null,{"$f":"IF(CommentaryInput!D4071=0,\"\",CommentaryInput!D4071)","v":""}]
[null,null,null,2,{"$f":"$C4103&D4107","v":"TAS Triabunna2"},null,{"$f":"IF(CommentaryInput!D4072=0,\"\",CommentaryInput!D4072)","v":""}]
[null,null,null,3,{"$f":"$C4103&D4108","v":"TAS Triabunna3"},null,{"$f":"IF(CommentaryInput!D4073=0,\"\",CommentaryInput!D4073)","v":""}]
[null,null,null,4,{"$f":"$C4103&D4109","v":"TAS Triabunna4"},null,{"$f":"IF(CommentaryInput!D4074=0,\"\",CommentaryInput!D4074)","v":""}]
[null,null,null,5,{"$f":"$C4103&D4110","v":"TAS Triabunna5"},null,{"$f":"IF(CommentaryInput!D4075=0,\"\",CommentaryInput!D4075)","v":""}]
[null,null,null,null,null,null,"MEDIUM SCENARIO"]
[null,null,null,null,null,null,"Summer"]
[null,null,null,8,{"$f":"$C4103&D4113","v":"TAS Triabunna8"},null,{"$f":"IF(CommentaryInput!D4078=0,\"\",CommentaryInput!D4078)","v":""}]
[null,null,null,9,{"$f":"$C4103&D4114","v":"TAS Triabunna9"},null,{"$f":"IF(CommentaryInput!D4079=0,\"\",CommentaryInput!D4079)","v":""}]
[null,null,null,10,{"$f":"$C4103&D4115","v":"TAS Triabunna10"},null,{"$f":"IF(CommentaryInput!D4080=0,\"\",CommentaryInput!D4080)","v":""}]
[null,null,null,11,{"$f":"$C4103&D4116","v":"TAS Triabunna11"},null,{"$f":"IF(CommentaryInput!D4081=0,\"\",CommentaryInput!D4081)","v":""}]
[null,null,null,12,{"$f":"$C4103&D4117","v":"TAS Triabunna12"},null,{"$f":"IF(CommentaryInput!D4082=0,\"\",CommentaryInput!D4082)","v":""}]
[null,null,null,null,null,null,"Winter"]
[null,null,null,13,{"$f":"$C4103&D4119","v":"TAS Triabunna13"},null,{"$f":"IF(CommentaryInput!D4084=0,\"\",CommentaryInput!D4084)","v":""}]
[null,null,null,14,{"$f":"$C4103&D4120","v":"TAS Triabunna14"},null,{"$f":"IF(CommentaryInput!D4085=0,\"\",CommentaryInput!D4085)","v":""}]
[null,null,null,15,{"$f":"$C4103&D4121","v":"TAS Triabunna15"},null,{"$f":"IF(CommentaryInput!D4086=0,\"\",CommentaryInput!D4086)","v":""}]
[null,null,null,16,{"$f":"$C4103&D4122","v":"TAS Triabunna16"},null,{"$f":"IF(CommentaryInput!D4087=0,\"\",CommentaryInput!D4087)","v":""}]
[null,null,null,17,{"$f":"$C4103&D4123","v":"TAS Triabunna17"},null,{"$f":"IF(CommentaryInput!D4088=0,\"\",CommentaryInput!D4088)","v":""}]
[null,null,null,null,null,null,"Other"]
[null,null,null,18,{"$f":"$C4103&D4125","v":"TAS Triabunna18"},null,{"$f":"IF(CommentaryInput!D4090=0,\"\",CommentaryInput!D4090)","v":""}]
[null,null,null,19,{"$f":"$C4103&D4126","v":"TAS Triabunna19"},null,{"$f":"IF(CommentaryInput!D4091=0,\"\",CommentaryInput!D4091)","v":""}]
[null,null,null,20,{"$f":"$C4103&D4127","v":"TAS Triabunna20"},null,{"$f":"IF(CommentaryInput!D4092=0,\"\",CommentaryInput!D4092)","v":""}]
[null,null,null,21,{"$f":"$C4103&D4128","v":"TAS Triabunna21"},null,{"$f":"IF(CommentaryInput!D4093=0,\"\",CommentaryInput!D4093)","v":""}]
[null,null,null,22,{"$f":"$C4103&D4129","v":"TAS Triabunna22"},null,{"$f":"IF(CommentaryInput!D4094=0,\"\",CommentaryInput!D4094)","v":""}]
[null,null,null,23,{"$f":"$C4103&D4130","v":"TAS Triabunna23"},null,{"$f":"IF(CommentaryInput!D4095=0,\"\",CommentaryInput!D4095)","v":""}]
[null,null,null,24,{"$f":"$C4103&D4131","v":"TAS Triabunna24"},null,{"$f":"IF(CommentaryInput!D4096=0,\"\",CommentaryInput!D4096)","v":""}]
[null,null,null,25,{"$f":"$C4103&D4132","v":"TAS Triabunna25"},null,{"$f":"IF(CommentaryInput!D4097=0,\"\",CommentaryInput!D4097)","v":""}]
[]
[null,null,"TAS Trevallyn"]
[]
[null,null,null,null,null,null,"MAIN SECTORS"]
[null,null,null,1,{"$f":"$C4134&D4137","v":"TAS Trevallyn1"},null,{"$f":"IF(CommentaryInput!D4102=0,\"\",CommentaryInput!D4102)","v":""}]
[null,null,null,2,{"$f":"$C4134&D4138","v":"TAS Trevallyn2"},null,{"$f":"IF(CommentaryInput!D4103=0,\"\",CommentaryInput!D4103)","v":""}]
[null,null,null,3,{"$f":"$C4134&D4139","v":"TAS Trevallyn3"},null,{"$f":"IF(CommentaryInput!D4104=0,\"\",CommentaryInput!D4104)","v":""}]
[null,null,null,4,{"$f":"$C4134&D4140","v":"TAS Trevallyn4"},null,{"$f":"IF(CommentaryInput!D4105=0,\"\",CommentaryInput!D4105)","v":""}]
[null,null,null,5,{"$f":"$C4134&D4141","v":"TAS Trevallyn5"},null,{"$f":"IF(CommentaryInput!D4106=0,\"\",CommentaryInput!D4106)","v":""}]
[null,null,null,null,null,null,"MEDIUM SCENARIO"]
[null,null,null,null,null,null,"Summer"]
[null,null,null,8,{"$f":"$C4134&D4144","v":"TAS Trevallyn8"},null,{"$f":"IF(CommentaryInput!D4109=0,\"\",CommentaryInput!D4109)","v":""}]
[null,null,null,9,{"$f":"$C4134&D4145","v":"TAS Trevallyn9"},null,{"$f":"IF(CommentaryInput!D4110=0,\"\",CommentaryInput!D4110)","v":""}]
[null,null,null,10,{"$f":"$C4134&D4146","v":"TAS Trevallyn10"},null,{"$f":"IF(CommentaryInput!D4111=0,\"\",CommentaryInput!D4111)","v":""}]
[null,null,null,11,{"$f":"$C4134&D4147","v":"TAS Trevallyn11"},null,{"$f":"IF(CommentaryInput!D4112=0,\"\",CommentaryInput!D4112)","v":""}]
[null,null,null,12,{"$f":"$C4134&D4148","v":"TAS Trevallyn12"},null,{"$f":"IF(CommentaryInput!D4113=0,\"\",CommentaryInput!D4113)","v":""}]
[null,null,null,null,null,null,"Winter"]
[null,null,null,13,{"$f":"$C4134&D4150","v":"TAS Trevallyn13"},null,{"$f":"IF(CommentaryInput!D4115=0,\"\",CommentaryInput!D4115)","v":""}]
[null,null,null,14,{"$f":"$C4134&D4151","v":"TAS Trevallyn14"},null,{"$f":"IF(CommentaryInput!D4116=0,\"\",CommentaryInput!D4116)","v":""}]
[null,null,null,15,{"$f":"$C4134&D4152","v":"TAS Trevallyn15"},null,{"$f":"IF(CommentaryInput!D4117=0,\"\",CommentaryInput!D4117)","v":""}]
[null,null,null,16,{"$f":"$C4134&D4153","v":"TAS Trevallyn16"},null,{"$f":"IF(CommentaryInput!D4118=0,\"\",CommentaryInput!D4118)","v":""}]
[null,null,null,17,{"$f":"$C4134&D4154","v":"TAS Trevallyn17"},null,{"$f":"IF(CommentaryInput!D4119=0,\"\",CommentaryInput!D4119)","v":""}]
[null,null,null,null,null,null,"Other"]
[null,null,null,18,{"$f":"$C4134&D4156","v":"TAS Trevallyn18"},null,{"$f":"IF(CommentaryInput!D4121=0,\"\",CommentaryInput!D4121)","v":""}]
[null,null,null,19,{"$f":"$C4134&D4157","v":"TAS Trevallyn19"},null,{"$f":"IF(CommentaryInput!D4122=0,\"\",CommentaryInput!D4122)","v":""}]
[null,null,null,20,{"$f":"$C4134&D4158","v":"TAS Trevallyn20"},null,{"$f":"IF(CommentaryInput!D4123=0,\"\",CommentaryInput!D4123)","v":""}]
[null,null,null,21,{"$f":"$C4134&D4159","v":"TAS Trevallyn21"},null,{"$f":"IF(CommentaryInput!D4124=0,\"\",CommentaryInput!D4124)","v":""}]
[null,null,null,22,{"$f":"$C4134&D4160","v":"TAS Trevallyn22"},null,{"$f":"IF(CommentaryInput!D4125=0,\"\",CommentaryInput!D4125)","v":""}]
[null,null,null,23,{"$f":"$C4134&D4161","v":"TAS Trevallyn23"},null,{"$f":"IF(CommentaryInput!D4126=0,\"\",CommentaryInput!D4126)","v":""}]
[null,null,null,24,{"$f":"$C4134&D4162","v":"TAS Trevallyn24"},null,{"$f":"IF(CommentaryInput!D4127=0,\"\",CommentaryInput!D4127)","v":""}]
[null,null,null,25,{"$f":"$C4134&D4163","v":"TAS Trevallyn25"},null,{"$f":"IF(CommentaryInput!D4128=0,\"\",CommentaryInput!D4128)","v":""}]
[]
[null,null,"TAS Tungatinah"]
[]
[null,null,null,null,null,null,"MAIN SECTORS"]
[null,null,null,1,{"$f":"$C4165&D4168","v":"TAS Tungatinah1"},null,{"$f":"IF(CommentaryInput!D4133=0,\"\",CommentaryInput!D4133)","v":""}]
[null,null,null,2,{"$f":"$C4165&D4169","v":"TAS Tungatinah2"},null,{"$f":"IF(CommentaryInput!D4134=0,\"\",CommentaryInput!D4134)","v":""}]
[null,null,null,3,{"$f":"$C4165&D4170","v":"TAS Tungatinah3"},null,{"$f":"IF(CommentaryInput!D4135=0,\"\",CommentaryInput!D4135)","v":""}]
[null,null,null,4,{"$f":"$C4165&D4171","v":"TAS Tungatinah4"},null,{"$f":"IF(CommentaryInput!D4136=0,\"\",CommentaryInput!D4136)","v":""}]
[null,null,null,5,{"$f":"$C4165&D4172","v":"TAS Tungatinah5"},null,{"$f":"IF(CommentaryInput!D4137=0,\"\",CommentaryInput!D4137)","v":""}]
[null,null,null,null,null,null,"MEDIUM SCENARIO"]
[null,null,null,null,null,null,"Summer"]
[null,null,null,8,{"$f":"$C4165&D4175","v":"TAS Tungatinah8"},null,{"$f":"IF(CommentaryInput!D4140=0,\"\",CommentaryInput!D4140)","v":""}]
[null,null,null,9,{"$f":"$C4165&D4176","v":"TAS Tungatinah9"},null,{"$f":"IF(CommentaryInput!D4141=0,\"\",CommentaryInput!D4141)","v":""}]
[null,null,null,10,{"$f":"$C4165&D4177","v":"TAS Tungatinah10"},null,{"$f":"IF(CommentaryInput!D4142=0,\"\",CommentaryInput!D4142)","v":""}]
[null,null,null,11,{"$f":"$C4165&D4178","v":"TAS Tungatinah11"},null,{"$f":"IF(CommentaryInput!D4143=0,\"\",CommentaryInput!D4143)","v":""}]
[null,null,null,12,{"$f":"$C4165&D4179","v":"TAS Tungatinah12"},null,{"$f":"IF(CommentaryInput!D4144=0,\"\",CommentaryInput!D4144)","v":""}]
[null,null,null,null,null,null,"Winter"]
[null,null,null,13,{"$f":"$C4165&D4181","v":"TAS Tungatinah13"},null,{"$f":"IF(CommentaryInput!D4146=0,\"\",CommentaryInput!D4146)","v":""}]
[null,null,null,14,{"$f":"$C4165&D4182","v":"TAS Tungatinah14"},null,{"$f":"IF(CommentaryInput!D4147=0,\"\",CommentaryInput!D4147)","v":""}]
[null,null,null,15,{"$f":"$C4165&D4183","v":"TAS Tungatinah15"},null,{"$f":"IF(CommentaryInput!D4148=0,\"\",CommentaryInput!D4148)","v":""}]
[null,null,null,16,{"$f":"$C4165&D4184","v":"TAS Tungatinah16"},null,{"$f":"IF(CommentaryInput!D4149=0,\"\",CommentaryInput!D4149)","v":""}]
[null,null,null,17,{"$f":"$C4165&D4185","v":"TAS Tungatinah17"},null,{"$f":"IF(CommentaryInput!D4150=0,\"\",CommentaryInput!D4150)","v":""}]
[null,null,null,null,null,null,"Other"]
[null,null,null,18,{"$f":"$C4165&D4187","v":"TAS Tungatinah18"},null,{"$f":"IF(CommentaryInput!D4152=0,\"\",CommentaryInput!D4152)","v":""}]
[null,null,null,19,{"$f":"$C4165&D4188","v":"TAS Tungatinah19"},null,{"$f":"IF(CommentaryInput!D4153=0,\"\",CommentaryInput!D4153)","v":""}]
[null,null,null,20,{"$f":"$C4165&D4189","v":"TAS Tungatinah20"},null,{"$f":"IF(CommentaryInput!D4154=0,\"\",CommentaryInput!D4154)","v":""}]
[null,null,null,21,{"$f":"$C4165&D4190","v":"TAS Tungatinah21"},null,{"$f":"IF(CommentaryInput!D4155=0,\"\",CommentaryInput!D4155)","v":""}]
[null,null,null,22,{"$f":"$C4165&D4191","v":"TAS Tungatinah22"},null,{"$f":"IF(CommentaryInput!D4156=0,\"\",CommentaryInput!D4156)","v":""}]
[null,null,null,23,{"$f":"$C4165&D4192","v":"TAS Tungatinah23"},null,{"$f":"IF(CommentaryInput!D4157=0,\"\",CommentaryInput!D4157)","v":""}]
[null,null,null,24,{"$f":"$C4165&D4193","v":"TAS Tungatinah24"},null,{"$f":"IF(CommentaryInput!D4158=0,\"\",CommentaryInput!D4158)","v":""}]
[null,null,null,25,{"$f":"$C4165&D4194","v":"TAS Tungatinah25"},null,{"$f":"IF(CommentaryInput!D4159=0,\"\",CommentaryInput!D4159)","v":""}]
[]
[null,null,"TAS Ulverstone"]
[]
[null,null,null,null,null,null,"MAIN SECTORS"]
[null,null,null,1,{"$f":"$C4196&D4199","v":"TAS Ulverstone1"},null,{"$f":"IF(CommentaryInput!D4164=0,\"\",CommentaryInput!D4164)","v":""}]
[null,null,null,2,{"$f":"$C4196&D4200","v":"TAS Ulverstone2"},null,{"$f":"IF(CommentaryInput!D4165=0,\"\",CommentaryInput!D4165)","v":""}]
[null,null,null,3,{"$f":"$C4196&D4201","v":"TAS Ulverstone3"},null,{"$f":"IF(CommentaryInput!D4166=0,\"\",CommentaryInput!D4166)","v":""}]
[null,null,null,4,{"$f":"$C4196&D4202","v":"TAS Ulverstone4"},null,{"$f":"IF(CommentaryInput!D4167=0,\"\",CommentaryInput!D4167)","v":""}]
[null,null,null,5,{"$f":"$C4196&D4203","v":"TAS Ulverstone5"},null,{"$f":"IF(CommentaryInput!D4168=0,\"\",CommentaryInput!D4168)","v":""}]
[null,null,null,null,null,null,"MEDIUM SCENARIO"]
[null,null,null,null,null,null,"Summer"]
[null,null,null,8,{"$f":"$C4196&D4206","v":"TAS Ulverstone8"},null,{"$f":"IF(CommentaryInput!D4171=0,\"\",CommentaryInput!D4171)","v":""}]
[null,null,null,9,{"$f":"$C4196&D4207","v":"TAS Ulverstone9"},null,{"$f":"IF(CommentaryInput!D4172=0,\"\",CommentaryInput!D4172)","v":""}]
[null,null,null,10,{"$f":"$C4196&D4208","v":"TAS Ulverstone10"},null,{"$f":"IF(CommentaryInput!D4173=0,\"\",CommentaryInput!D4173)","v":""}]
[null,null,null,11,{"$f":"$C4196&D4209","v":"TAS Ulverstone11"},null,{"$f":"IF(CommentaryInput!D4174=0,\"\",CommentaryInput!D4174)","v":""}]
[null,null,null,12,{"$f":"$C4196&D4210","v":"TAS Ulverstone12"},null,{"$f":"IF(CommentaryInput!D4175=0,\"\",CommentaryInput!D4175)","v":""}]
[null,null,null,null,null,null,"Winter"]
[null,null,null,13,{"$f":"$C4196&D4212","v":"TAS Ulverstone13"},null,{"$f":"IF(CommentaryInput!D4177=0,\"\",CommentaryInput!D4177)","v":""}]
[null,null,null,14,{"$f":"$C4196&D4213","v":"TAS Ulverstone14"},null,{"$f":"IF(CommentaryInput!D4178=0,\"\",CommentaryInput!D4178)","v":""}]
[null,null,null,15,{"$f":"$C4196&D4214","v":"TAS Ulverstone15"},null,{"$f":"IF(CommentaryInput!D4179=0,\"\",CommentaryInput!D4179)","v":""}]
[null,null,null,16,{"$f":"$C4196&D4215","v":"TAS Ulverstone16"},null,{"$f":"IF(CommentaryInput!D4180=0,\"\",CommentaryInput!D4180)","v":""}]
[null,null,null,17,{"$f":"$C4196&D4216","v":"TAS Ulverstone17"},null,{"$f":"IF(CommentaryInput!D4181=0,\"\",CommentaryInput!D4181)","v":""}]
[null,null,null,null,null,null,"Other"]
[null,null,null,18,{"$f":"$C4196&D4218","v":"TAS Ulverstone18"},null,{"$f":"IF(CommentaryInput!D4183=0,\"\",CommentaryInput!D4183)","v":""}]
[null,null,null,19,{"$f":"$C4196&D4219","v":"TAS Ulverstone19"},null,{"$f":"IF(CommentaryInput!D4184=0,\"\",CommentaryInput!D4184)","v":""}]
[null,null,null,20,{"$f":"$C4196&D4220","v":"TAS Ulverstone20"},null,{"$f":"IF(CommentaryInput!D4185=0,\"\",CommentaryInput!D4185)","v":""}]
[null,null,null,21,{"$f":"$C4196&D4221","v":"TAS Ulverstone21"},null,{"$f":"IF(CommentaryInput!D4186=0,\"\",CommentaryInput!D4186)","v":""}]
[null,null,null,22,{"$f":"$C4196&D4222","v":"TAS Ulverstone22"},null,{"$f":"IF(CommentaryInput!D4187=0,\"\",CommentaryInput!D4187)","v":""}]
[null,null,null,23,{"$f":"$C4196&D4223","v":"TAS Ulverstone23"},null,{"$f":"IF(CommentaryInput!D4188=0,\"\",CommentaryInput!D4188)","v":""}]
[null,null,null,24,{"$f":"$C4196&D4224","v":"TAS Ulverstone24"},null,{"$f":"IF(CommentaryInput!D4189=0,\"\",CommentaryInput!D4189)","v":""}]
[null,null,null,25,{"$f":"$C4196&D4225","v":"TAS Ulverstone25"},null,{"$f":"IF(CommentaryInput!D4190=0,\"\",CommentaryInput!D4190)","v":""}]
[]
[null,null,"TAS Waddamana"]
[]
[null,null,null,null,null,null,"MAIN SECTORS"]
[null,null,null,1,{"$f":"$C4227&D4230","v":"TAS Waddamana1"},null,{"$f":"IF(CommentaryInput!D4195=0,\"\",CommentaryInput!D4195)","v":""}]
[null,null,null,2,{"$f":"$C4227&D4231","v":"TAS Waddamana2"},null,{"$f":"IF(CommentaryInput!D4196=0,\"\",CommentaryInput!D4196)","v":""}]
[null,null,null,3,{"$f":"$C4227&D4232","v":"TAS Waddamana3"},null,{"$f":"IF(CommentaryInput!D4197=0,\"\",CommentaryInput!D4197)","v":""}]
[null,null,null,4,{"$f":"$C4227&D4233","v":"TAS Waddamana4"},null,{"$f":"IF(CommentaryInput!D4198=0,\"\",CommentaryInput!D4198)","v":""}]
[null,null,null,5,{"$f":"$C4227&D4234","v":"TAS Waddamana5"},null,{"$f":"IF(CommentaryInput!D4199=0,\"\",CommentaryInput!D4199)","v":""}]
[null,null,null,null,null,null,"MEDIUM SCENARIO"]
[null,null,null,null,null,null,"Summer"]
[null,null,null,8,{"$f":"$C4227&D4237","v":"TAS Waddamana8"},null,{"$f":"IF(CommentaryInput!D4202=0,\"\",CommentaryInput!D4202)","v":""}]
[null,null,null,9,{"$f":"$C4227&D4238","v":"TAS Waddamana9"},null,{"$f":"IF(CommentaryInput!D4203=0,\"\",CommentaryInput!D4203)","v":""}]
[null,null,null,10,{"$f":"$C4227&D4239","v":"TAS Waddamana10"},null,{"$f":"IF(CommentaryInput!D4204=0,\"\",CommentaryInput!D4204)","v":""}]
[null,null,null,11,{"$f":"$C4227&D4240","v":"TAS Waddamana11"},null,{"$f":"IF(CommentaryInput!D4205=0,\"\",CommentaryInput!D4205)","v":""}]
[null,null,null,12,{"$f":"$C4227&D4241","v":"TAS Waddamana12"},null,{"$f":"IF(CommentaryInput!D4206=0,\"\",CommentaryInput!D4206)","v":""}]
[null,null,null,null,null,null,"Winter"]
[null,null,null,13,{"$f":"$C4227&D4243","v":"TAS Waddamana13"},null,{"$f":"IF(CommentaryInput!D4208=0,\"\",CommentaryInput!D4208)","v":""}]
[null,null,null,14,{"$f":"$C4227&D4244","v":"TAS Waddamana14"},null,{"$f":"IF(CommentaryInput!D4209=0,\"\",CommentaryInput!D4209)","v":""}]
[null,null,null,15,{"$f":"$C4227&D4245","v":"TAS Waddamana15"},null,{"$f":"IF(CommentaryInput!D4210=0,\"\",CommentaryInput!D4210)","v":""}]
[null,null,null,16,{"$f":"$C4227&D4246","v":"TAS Waddamana16"},null,{"$f":"IF(CommentaryInput!D4211=0,\"\",CommentaryInput!D4211)","v":""}]
[null,null,null,17,{"$f":"$C4227&D4247","v":"TAS Waddamana17"},null,{"$f":"IF(CommentaryInput!D4212=0,\"\",CommentaryInput!D4212)","v":""}]
[null,null,null,null,null,null,"Other"]
[null,null,null,18,{"$f":"$C4227&D4249","v":"TAS Waddamana18"},null,{"$f":"IF(CommentaryInput!D4214=0,\"\",CommentaryInput!D4214)","v":""}]
[null,null,null,19,{"$f":"$C4227&D4250","v":"TAS Waddamana19"},null,{"$f":"IF(CommentaryInput!D4215=0,\"\",CommentaryInput!D4215)","v":""}]
[null,null,null,20,{"$f":"$C4227&D4251","v":"TAS Waddamana20"},null,{"$f":"IF(CommentaryInput!D4216=0,\"\",CommentaryInput!D4216)","v":""}]
[null,null,null,21,{"$f":"$C4227&D4252","v":"TAS Waddamana21"},null,{"$f":"IF(CommentaryInput!D4217=0,\"\",CommentaryInput!D4217)","v":""}]
[null,null,null,22,{"$f":"$C4227&D4253","v":"TAS Waddamana22"},null,{"$f":"IF(CommentaryInput!D4218=0,\"\",CommentaryInput!D4218)","v":""}]
[null,null,null,23,{"$f":"$C4227&D4254","v":"TAS Waddamana23"},null,{"$f":"IF(CommentaryInput!D4219=0,\"\",CommentaryInput!D4219)","v":""}]
[null,null,null,24,{"$f":"$C4227&D4255","v":"TAS Waddamana24"},null,{"$f":"IF(CommentaryInput!D4220=0,\"\",CommentaryInput!D4220)","v":""}]
[null,null,null,25,{"$f":"$C4227&D4256","v":"TAS Waddamana25"},null,{"$f":"IF(CommentaryInput!D4221=0,\"\",CommentaryInput!D4221)","v":""}]
[]
[null,null,"TAS Wesley Vale"]
[]
[null,null,null,null,null,null,"MAIN SECTORS"]
[null,null,null,1,{"$f":"$C4258&D4261","v":"TAS Wesley Vale1"},null,{"$f":"IF(CommentaryInput!D4226=0,\"\",CommentaryInput!D4226)","v":""}]
[null,null,null,2,{"$f":"$C4258&D4262","v":"TAS Wesley Vale2"},null,{"$f":"IF(CommentaryInput!D4227=0,\"\",CommentaryInput!D4227)","v":""}]
[null,null,null,3,{"$f":"$C4258&D4263","v":"TAS Wesley Vale3"},null,{"$f":"IF(CommentaryInput!D4228=0,\"\",CommentaryInput!D4228)","v":""}]
[null,null,null,4,{"$f":"$C4258&D4264","v":"TAS Wesley Vale4"},null,{"$f":"IF(CommentaryInput!D4229=0,\"\",CommentaryInput!D4229)","v":""}]
[null,null,null,5,{"$f":"$C4258&D4265","v":"TAS Wesley Vale5"},null,{"$f":"IF(CommentaryInput!D4230=0,\"\",CommentaryInput!D4230)","v":""}]
[null,null,null,null,null,null,"MEDIUM SCENARIO"]
[null,null,null,null,null,null,"Summer"]
[null,null,null,8,{"$f":"$C4258&D4268","v":"TAS Wesley Vale8"},null,{"$f":"IF(CommentaryInput!D4233=0,\"\",CommentaryInput!D4233)","v":""}]
[null,null,null,9,{"$f":"$C4258&D4269","v":"TAS Wesley Vale9"},null,{"$f":"IF(CommentaryInput!D4234=0,\"\",CommentaryInput!D4234)","v":""}]
[null,null,null,10,{"$f":"$C4258&D4270","v":"TAS Wesley Vale10"},null,{"$f":"IF(CommentaryInput!D4235=0,\"\",CommentaryInput!D4235)","v":""}]
[null,null,null,11,{"$f":"$C4258&D4271","v":"TAS Wesley Vale11"},null,{"$f":"IF(CommentaryInput!D4236=0,\"\",CommentaryInput!D4236)","v":""}]
[null,null,null,12,{"$f":"$C4258&D4272","v":"TAS Wesley Vale12"},null,{"$f":"IF(CommentaryInput!D4237=0,\"\",CommentaryInput!D4237)","v":""}]
[null,null,null,null,null,null,"Winter"]
[null,null,null,13,{"$f":"$C4258&D4274","v":"TAS Wesley Vale13"},null,{"$f":"IF(CommentaryInput!D4239=0,\"\",CommentaryInput!D4239)","v":""}]
[null,null,null,14,{"$f":"$C4258&D4275","v":"TAS Wesley Vale14"},null,{"$f":"IF(CommentaryInput!D4240=0,\"\",CommentaryInput!D4240)","v":""}]
[null,null,null,15,{"$f":"$C4258&D4276","v":"TAS Wesley Vale15"},null,{"$f":"IF(CommentaryInput!D4241=0,\"\",CommentaryInput!D4241)","v":""}]
[null,null,null,16,{"$f":"$C4258&D4277","v":"TAS Wesley Vale16"},null,{"$f":"IF(CommentaryInput!D4242=0,\"\",CommentaryInput!D4242)","v":""}]
[null,null,null,17,{"$f":"$C4258&D4278","v":"TAS Wesley Vale17"},null,{"$f":"IF(CommentaryInput!D4243=0,\"\",CommentaryInput!D4243)","v":""}]
[null,null,null,null,null,null,"Other"]
[null,null,null,18,{"$f":"$C4258&D4280","v":"TAS Wesley Vale18"},null,{"$f":"IF(CommentaryInput!D4245=0,\"\",CommentaryInput!D4245)","v":""}]
[null,null,null,19,{"$f":"$C4258&D4281","v":"TAS Wesley Vale19"},null,{"$f":"IF(CommentaryInput!D4246=0,\"\",CommentaryInput!D4246)","v":""}]
[null,null,null,20,{"$f":"$C4258&D4282","v":"TAS Wesley Vale20"},null,{"$f":"IF(CommentaryInput!D4247=0,\"\",CommentaryInput!D4247)","v":""}]
[null,null,null,21,{"$f":"$C4258&D4283","v":"TAS Wesley Vale21"},null,{"$f":"IF(CommentaryInput!D4248=0,\"\",CommentaryInput!D4248)","v":""}]
[null,null,null,22,{"$f":"$C4258&D4284","v":"TAS Wesley Vale22"},null,{"$f":"IF(CommentaryInput!D4249=0,\"\",CommentaryInput!D4249)","v":""}]
[null,null,null,23,{"$f":"$C4258&D4285","v":"TAS Wesley Vale23"},null,{"$f":"IF(CommentaryInput!D4250=0,\"\",CommentaryInput!D4250)","v":""}]
[null,null,null,24,{"$f":"$C4258&D4286","v":"TAS Wesley Vale24"},null,{"$f":"IF(CommentaryInput!D4251=0,\"\",CommentaryInput!D4251)","v":""}]
[null,null,null,25,{"$f":"$C4258&D4287","v":"TAS Wesley Vale25"},null,{"$f":"IF(CommentaryInput!D4252=0,\"\",CommentaryInput!D4252)","v":""}]
[]
[null,null,"TAS Arthurs Lake"]
[]
[null,null,null,null,null,null,"MAIN SECTORS"]
[null,null,null,1,{"$f":"$C4289&D4292","v":"TAS Arthurs Lake1"},null,{"$f":"IF(CommentaryInput!D4257=0,\"\",CommentaryInput!D4257)","v":""}]
[null,null,null,2,{"$f":"$C4289&D4293","v":"TAS Arthurs Lake2"},null,{"$f":"IF(CommentaryInput!D4258=0,\"\",CommentaryInput!D4258)","v":""}]
[null,null,null,3,{"$f":"$C4289&D4294","v":"TAS Arthurs Lake3"},null,{"$f":"IF(CommentaryInput!D4259=0,\"\",CommentaryInput!D4259)","v":""}]
[null,null,null,4,{"$f":"$C4289&D4295","v":"TAS Arthurs Lake4"},null,{"$f":"IF(CommentaryInput!D4260=0,\"\",CommentaryInput!D4260)","v":""}]
[null,null,null,5,{"$f":"$C4289&D4296","v":"TAS Arthurs Lake5"},null,{"$f":"IF(CommentaryInput!D4261=0,\"\",CommentaryInput!D4261)","v":""}]
[null,null,null,null,null,null,"MEDIUM SCENARIO"]
[null,null,null,null,null,null,"Summer"]
[null,null,null,8,{"$f":"$C4289&D4299","v":"TAS Arthurs Lake8"},null,{"$f":"IF(CommentaryInput!D4264=0,\"\",CommentaryInput!D4264)","v":""}]
[null,null,null,9,{"$f":"$C4289&D4300","v":"TAS Arthurs Lake9"},null,{"$f":"IF(CommentaryInput!D4265=0,\"\",CommentaryInput!D4265)","v":""}]
[null,null,null,10,{"$f":"$C4289&D4301","v":"TAS Arthurs Lake10"},null,{"$f":"IF(CommentaryInput!D4266=0,\"\",CommentaryInput!D4266)","v":""}]
[null,null,null,11,{"$f":"$C4289&D4302","v":"TAS Arthurs Lake11"},null,{"$f":"IF(CommentaryInput!D4267=0,\"\",CommentaryInput!D4267)","v":""}]
[null,null,null,12,{"$f":"$C4289&D4303","v":"TAS Arthurs Lake12"},null,{"$f":"IF(CommentaryInput!D4268=0,\"\",CommentaryInput!D4268)","v":""}]
[null,null,null,null,null,null,"Winter"]
[null,null,null,13,{"$f":"$C4289&D4305","v":"TAS Arthurs Lake13"},null,{"$f":"IF(CommentaryInput!D4270=0,\"\",CommentaryInput!D4270)","v":""}]
[null,null,null,14,{"$f":"$C4289&D4306","v":"TAS Arthurs Lake14"},null,{"$f":"IF(CommentaryInput!D4271=0,\"\",CommentaryInput!D4271)","v":""}]
[null,null,null,15,{"$f":"$C4289&D4307","v":"TAS Arthurs Lake15"},null,{"$f":"IF(CommentaryInput!D4272=0,\"\",CommentaryInput!D4272)","v":""}]
[null,null,null,16,{"$f":"$C4289&D4308","v":"TAS Arthurs Lake16"},null,{"$f":"IF(CommentaryInput!D4273=0,\"\",CommentaryInput!D4273)","v":""}]
[null,null,null,17,{"$f":"$C4289&D4309","v":"TAS Arthurs Lake17"},null,{"$f":"IF(CommentaryInput!D4274=0,\"\",CommentaryInput!D4274)","v":""}]
[null,null,null,null,null,null,"Other"]
[null,null,null,18,{"$f":"$C4289&D4311","v":"TAS Arthurs Lake18"},null,{"$f":"IF(CommentaryInput!D4276=0,\"\",CommentaryInput!D4276)","v":""}]
[null,null,null,19,{"$f":"$C4289&D4312","v":"TAS Arthurs Lake19"},null,{"$f":"IF(CommentaryInput!D4277=0,\"\",CommentaryInput!D4277)","v":""}]
[null,null,null,20,{"$f":"$C4289&D4313","v":"TAS Arthurs Lake20"},null,{"$f":"IF(CommentaryInput!D4278=0,\"\",CommentaryInput!D4278)","v":""}]
[null,null,null,21,{"$f":"$C4289&D4314","v":"TAS Arthurs Lake21"},null,{"$f":"IF(CommentaryInput!D4279=0,\"\",CommentaryInput!D4279)","v":""}]
[null,null,null,22,{"$f":"$C4289&D4315","v":"TAS Arthurs Lake22"},null,{"$f":"IF(CommentaryInput!D4280=0,\"\",CommentaryInput!D4280)","v":""}]
[null,null,null,23,{"$f":"$C4289&D4316","v":"TAS Arthurs Lake23"},null,{"$f":"IF(CommentaryInput!D4281=0,\"\",CommentaryInput!D4281)","v":""}]
[null,null,null,24,{"$f":"$C4289&D4317","v":"TAS Arthurs Lake24"},null,{"$f":"IF(CommentaryInput!D4282=0,\"\",CommentaryInput!D4282)","v":""}]
[null,null,null,25,{"$f":"$C4289&D4318","v":"TAS Arthurs Lake25"},null,{"$f":"IF(CommentaryInput!D4283=0,\"\",CommentaryInput!D4283)","v":""}]
[]
[null,null,"TAS Derby"]
[]
[null,null,null,null,null,null,"MAIN SECTORS"]
[null,null,null,1,{"$f":"$C4320&D4323","v":"TAS Derby1"},null,{"$f":"IF(CommentaryInput!D4288=0,\"\",CommentaryInput!D4288)","v":""}]
[null,null,null,2,{"$f":"$C4320&D4324","v":"TAS Derby2"},null,{"$f":"IF(CommentaryInput!D4289=0,\"\",CommentaryInput!D4289)","v":""}]
[null,null,null,3,{"$f":"$C4320&D4325","v":"TAS Derby3"},null,{"$f":"IF(CommentaryInput!D4290=0,\"\",CommentaryInput!D4290)","v":""}]
[null,null,null,4,{"$f":"$C4320&D4326","v":"TAS Derby4"},null,{"$f":"IF(CommentaryInput!D4291=0,\"\",CommentaryInput!D4291)","v":""}]
[null,null,null,5,{"$f":"$C4320&D4327","v":"TAS Derby5"},null,{"$f":"IF(CommentaryInput!D4292=0,\"\",CommentaryInput!D4292)","v":""}]
[null,null,null,null,null,null,"MEDIUM SCENARIO"]
[null,null,null,null,null,null,"Summer"]
[null,null,null,8,{"$f":"$C4320&D4330","v":"TAS Derby8"},null,{"$f":"IF(CommentaryInput!D4295=0,\"\",CommentaryInput!D4295)","v":""}]
[null,null,null,9,{"$f":"$C4320&D4331","v":"TAS Derby9"},null,{"$f":"IF(CommentaryInput!D4296=0,\"\",CommentaryInput!D4296)","v":""}]
[null,null,null,10,{"$f":"$C4320&D4332","v":"TAS Derby10"},null,{"$f":"IF(CommentaryInput!D4297=0,\"\",CommentaryInput!D4297)","v":""}]
[null,null,null,11,{"$f":"$C4320&D4333","v":"TAS Derby11"},null,{"$f":"IF(CommentaryInput!D4298=0,\"\",CommentaryInput!D4298)","v":""}]
[null,null,null,12,{"$f":"$C4320&D4334","v":"TAS Derby12"},null,{"$f":"IF(CommentaryInput!D4299=0,\"\",CommentaryInput!D4299)","v":""}]
[null,null,null,null,null,null,"Winter"]
[null,null,null,13,{"$f":"$C4320&D4336","v":"TAS Derby13"},null,{"$f":"IF(CommentaryInput!D4301=0,\"\",CommentaryInput!D4301)","v":""}]
[null,null,null,14,{"$f":"$C4320&D4337","v":"TAS Derby14"},null,{"$f":"IF(CommentaryInput!D4302=0,\"\",CommentaryInput!D4302)","v":""}]
[null,null,null,15,{"$f":"$C4320&D4338","v":"TAS Derby15"},null,{"$f":"IF(CommentaryInput!D4303=0,\"\",CommentaryInput!D4303)","v":""}]
[null,null,null,16,{"$f":"$C4320&D4339","v":"TAS Derby16"},null,{"$f":"IF(CommentaryInput!D4304=0,\"\",CommentaryInput!D4304)","v":""}]
[null,null,null,17,{"$f":"$C4320&D4340","v":"TAS Derby17"},null,{"$f":"IF(CommentaryInput!D4305=0,\"\",CommentaryInput!D4305)","v":""}]
[null,null,null,null,null,null,"Other"]
[null,null,null,18,{"$f":"$C4320&D4342","v":"TAS Derby18"},null,{"$f":"IF(CommentaryInput!D4307=0,\"\",CommentaryInput!D4307)","v":""}]
[null,null,null,19,{"$f":"$C4320&D4343","v":"TAS Derby19"},null,{"$f":"IF(CommentaryInput!D4308=0,\"\",CommentaryInput!D4308)","v":""}]
[null,null,null,20,{"$f":"$C4320&D4344","v":"TAS Derby20"},null,{"$f":"IF(CommentaryInput!D4309=0,\"\",CommentaryInput!D4309)","v":""}]
[null,null,null,21,{"$f":"$C4320&D4345","v":"TAS Derby21"},null,{"$f":"IF(CommentaryInput!D4310=0,\"\",CommentaryInput!D4310)","v":""}]
[null,null,null,22,{"$f":"$C4320&D4346","v":"TAS Derby22"},null,{"$f":"IF(CommentaryInput!D4311=0,\"\",CommentaryInput!D4311)","v":""}]
[null,null,null,23,{"$f":"$C4320&D4347","v":"TAS Derby23"},null,{"$f":"IF(CommentaryInput!D4312=0,\"\",CommentaryInput!D4312)","v":""}]
[null,null,null,24,{"$f":"$C4320&D4348","v":"TAS Derby24"},null,{"$f":"IF(CommentaryInput!D4313=0,\"\",CommentaryInput!D4313)","v":""}]
[null,null,null,25,{"$f":"$C4320&D4349","v":"TAS Derby25"},null,{"$f":"IF(CommentaryInput!D4314=0,\"\",CommentaryInput!D4314)","v":""}]
[]
[null,null,"TAS Mowbray"]
[]
[null,null,null,null,null,null,"MAIN SECTORS"]
[null,null,null,1,{"$f":"$C4351&D4354","v":"TAS Mowbray1"},null,{"$f":"IF(CommentaryInput!D4319=0,\"\",CommentaryInput!D4319)","v":""}]
[null,null,null,2,{"$f":"$C4351&D4355","v":"TAS Mowbray2"},null,{"$f":"IF(CommentaryInput!D4320=0,\"\",CommentaryInput!D4320)","v":""}]
[null,null,null,3,{"$f":"$C4351&D4356","v":"TAS Mowbray3"},null,{"$f":"IF(CommentaryInput!D4321=0,\"\",CommentaryInput!D4321)","v":""}]
[null,null,null,4,{"$f":"$C4351&D4357","v":"TAS Mowbray4"},null,{"$f":"IF(CommentaryInput!D4322=0,\"\",CommentaryInput!D4322)","v":""}]
[null,null,null,5,{"$f":"$C4351&D4358","v":"TAS Mowbray5"},null,{"$f":"IF(CommentaryInput!D4323=0,\"\",CommentaryInput!D4323)","v":""}]
[null,null,null,null,null,null,"MEDIUM SCENARIO"]
[null,null,null,null,null,null,"Summer"]
[null,null,null,8,{"$f":"$C4351&D4361","v":"TAS Mowbray8"},null,{"$f":"IF(CommentaryInput!D4326=0,\"\",CommentaryInput!D4326)","v":""}]
[null,null,null,9,{"$f":"$C4351&D4362","v":"TAS Mowbray9"},null,{"$f":"IF(CommentaryInput!D4327=0,\"\",CommentaryInput!D4327)","v":""}]
[null,null,null,10,{"$f":"$C4351&D4363","v":"TAS Mowbray10"},null,{"$f":"IF(CommentaryInput!D4328=0,\"\",CommentaryInput!D4328)","v":""}]
[null,null,null,11,{"$f":"$C4351&D4364","v":"TAS Mowbray11"},null,{"$f":"IF(CommentaryInput!D4329=0,\"\",CommentaryInput!D4329)","v":""}]
[null,null,null,12,{"$f":"$C4351&D4365","v":"TAS Mowbray12"},null,{"$f":"IF(CommentaryInput!D4330=0,\"\",CommentaryInput!D4330)","v":""}]
[null,null,null,null,null,null,"Winter"]
[null,null,null,13,{"$f":"$C4351&D4367","v":"TAS Mowbray13"},null,{"$f":"IF(CommentaryInput!D4332=0,\"\",CommentaryInput!D4332)","v":""}]
[null,null,null,14,{"$f":"$C4351&D4368","v":"TAS Mowbray14"},null,{"$f":"IF(CommentaryInput!D4333=0,\"\",CommentaryInput!D4333)","v":""}]
[null,null,null,15,{"$f":"$C4351&D4369","v":"TAS Mowbray15"},null,{"$f":"IF(CommentaryInput!D4334=0,\"\",CommentaryInput!D4334)","v":""}]
[null,null,null,16,{"$f":"$C4351&D4370","v":"TAS Mowbray16"},null,{"$f":"IF(CommentaryInput!D4335=0,\"\",CommentaryInput!D4335)","v":""}]
[null,null,null,17,{"$f":"$C4351&D4371","v":"TAS Mowbray17"},null,{"$f":"IF(CommentaryInput!D4336=0,\"\",CommentaryInput!D4336)","v":""}]
[null,null,null,null,null,null,"Other"]
[null,null,null,18,{"$f":"$C4351&D4373","v":"TAS Mowbray18"},null,{"$f":"IF(CommentaryInput!D4338=0,\"\",CommentaryInput!D4338)","v":""}]
[null,null,null,19,{"$f":"$C4351&D4374","v":"TAS Mowbray19"},null,{"$f":"IF(CommentaryInput!D4339=0,\"\",CommentaryInput!D4339)","v":""}]
[null,null,null,20,{"$f":"$C4351&D4375","v":"TAS Mowbray20"},null,{"$f":"IF(CommentaryInput!D4340=0,\"\",CommentaryInput!D4340)","v":""}]
[null,null,null,21,{"$f":"$C4351&D4376","v":"TAS Mowbray21"},null,{"$f":"IF(CommentaryInput!D4341=0,\"\",CommentaryInput!D4341)","v":""}]
[null,null,null,22,{"$f":"$C4351&D4377","v":"TAS Mowbray22"},null,{"$f":"IF(CommentaryInput!D4342=0,\"\",CommentaryInput!D4342)","v":""}]
[null,null,null,23,{"$f":"$C4351&D4378","v":"TAS Mowbray23"},null,{"$f":"IF(CommentaryInput!D4343=0,\"\",CommentaryInput!D4343)","v":""}]
[null,null,null,24,{"$f":"$C4351&D4379","v":"TAS Mowbray24"},null,{"$f":"IF(CommentaryInput!D4344=0,\"\",CommentaryInput!D4344)","v":""}]
[null,null,null,25,{"$f":"$C4351&D4380","v":"TAS Mowbray25"},null,{"$f":"IF(CommentaryInput!D4345=0,\"\",CommentaryInput!D4345)","v":""}]
[]
[null,null,"TAS Wayatinah"]
[]
[null,null,null,null,null,null,"MAIN SECTORS"]
[null,null,null,1,{"$f":"$C4382&D4385","v":"TAS Wayatinah1"},null,{"$f":"IF(CommentaryInput!D4350=0,\"\",CommentaryInput!D4350)","v":""}]
[null,null,null,2,{"$f":"$C4382&D4386","v":"TAS Wayatinah2"},null,{"$f":"IF(CommentaryInput!D4351=0,\"\",CommentaryInput!D4351)","v":""}]
[null,null,null,3,{"$f":"$C4382&D4387","v":"TAS Wayatinah3"},null,{"$f":"IF(CommentaryInput!D4352=0,\"\",CommentaryInput!D4352)","v":""}]
[null,null,null,4,{"$f":"$C4382&D4388","v":"TAS Wayatinah4"},null,{"$f":"IF(CommentaryInput!D4353=0,\"\",CommentaryInput!D4353)","v":""}]
[null,null,null,5,{"$f":"$C4382&D4389","v":"TAS Wayatinah5"},null,{"$f":"IF(CommentaryInput!D4354=0,\"\",CommentaryInput!D4354)","v":""}]
[null,null,null,null,null,null,"MEDIUM SCENARIO"]
[null,null,null,null,null,null,"Summer"]
[null,null,null,8,{"$f":"$C4382&D4392","v":"TAS Wayatinah8"},null,{"$f":"IF(CommentaryInput!D4357=0,\"\",CommentaryInput!D4357)","v":""}]
[null,null,null,9,{"$f":"$C4382&D4393","v":"TAS Wayatinah9"},null,{"$f":"IF(CommentaryInput!D4358=0,\"\",CommentaryInput!D4358)","v":""}]
[null,null,null,10,{"$f":"$C4382&D4394","v":"TAS Wayatinah10"},null,{"$f":"IF(CommentaryInput!D4359=0,\"\",CommentaryInput!D4359)","v":""}]
[null,null,null,11,{"$f":"$C4382&D4395","v":"TAS Wayatinah11"},null,{"$f":"IF(CommentaryInput!D4360=0,\"\",CommentaryInput!D4360)","v":""}]
[null,null,null,12,{"$f":"$C4382&D4396","v":"TAS Wayatinah12"},null,{"$f":"IF(CommentaryInput!D4361=0,\"\",CommentaryInput!D4361)","v":""}]
[null,null,null,null,null,null,"Winter"]
[null,null,null,13,{"$f":"$C4382&D4398","v":"TAS Wayatinah13"},null,{"$f":"IF(CommentaryInput!D4363=0,\"\",CommentaryInput!D4363)","v":""}]
[null,null,null,14,{"$f":"$C4382&D4399","v":"TAS Wayatinah14"},null,{"$f":"IF(CommentaryInput!D4364=0,\"\",CommentaryInput!D4364)","v":""}]
[null,null,null,15,{"$f":"$C4382&D4400","v":"TAS Wayatinah15"},null,{"$f":"IF(CommentaryInput!D4365=0,\"\",CommentaryInput!D4365)","v":""}]
[null,null,null,16,{"$f":"$C4382&D4401","v":"TAS Wayatinah16"},null,{"$f":"IF(CommentaryInput!D4366=0,\"\",CommentaryInput!D4366)","v":""}]
[null,null,null,17,{"$f":"$C4382&D4402","v":"TAS Wayatinah17"},null,{"$f":"IF(CommentaryInput!D4367=0,\"\",CommentaryInput!D4367)","v":""}]
[null,null,null,null,null,null,"Other"]
[null,null,null,18,{"$f":"$C4382&D4404","v":"TAS Wayatinah18"},null,{"$f":"IF(CommentaryInput!D4369=0,\"\",CommentaryInput!D4369)","v":""}]
[null,null,null,19,{"$f":"$C4382&D4405","v":"TAS Wayatinah19"},null,{"$f":"IF(CommentaryInput!D4370=0,\"\",CommentaryInput!D4370)","v":""}]
[null,null,null,20,{"$f":"$C4382&D4406","v":"TAS Wayatinah20"},null,{"$f":"IF(CommentaryInput!D4371=0,\"\",CommentaryInput!D4371)","v":""}]
[null,null,null,21,{"$f":"$C4382&D4407","v":"TAS Wayatinah21"},null,{"$f":"IF(CommentaryInput!D4372=0,\"\",CommentaryInput!D4372)","v":""}]
[null,null,null,22,{"$f":"$C4382&D4408","v":"TAS Wayatinah22"},null,{"$f":"IF(CommentaryInput!D4373=0,\"\",CommentaryInput!D4373)","v":""}]
[null,null,null,23,{"$f":"$C4382&D4409","v":"TAS Wayatinah23"},null,{"$f":"IF(CommentaryInput!D4374=0,\"\",CommentaryInput!D4374)","v":""}]
[null,null,null,24,{"$f":"$C4382&D4410","v":"TAS Wayatinah24"},null,{"$f":"IF(CommentaryInput!D4375=0,\"\",CommentaryInput!D4375)","v":""}]
[null,null,null,25,{"$f":"$C4382&D4411","v":"TAS Wayatinah25"},null,{"$f":"IF(CommentaryInput!D4376=0,\"\",CommentaryInput!D4376)","v":""}]
[]
[null,null,"TAS SpareA"]
[]
[null,null,null,null,null,null,"MAIN SECTORS"]
[null,null,null,1,{"$f":"$C4413&D4416","v":"TAS SpareA1"},null,{"$f":"IF(CommentaryInput!D4381=0,\"\",CommentaryInput!D4381)","v":""}]
[null,null,null,2,{"$f":"$C4413&D4417","v":"TAS SpareA2"},null,{"$f":"IF(CommentaryInput!D4382=0,\"\",CommentaryInput!D4382)","v":""}]
[null,null,null,3,{"$f":"$C4413&D4418","v":"TAS SpareA3"},null,{"$f":"IF(CommentaryInput!D4383=0,\"\",CommentaryInput!D4383)","v":""}]
[null,null,null,4,{"$f":"$C4413&D4419","v":"TAS SpareA4"},null,{"$f":"IF(CommentaryInput!D4384=0,\"\",CommentaryInput!D4384)","v":""}]
[null,null,null,5,{"$f":"$C4413&D4420","v":"TAS SpareA5"},null,{"$f":"IF(CommentaryInput!D4385=0,\"\",CommentaryInput!D4385)","v":""}]
[null,null,null,null,null,null,"MEDIUM SCENARIO"]
[null,null,null,null,null,null,"Summer"]
[null,null,null,8,{"$f":"$C4413&D4423","v":"TAS SpareA8"},null,{"$f":"IF(CommentaryInput!D4388=0,\"\",CommentaryInput!D4388)","v":""}]
[null,null,null,9,{"$f":"$C4413&D4424","v":"TAS SpareA9"},null,{"$f":"IF(CommentaryInput!D4389=0,\"\",CommentaryInput!D4389)","v":""}]
[null,null,null,10,{"$f":"$C4413&D4425","v":"TAS SpareA10"},null,{"$f":"IF(CommentaryInput!D4390=0,\"\",CommentaryInput!D4390)","v":""}]
[null,null,null,11,{"$f":"$C4413&D4426","v":"TAS SpareA11"},null,{"$f":"IF(CommentaryInput!D4391=0,\"\",CommentaryInput!D4391)","v":""}]
[null,null,null,12,{"$f":"$C4413&D4427","v":"TAS SpareA12"},null,{"$f":"IF(CommentaryInput!D4392=0,\"\",CommentaryInput!D4392)","v":""}]
[null,null,null,null,null,null,"Winter"]
[null,null,null,13,{"$f":"$C4413&D4429","v":"TAS SpareA13"},null,{"$f":"IF(CommentaryInput!D4394=0,\"\",CommentaryInput!D4394)","v":""}]
[null,null,null,14,{"$f":"$C4413&D4430","v":"TAS SpareA14"},null,{"$f":"IF(CommentaryInput!D4395=0,\"\",CommentaryInput!D4395)","v":""}]
[null,null,null,15,{"$f":"$C4413&D4431","v":"TAS SpareA15"},null,{"$f":"IF(CommentaryInput!D4396=0,\"\",CommentaryInput!D4396)","v":""}]
[null,null,null,16,{"$f":"$C4413&D4432","v":"TAS SpareA16"},null,{"$f":"IF(CommentaryInput!D4397=0,\"\",CommentaryInput!D4397)","v":""}]
[null,null,null,17,{"$f":"$C4413&D4433","v":"TAS SpareA17"},null,{"$f":"IF(CommentaryInput!D4398=0,\"\",CommentaryInput!D4398)","v":""}]
[null,null,null,null,null,null,"Other"]
[null,null,null,18,{"$f":"$C4413&D4435","v":"TAS SpareA18"},null,{"$f":"IF(CommentaryInput!D4400=0,\"\",CommentaryInput!D4400)","v":""}]
[null,null,null,19,{"$f":"$C4413&D4436","v":"TAS SpareA19"},null,{"$f":"IF(CommentaryInput!D4401=0,\"\",CommentaryInput!D4401)","v":""}]
[null,null,null,20,{"$f":"$C4413&D4437","v":"TAS SpareA20"},null,{"$f":"IF(CommentaryInput!D4402=0,\"\",CommentaryInput!D4402)","v":""}]
[null,null,null,21,{"$f":"$C4413&D4438","v":"TAS SpareA21"},null,{"$f":"IF(CommentaryInput!D4403=0,\"\",CommentaryInput!D4403)","v":""}]
[null,null,null,22,{"$f":"$C4413&D4439","v":"TAS SpareA22"},null,{"$f":"IF(CommentaryInput!D4404=0,\"\",CommentaryInput!D4404)","v":""}]
[null,null,null,23,{"$f":"$C4413&D4440","v":"TAS SpareA23"},null,{"$f":"IF(CommentaryInput!D4405=0,\"\",CommentaryInput!D4405)","v":""}]
[null,null,null,24,{"$f":"$C4413&D4441","v":"TAS SpareA24"},null,{"$f":"IF(CommentaryInput!D4406=0,\"\",CommentaryInput!D4406)","v":""}]
[null,null,null,25,{"$f":"$C4413&D4442","v":"TAS SpareA25"},null,{"$f":"IF(CommentaryInput!D4407=0,\"\",CommentaryInput!D4407)","v":""}]
[]
[null,null,"TASSpareB"]
[]
[null,null,null,null,null,null,"MAIN SECTORS"]
[null,null,null,1,{"$f":"$C4444&D4447","v":"TASSpareB1"},null,{"$f":"IF(CommentaryInput!D4412=0,\"\",CommentaryInput!D4412)","v":""}]
[null,null,null,2,{"$f":"$C4444&D4448","v":"TASSpareB2"},null,{"$f":"IF(CommentaryInput!D4413=0,\"\",CommentaryInput!D4413)","v":""}]
[null,null,null,3,{"$f":"$C4444&D4449","v":"TASSpareB3"},null,{"$f":"IF(CommentaryInput!D4414=0,\"\",CommentaryInput!D4414)","v":""}]
[null,null,null,4,{"$f":"$C4444&D4450","v":"TASSpareB4"},null,{"$f":"IF(CommentaryInput!D4415=0,\"\",CommentaryInput!D4415)","v":""}]
[null,null,null,5,{"$f":"$C4444&D4451","v":"TASSpareB5"},null,{"$f":"IF(CommentaryInput!D4416=0,\"\",CommentaryInput!D4416)","v":""}]
[null,null,null,null,null,null,"MEDIUM SCENARIO"]
[null,null,null,null,null,null,"Summer"]
[null,null,null,8,{"$f":"$C4444&D4454","v":"TASSpareB8"},null,{"$f":"IF(CommentaryInput!D4419=0,\"\",CommentaryInput!D4419)","v":""}]
[null,null,null,9,{"$f":"$C4444&D4455","v":"TASSpareB9"},null,{"$f":"IF(CommentaryInput!D4420=0,\"\",CommentaryInput!D4420)","v":""}]
[null,null,null,10,{"$f":"$C4444&D4456","v":"TASSpareB10"},null,{"$f":"IF(CommentaryInput!D4421=0,\"\",CommentaryInput!D4421)","v":""}]
[null,null,null,11,{"$f":"$C4444&D4457","v":"TASSpareB11"},null,{"$f":"IF(CommentaryInput!D4422=0,\"\",CommentaryInput!D4422)","v":""}]
[null,null,null,12,{"$f":"$C4444&D4458","v":"TASSpareB12"},null,{"$f":"IF(CommentaryInput!D4423=0,\"\",CommentaryInput!D4423)","v":""}]
[null,null,null,null,null,null,"Winter"]
[null,null,null,13,{"$f":"$C4444&D4460","v":"TASSpareB13"},null,{"$f":"IF(CommentaryInput!D4425=0,\"\",CommentaryInput!D4425)","v":""}]
[null,null,null,14,{"$f":"$C4444&D4461","v":"TASSpareB14"},null,{"$f":"IF(CommentaryInput!D4426=0,\"\",CommentaryInput!D4426)","v":""}]
[null,null,null,15,{"$f":"$C4444&D4462","v":"TASSpareB15"},null,{"$f":"IF(CommentaryInput!D4427=0,\"\",CommentaryInput!D4427)","v":""}]
[null,null,null,16,{"$f":"$C4444&D4463","v":"TASSpareB16"},null,{"$f":"IF(CommentaryInput!D4428=0,\"\",CommentaryInput!D4428)","v":""}]
[null,null,null,17,{"$f":"$C4444&D4464","v":"TASSpareB17"},null,{"$f":"IF(CommentaryInput!D4429=0,\"\",CommentaryInput!D4429)","v":""}]
[null,null,null,null,null,null,"Other"]
[null,null,null,18,{"$f":"$C4444&D4466","v":"TASSpareB18"},null,{"$f":"IF(CommentaryInput!D4431=0,\"\",CommentaryInput!D4431)","v":""}]
[null,null,null,19,{"$f":"$C4444&D4467","v":"TASSpareB19"},null,{"$f":"IF(CommentaryInput!D4432=0,\"\",CommentaryInput!D4432)","v":""}]
[null,null,null,20,{"$f":"$C4444&D4468","v":"TASSpareB20"},null,{"$f":"IF(CommentaryInput!D4433=0,\"\",CommentaryInput!D4433)","v":""}]
[null,null,null,21,{"$f":"$C4444&D4469","v":"TASSpareB21"},null,{"$f":"IF(CommentaryInput!D4434=0,\"\",CommentaryInput!D4434)","v":""}]
[null,null,null,22,{"$f":"$C4444&D4470","v":"TASSpareB22"},null,{"$f":"IF(CommentaryInput!D4435=0,\"\",CommentaryInput!D4435)","v":""}]
[null,null,null,23,{"$f":"$C4444&D4471","v":"TASSpareB23"},null,{"$f":"IF(CommentaryInput!D4436=0,\"\",CommentaryInput!D4436)","v":""}]
[null,null,null,24,{"$f":"$C4444&D4472","v":"TASSpareB24"},null,{"$f":"IF(CommentaryInput!D4437=0,\"\",CommentaryInput!D4437)","v":""}]
[null,null,null,25,{"$f":"$C4444&D4473","v":"TASSpareB25"},null,{"$f":"IF(CommentaryInput!D4438=0,\"\",CommentaryInput!D4438)","v":""}]
[]
[null,null,"TAS SpareC"]
[]
[null,null,null,null,null,null,"MAIN SECTORS"]
[null,null,null,1,{"$f":"$C4475&D4478","v":"TAS SpareC1"},null,{"$f":"IF(CommentaryInput!D4443=0,\"\",CommentaryInput!D4443)","v":""}]
[null,null,null,2,{"$f":"$C4475&D4479","v":"TAS SpareC2"},null,{"$f":"IF(CommentaryInput!D4444=0,\"\",CommentaryInput!D4444)","v":""}]
[null,null,null,3,{"$f":"$C4475&D4480","v":"TAS SpareC3"},null,{"$f":"IF(CommentaryInput!D4445=0,\"\",CommentaryInput!D4445)","v":""}]
[null,null,null,4,{"$f":"$C4475&D4481","v":"TAS SpareC4"},null,{"$f":"IF(CommentaryInput!D4446=0,\"\",CommentaryInput!D4446)","v":""}]
[null,null,null,5,{"$f":"$C4475&D4482","v":"TAS SpareC5"},null,{"$f":"IF(CommentaryInput!D4447=0,\"\",CommentaryInput!D4447)","v":""}]
[null,null,null,null,null,null,"MEDIUM SCENARIO"]
[null,null,null,null,null,null,"Summer"]
[null,null,null,8,{"$f":"$C4475&D4485","v":"TAS SpareC8"},null,{"$f":"IF(CommentaryInput!D4450=0,\"\",CommentaryInput!D4450)","v":""}]
[null,null,null,9,{"$f":"$C4475&D4486","v":"TAS SpareC9"},null,{"$f":"IF(CommentaryInput!D4451=0,\"\",CommentaryInput!D4451)","v":""}]
[null,null,null,10,{"$f":"$C4475&D4487","v":"TAS SpareC10"},null,{"$f":"IF(CommentaryInput!D4452=0,\"\",CommentaryInput!D4452)","v":""}]
[null,null,null,11,{"$f":"$C4475&D4488","v":"TAS SpareC11"},null,{"$f":"IF(CommentaryInput!D4453=0,\"\",CommentaryInput!D4453)","v":""}]
[null,null,null,12,{"$f":"$C4475&D4489","v":"TAS SpareC12"},null,{"$f":"IF(CommentaryInput!D4454=0,\"\",CommentaryInput!D4454)","v":""}]
[null,null,null,null,null,null,"Winter"]
[null,null,null,13,{"$f":"$C4475&D4491","v":"TAS SpareC13"},null,{"$f":"IF(CommentaryInput!D4456=0,\"\",CommentaryInput!D4456)","v":""}]
[null,null,null,14,{"$f":"$C4475&D4492","v":"TAS SpareC14"},null,{"$f":"IF(CommentaryInput!D4457=0,\"\",CommentaryInput!D4457)","v":""}]
[null,null,null,15,{"$f":"$C4475&D4493","v":"TAS SpareC15"},null,{"$f":"IF(CommentaryInput!D4458=0,\"\",CommentaryInput!D4458)","v":""}]
[null,null,null,16,{"$f":"$C4475&D4494","v":"TAS SpareC16"},null,{"$f":"IF(CommentaryInput!D4459=0,\"\",CommentaryInput!D4459)","v":""}]
[null,null,null,17,{"$f":"$C4475&D4495","v":"TAS SpareC17"},null,{"$f":"IF(CommentaryInput!D4460=0,\"\",CommentaryInput!D4460)","v":""}]
[null,null,null,null,null,null,"Other"]
[null,null,null,18,{"$f":"$C4475&D4497","v":"TAS SpareC18"},null,{"$f":"IF(CommentaryInput!D4462=0,\"\",CommentaryInput!D4462)","v":""}]
[null,null,null,19,{"$f":"$C4475&D4498","v":"TAS SpareC19"},null,{"$f":"IF(CommentaryInput!D4463=0,\"\",CommentaryInput!D4463)","v":""}]
[null,null,null,20,{"$f":"$C4475&D4499","v":"TAS SpareC20"},null,{"$f":"IF(CommentaryInput!D4464=0,\"\",CommentaryInput!D4464)","v":""}]
[null,null,null,21,{"$f":"$C4475&D4500","v":"TAS SpareC21"},null,{"$f":"IF(CommentaryInput!D4465=0,\"\",CommentaryInput!D4465)","v":""}]
[null,null,null,22,{"$f":"$C4475&D4501","v":"TAS SpareC22"},null,{"$f":"IF(CommentaryInput!D4466=0,\"\",CommentaryInput!D4466)","v":""}]
[null,null,null,23,{"$f":"$C4475&D4502","v":"TAS SpareC23"},null,{"$f":"IF(CommentaryInput!D4467=0,\"\",CommentaryInput!D4467)","v":""}]
[null,null,null,24,{"$f":"$C4475&D4503","v":"TAS SpareC24"},null,{"$f":"IF(CommentaryInput!D4468=0,\"\",CommentaryInput!D4468)","v":""}]
[null,null,null,25,{"$f":"$C4475&D4504","v":"TAS SpareC25"},null,{"$f":"IF(CommentaryInput!D4469=0,\"\",CommentaryInput!D4469)","v":""}]
[]
[null,null,"TAS SpareD"]
[]
[null,null,null,null,null,null,"MAIN SECTORS"]
[null,null,null,1,{"$f":"$C4506&D4509","v":"TAS SpareD1"},null,{"$f":"IF(CommentaryInput!D4474=0,\"\",CommentaryInput!D4474)","v":""}]
[null,null,null,2,{"$f":"$C4506&D4510","v":"TAS SpareD2"},null,{"$f":"IF(CommentaryInput!D4475=0,\"\",CommentaryInput!D4475)","v":""}]
[null,null,null,3,{"$f":"$C4506&D4511","v":"TAS SpareD3"},null,{"$f":"IF(CommentaryInput!D4476=0,\"\",CommentaryInput!D4476)","v":""}]
[null,null,null,4,{"$f":"$C4506&D4512","v":"TAS SpareD4"},null,{"$f":"IF(CommentaryInput!D4477=0,\"\",CommentaryInput!D4477)","v":""}]
[null,null,null,5,{"$f":"$C4506&D4513","v":"TAS SpareD5"},null,{"$f":"IF(CommentaryInput!D4478=0,\"\",CommentaryInput!D4478)","v":""}]
[null,null,null,null,null,null,"MEDIUM SCENARIO"]
[null,null,null,null,null,null,"Summer"]
[null,null,null,8,{"$f":"$C4506&D4516","v":"TAS SpareD8"},null,{"$f":"IF(CommentaryInput!D4481=0,\"\",CommentaryInput!D4481)","v":""}]
[null,null,null,9,{"$f":"$C4506&D4517","v":"TAS SpareD9"},null,{"$f":"IF(CommentaryInput!D4482=0,\"\",CommentaryInput!D4482)","v":""}]
[null,null,null,10,{"$f":"$C4506&D4518","v":"TAS SpareD10"},null,{"$f":"IF(CommentaryInput!D4483=0,\"\",CommentaryInput!D4483)","v":""}]
[null,null,null,11,{"$f":"$C4506&D4519","v":"TAS SpareD11"},null,{"$f":"IF(CommentaryInput!D4484=0,\"\",CommentaryInput!D4484)","v":""}]
[null,null,null,12,{"$f":"$C4506&D4520","v":"TAS SpareD12"},null,{"$f":"IF(CommentaryInput!D4485=0,\"\",CommentaryInput!D4485)","v":""}]
[null,null,null,null,null,null,"Winter"]
[null,null,null,13,{"$f":"$C4506&D4522","v":"TAS SpareD13"},null,{"$f":"IF(CommentaryInput!D4487=0,\"\",CommentaryInput!D4487)","v":""}]
[null,null,null,14,{"$f":"$C4506&D4523","v":"TAS SpareD14"},null,{"$f":"IF(CommentaryInput!D4488=0,\"\",CommentaryInput!D4488)","v":""}]
[null,null,null,15,{"$f":"$C4506&D4524","v":"TAS SpareD15"},null,{"$f":"IF(CommentaryInput!D4489=0,\"\",CommentaryInput!D4489)","v":""}]
[null,null,null,16,{"$f":"$C4506&D4525","v":"TAS SpareD16"},null,{"$f":"IF(CommentaryInput!D4490=0,\"\",CommentaryInput!D4490)","v":""}]
[null,null,null,17,{"$f":"$C4506&D4526","v":"TAS SpareD17"},null,{"$f":"IF(CommentaryInput!D4491=0,\"\",CommentaryInput!D4491)","v":""}]
[null,null,null,null,null,null,"Other"]
[null,null,null,18,{"$f":"$C4506&D4528","v":"TAS SpareD18"},null,{"$f":"IF(CommentaryInput!D4493=0,\"\",CommentaryInput!D4493)","v":""}]
[null,null,null,19,{"$f":"$C4506&D4529","v":"TAS SpareD19"},null,{"$f":"IF(CommentaryInput!D4494=0,\"\",CommentaryInput!D4494)","v":""}]
[null,null,null,20,{"$f":"$C4506&D4530","v":"TAS SpareD20"},null,{"$f":"IF(CommentaryInput!D4495=0,\"\",CommentaryInput!D4495)","v":""}]
[null,null,null,21,{"$f":"$C4506&D4531","v":"TAS SpareD21"},null,{"$f":"IF(CommentaryInput!D4496=0,\"\",CommentaryInput!D4496)","v":""}]
[null,null,null,22,{"$f":"$C4506&D4532","v":"TAS SpareD22"},null,{"$f":"IF(CommentaryInput!D4497=0,\"\",CommentaryInput!D4497)","v":""}]
[null,null,null,23,{"$f":"$C4506&D4533","v":"TAS SpareD23"},null,{"$f":"IF(CommentaryInput!D4498=0,\"\",CommentaryInput!D4498)","v":""}]
[null,null,null,24,{"$f":"$C4506&D4534","v":"TAS SpareD24"},null,{"$f":"IF(CommentaryInput!D4499=0,\"\",CommentaryInput!D4499)","v":""}]
[null,null,null,25,{"$f":"$C4506&D4535","v":"TAS SpareD25"},null,{"$f":"IF(CommentaryInput!D4500=0,\"\",CommentaryInput!D4500)","v":""}]
[]
[null,null,"TAS SpareE"]
[]
[null,null,null,null,null,null,"MAIN SECTORS"]
[null,null,null,1,{"$f":"$C4537&D4540","v":"TAS SpareE1"},null,{"$f":"IF(CommentaryInput!D4505=0,\"\",CommentaryInput!D4505)","v":""}]
[null,null,null,2,{"$f":"$C4537&D4541","v":"TAS SpareE2"},null,{"$f":"IF(CommentaryInput!D4506=0,\"\",CommentaryInput!D4506)","v":""}]
[null,null,null,3,{"$f":"$C4537&D4542","v":"TAS SpareE3"},null,{"$f":"IF(CommentaryInput!D4507=0,\"\",CommentaryInput!D4507)","v":""}]
[null,null,null,4,{"$f":"$C4537&D4543","v":"TAS SpareE4"},null,{"$f":"IF(CommentaryInput!D4508=0,\"\",CommentaryInput!D4508)","v":""}]
[null,null,null,5,{"$f":"$C4537&D4544","v":"TAS SpareE5"},null,{"$f":"IF(CommentaryInput!D4509=0,\"\",CommentaryInput!D4509)","v":""}]
[null,null,null,null,null,null,"MEDIUM SCENARIO"]
[null,null,null,null,null,null,"Summer"]
[null,null,null,8,{"$f":"$C4537&D4547","v":"TAS SpareE8"},null,{"$f":"IF(CommentaryInput!D4512=0,\"\",CommentaryInput!D4512)","v":""}]
[null,null,null,9,{"$f":"$C4537&D4548","v":"TAS SpareE9"},null,{"$f":"IF(CommentaryInput!D4513=0,\"\",CommentaryInput!D4513)","v":""}]
[null,null,null,10,{"$f":"$C4537&D4549","v":"TAS SpareE10"},null,{"$f":"IF(CommentaryInput!D4514=0,\"\",CommentaryInput!D4514)","v":""}]
[null,null,null,11,{"$f":"$C4537&D4550","v":"TAS SpareE11"},null,{"$f":"IF(CommentaryInput!D4515=0,\"\",CommentaryInput!D4515)","v":""}]
[null,null,null,12,{"$f":"$C4537&D4551","v":"TAS SpareE12"},null,{"$f":"IF(CommentaryInput!D4516=0,\"\",CommentaryInput!D4516)","v":""}]
[null,null,null,null,null,null,"Winter"]
[null,null,null,13,{"$f":"$C4537&D4553","v":"TAS SpareE13"},null,{"$f":"IF(CommentaryInput!D4518=0,\"\",CommentaryInput!D4518)","v":""}]
[null,null,null,14,{"$f":"$C4537&D4554","v":"TAS SpareE14"},null,{"$f":"IF(CommentaryInput!D4519=0,\"\",CommentaryInput!D4519)","v":""}]
[null,null,null,15,{"$f":"$C4537&D4555","v":"TAS SpareE15"},null,{"$f":"IF(CommentaryInput!D4520=0,\"\",CommentaryInput!D4520)","v":""}]
[null,null,null,16,{"$f":"$C4537&D4556","v":"TAS SpareE16"},null,{"$f":"IF(CommentaryInput!D4521=0,\"\",CommentaryInput!D4521)","v":""}]
[null,null,null,17,{"$f":"$C4537&D4557","v":"TAS SpareE17"},null,{"$f":"IF(CommentaryInput!D4522=0,\"\",CommentaryInput!D4522)","v":""}]
[null,null,null,null,null,null,"Other"]
[null,null,null,18,{"$f":"$C4537&D4559","v":"TAS SpareE18"},null,{"$f":"IF(CommentaryInput!D4524=0,\"\",CommentaryInput!D4524)","v":""}]
[null,null,null,19,{"$f":"$C4537&D4560","v":"TAS SpareE19"},null,{"$f":"IF(CommentaryInput!D4525=0,\"\",CommentaryInput!D4525)","v":""}]
[null,null,null,20,{"$f":"$C4537&D4561","v":"TAS SpareE20"},null,{"$f":"IF(CommentaryInput!D4526=0,\"\",CommentaryInput!D4526)","v":""}]
[null,null,null,21,{"$f":"$C4537&D4562","v":"TAS SpareE21"},null,{"$f":"IF(CommentaryInput!D4527=0,\"\",CommentaryInput!D4527)","v":""}]
[null,null,null,22,{"$f":"$C4537&D4563","v":"TAS SpareE22"},null,{"$f":"IF(CommentaryInput!D4528=0,\"\",CommentaryInput!D4528)","v":""}]
[null,null,null,23,{"$f":"$C4537&D4564","v":"TAS SpareE23"},null,{"$f":"IF(CommentaryInput!D4529=0,\"\",CommentaryInput!D4529)","v":""}]
[null,null,null,24,{"$f":"$C4537&D4565","v":"TAS SpareE24"},null,{"$f":"IF(CommentaryInput!D4530=0,\"\",CommentaryInput!D4530)","v":""}]
[null,null,null,25,{"$f":"$C4537&D4566","v":"TAS SpareE25"},null,{"$f":"IF(CommentaryInput!D4531=0,\"\",CommentaryInput!D4531)","v":""}]
[]
[null,null,"TAS SpareF"]
[]
[null,null,null,null,null,null,"MAIN SECTORS"]
[null,null,null,1,{"$f":"$C4568&D4571","v":"TAS SpareF1"},null,{"$f":"IF(CommentaryInput!D4536=0,\"\",CommentaryInput!D4536)","v":""}]
[null,null,null,2,{"$f":"$C4568&D4572","v":"TAS SpareF2"},null,{"$f":"IF(CommentaryInput!D4537=0,\"\",CommentaryInput!D4537)","v":""}]
[null,null,null,3,{"$f":"$C4568&D4573","v":"TAS SpareF3"},null,{"$f":"IF(CommentaryInput!D4538=0,\"\",CommentaryInput!D4538)","v":""}]
[null,null,null,4,{"$f":"$C4568&D4574","v":"TAS SpareF4"},null,{"$f":"IF(CommentaryInput!D4539=0,\"\",CommentaryInput!D4539)","v":""}]
[null,null,null,5,{"$f":"$C4568&D4575","v":"TAS SpareF5"},null,{"$f":"IF(CommentaryInput!D4540=0,\"\",CommentaryInput!D4540)","v":""}]
[null,null,null,null,null,null,"MEDIUM SCENARIO"]
[null,null,null,null,null,null,"Summer"]
[null,null,null,8,{"$f":"$C4568&D4578","v":"TAS SpareF8"},null,{"$f":"IF(CommentaryInput!D4543=0,\"\",CommentaryInput!D4543)","v":""}]
[null,null,null,9,{"$f":"$C4568&D4579","v":"TAS SpareF9"},null,{"$f":"IF(CommentaryInput!D4544=0,\"\",CommentaryInput!D4544)","v":""}]
[null,null,null,10,{"$f":"$C4568&D4580","v":"TAS SpareF10"},null,{"$f":"IF(CommentaryInput!D4545=0,\"\",CommentaryInput!D4545)","v":""}]
[null,null,null,11,{"$f":"$C4568&D4581","v":"TAS SpareF11"},null,{"$f":"IF(CommentaryInput!D4546=0,\"\",CommentaryInput!D4546)","v":""}]
[null,null,null,12,{"$f":"$C4568&D4582","v":"TAS SpareF12"},null,{"$f":"IF(CommentaryInput!D4547=0,\"\",CommentaryInput!D4547)","v":""}]
[null,null,null,null,null,null,"Winter"]
[null,null,null,13,{"$f":"$C4568&D4584","v":"TAS SpareF13"},null,{"$f":"IF(CommentaryInput!D4549=0,\"\",CommentaryInput!D4549)","v":""}]
[null,null,null,14,{"$f":"$C4568&D4585","v":"TAS SpareF14"},null,{"$f":"IF(CommentaryInput!D4550=0,\"\",CommentaryInput!D4550)","v":""}]
[null,null,null,15,{"$f":"$C4568&D4586","v":"TAS SpareF15"},null,{"$f":"IF(CommentaryInput!D4551=0,\"\",CommentaryInput!D4551)","v":""}]
[null,null,null,16,{"$f":"$C4568&D4587","v":"TAS SpareF16"},null,{"$f":"IF(CommentaryInput!D4552=0,\"\",CommentaryInput!D4552)","v":""}]
[null,null,null,17,{"$f":"$C4568&D4588","v":"TAS SpareF17"},null,{"$f":"IF(CommentaryInput!D4553=0,\"\",CommentaryInput!D4553)","v":""}]
[null,null,null,null,null,null,"Other"]
[null,null,null,18,{"$f":"$C4568&D4590","v":"TAS SpareF18"},null,{"$f":"IF(CommentaryInput!D4555=0,\"\",CommentaryInput!D4555)","v":""}]
[null,null,null,19,{"$f":"$C4568&D4591","v":"TAS SpareF19"},null,{"$f":"IF(CommentaryInput!D4556=0,\"\",CommentaryInput!D4556)","v":""}]
[null,null,null,20,{"$f":"$C4568&D4592","v":"TAS SpareF20"},null,{"$f":"IF(CommentaryInput!D4557=0,\"\",CommentaryInput!D4557)","v":""}]
[null,null,null,21,{"$f":"$C4568&D4593","v":"TAS SpareF21"},null,{"$f":"IF(CommentaryInput!D4558=0,\"\",CommentaryInput!D4558)","v":""}]
[null,null,null,22,{"$f":"$C4568&D4594","v":"TAS SpareF22"},null,{"$f":"IF(CommentaryInput!D4559=0,\"\",CommentaryInput!D4559)","v":""}]
[null,null,null,23,{"$f":"$C4568&D4595","v":"TAS SpareF23"},null,{"$f":"IF(CommentaryInput!D4560=0,\"\",CommentaryInput!D4560)","v":""}]
[null,null,null,24,{"$f":"$C4568&D4596","v":"TAS SpareF24"},null,{"$f":"IF(CommentaryInput!D4561=0,\"\",CommentaryInput!D4561)","v":""}]
[null,null,null,25,{"$f":"$C4568&D4597","v":"TAS SpareF25"},null,{"$f":"IF(CommentaryInput!D4562=0,\"\",CommentaryInput!D4562)","v":""}]
[]
[null,null,"TAS SpareG"]
[]
[null,null,null,null,null,null,"MAIN SECTORS"]
[null,null,null,1,{"$f":"$C4599&D4602","v":"TAS SpareG1"},null,{"$f":"IF(CommentaryInput!D4567=0,\"\",CommentaryInput!D4567)","v":""}]
[null,null,null,2,{"$f":"$C4599&D4603","v":"TAS SpareG2"},null,{"$f":"IF(CommentaryInput!D4568=0,\"\",CommentaryInput!D4568)","v":""}]
[null,null,null,3,{"$f":"$C4599&D4604","v":"TAS SpareG3"},null,{"$f":"IF(CommentaryInput!D4569=0,\"\",CommentaryInput!D4569)","v":""}]
[null,null,null,4,{"$f":"$C4599&D4605","v":"TAS SpareG4"},null,{"$f":"IF(CommentaryInput!D4570=0,\"\",CommentaryInput!D4570)","v":""}]
[null,null,null,5,{"$f":"$C4599&D4606","v":"TAS SpareG5"},null,{"$f":"IF(CommentaryInput!D4571=0,\"\",CommentaryInput!D4571)","v":""}]
[null,null,null,null,null,null,"MEDIUM SCENARIO"]
[null,null,null,null,null,null,"Summer"]
[null,null,null,8,{"$f":"$C4599&D4609","v":"TAS SpareG8"},null,{"$f":"IF(CommentaryInput!D4574=0,\"\",CommentaryInput!D4574)","v":""}]
[null,null,null,9,{"$f":"$C4599&D4610","v":"TAS SpareG9"},null,{"$f":"IF(CommentaryInput!D4575=0,\"\",CommentaryInput!D4575)","v":""}]
[null,null,null,10,{"$f":"$C4599&D4611","v":"TAS SpareG10"},null,{"$f":"IF(CommentaryInput!D4576=0,\"\",CommentaryInput!D4576)","v":""}]
[null,null,null,11,{"$f":"$C4599&D4612","v":"TAS SpareG11"},null,{"$f":"IF(CommentaryInput!D4577=0,\"\",CommentaryInput!D4577)","v":""}]
[null,null,null,12,{"$f":"$C4599&D4613","v":"TAS SpareG12"},null,{"$f":"IF(CommentaryInput!D4578=0,\"\",CommentaryInput!D4578)","v":""}]
[null,null,null,null,null,null,"Winter"]
[null,null,null,13,{"$f":"$C4599&D4615","v":"TAS SpareG13"},null,{"$f":"IF(CommentaryInput!D4580=0,\"\",CommentaryInput!D4580)","v":""}]
[null,null,null,14,{"$f":"$C4599&D4616","v":"TAS SpareG14"},null,{"$f":"IF(CommentaryInput!D4581=0,\"\",CommentaryInput!D4581)","v":""}]
[null,null,null,15,{"$f":"$C4599&D4617","v":"TAS SpareG15"},null,{"$f":"IF(CommentaryInput!D4582=0,\"\",CommentaryInput!D4582)","v":""}]
[null,null,null,16,{"$f":"$C4599&D4618","v":"TAS SpareG16"},null,{"$f":"IF(CommentaryInput!D4583=0,\"\",CommentaryInput!D4583)","v":""}]
[null,null,null,17,{"$f":"$C4599&D4619","v":"TAS SpareG17"},null,{"$f":"IF(CommentaryInput!D4584=0,\"\",CommentaryInput!D4584)","v":""}]
[null,null,null,null,null,null,"Other"]
[null,null,null,18,{"$f":"$C4599&D4621","v":"TAS SpareG18"},null,{"$f":"IF(CommentaryInput!D4586=0,\"\",CommentaryInput!D4586)","v":""}]
[null,null,null,19,{"$f":"$C4599&D4622","v":"TAS SpareG19"},null,{"$f":"IF(CommentaryInput!D4587=0,\"\",CommentaryInput!D4587)","v":""}]
[null,null,null,20,{"$f":"$C4599&D4623","v":"TAS SpareG20"},null,{"$f":"IF(CommentaryInput!D4588=0,\"\",CommentaryInput!D4588)","v":""}]
[null,null,null,21,{"$f":"$C4599&D4624","v":"TAS SpareG21"},null,{"$f":"IF(CommentaryInput!D4589=0,\"\",CommentaryInput!D4589)","v":""}]
[null,null,null,22,{"$f":"$C4599&D4625","v":"TAS SpareG22"},null,{"$f":"IF(CommentaryInput!D4590=0,\"\",CommentaryInput!D4590)","v":""}]
[null,null,null,23,{"$f":"$C4599&D4626","v":"TAS SpareG23"},null,{"$f":"IF(CommentaryInput!D4591=0,\"\",CommentaryInput!D4591)","v":""}]
[null,null,null,24,{"$f":"$C4599&D4627","v":"TAS SpareG24"},null,{"$f":"IF(CommentaryInput!D4592=0,\"\",CommentaryInput!D4592)","v":""}]
[null,null,null,25,{"$f":"$C4599&D4628","v":"TAS SpareG25"},null,{"$f":"IF(CommentaryInput!D4593=0,\"\",CommentaryInput!D4593)","v":""}]
[]
[null,null,"TAS SpareH"]
[]
[null,null,null,null,null,null,"MAIN SECTORS"]
[null,null,null,1,{"$f":"$C4630&D4633","v":"TAS SpareH1"},null,{"$f":"IF(CommentaryInput!D4598=0,\"\",CommentaryInput!D4598)","v":""}]
[null,null,null,2,{"$f":"$C4630&D4634","v":"TAS SpareH2"},null,{"$f":"IF(CommentaryInput!D4599=0,\"\",CommentaryInput!D4599)","v":""}]
[null,null,null,3,{"$f":"$C4630&D4635","v":"TAS SpareH3"},null,{"$f":"IF(CommentaryInput!D4600=0,\"\",CommentaryInput!D4600)","v":""}]
[null,null,null,4,{"$f":"$C4630&D4636","v":"TAS SpareH4"},null,{"$f":"IF(CommentaryInput!D4601=0,\"\",CommentaryInput!D4601)","v":""}]
[null,null,null,5,{"$f":"$C4630&D4637","v":"TAS SpareH5"},null,{"$f":"IF(CommentaryInput!D4602=0,\"\",CommentaryInput!D4602)","v":""}]
[null,null,null,null,null,null,"MEDIUM SCENARIO"]
[null,null,null,null,null,null,"Summer"]
[null,null,null,8,{"$f":"$C4630&D4640","v":"TAS SpareH8"},null,{"$f":"IF(CommentaryInput!D4605=0,\"\",CommentaryInput!D4605)","v":""}]
[null,null,null,9,{"$f":"$C4630&D4641","v":"TAS SpareH9"},null,{"$f":"IF(CommentaryInput!D4606=0,\"\",CommentaryInput!D4606)","v":""}]
[null,null,null,10,{"$f":"$C4630&D4642","v":"TAS SpareH10"},null,{"$f":"IF(CommentaryInput!D4607=0,\"\",CommentaryInput!D4607)","v":""}]
[null,null,null,11,{"$f":"$C4630&D4643","v":"TAS SpareH11"},null,{"$f":"IF(CommentaryInput!D4608=0,\"\",CommentaryInput!D4608)","v":""}]
[null,null,null,12,{"$f":"$C4630&D4644","v":"TAS SpareH12"},null,{"$f":"IF(CommentaryInput!D4609=0,\"\",CommentaryInput!D4609)","v":""}]
[null,null,null,null,null,null,"Winter"]
[null,null,null,13,{"$f":"$C4630&D4646","v":"TAS SpareH13"},null,{"$f":"IF(CommentaryInput!D4611=0,\"\",CommentaryInput!D4611)","v":""}]
[null,null,null,14,{"$f":"$C4630&D4647","v":"TAS SpareH14"},null,{"$f":"IF(CommentaryInput!D4612=0,\"\",CommentaryInput!D4612)","v":""}]
[null,null,null,15,{"$f":"$C4630&D4648","v":"TAS SpareH15"},null,{"$f":"IF(CommentaryInput!D4613=0,\"\",CommentaryInput!D4613)","v":""}]
[null,null,null,16,{"$f":"$C4630&D4649","v":"TAS SpareH16"},null,{"$f":"IF(CommentaryInput!D4614=0,\"\",CommentaryInput!D4614)","v":""}]
[null,null,null,17,{"$f":"$C4630&D4650","v":"TAS SpareH17"},null,{"$f":"IF(CommentaryInput!D4615=0,\"\",CommentaryInput!D4615)","v":""}]
[null,null,null,null,null,null,"Other"]
[null,null,null,18,{"$f":"$C4630&D4652","v":"TAS SpareH18"},null,{"$f":"IF(CommentaryInput!D4617=0,\"\",CommentaryInput!D4617)","v":""}]
[null,null,null,19,{"$f":"$C4630&D4653","v":"TAS SpareH19"},null,{"$f":"IF(CommentaryInput!D4618=0,\"\",CommentaryInput!D4618)","v":""}]
[null,null,null,20,{"$f":"$C4630&D4654","v":"TAS SpareH20"},null,{"$f":"IF(CommentaryInput!D4619=0,\"\",CommentaryInput!D4619)","v":""}]
[null,null,null,21,{"$f":"$C4630&D4655","v":"TAS SpareH21"},null,{"$f":"IF(CommentaryInput!D4620=0,\"\",CommentaryInput!D4620)","v":""}]
[null,null,null,22,{"$f":"$C4630&D4656","v":"TAS SpareH22"},null,{"$f":"IF(CommentaryInput!D4621=0,\"\",CommentaryInput!D4621)","v":""}]
[null,null,null,23,{"$f":"$C4630&D4657","v":"TAS SpareH23"},null,{"$f":"IF(CommentaryInput!D4622=0,\"\",CommentaryInput!D4622)","v":""}]
[null,null,null,24,{"$f":"$C4630&D4658","v":"TAS SpareH24"},null,{"$f":"IF(CommentaryInput!D4623=0,\"\",CommentaryInput!D4623)","v":""}]
[null,null,null,25,{"$f":"$C4630&D4659","v":"TAS SpareH25"},null,{"$f":"IF(CommentaryInput!D4624=0,\"\",CommentaryInput!D4624)","v":""}]
[]
[null,null,"TAS SpareI"]
[]
[null,null,null,null,null,null,"MAIN SECTORS"]
[null,null,null,1,{"$f":"$C4661&D4664","v":"TAS SpareI1"},null,{"$f":"IF(CommentaryInput!D4629=0,\"\",CommentaryInput!D4629)","v":""}]
[null,null,null,2,{"$f":"$C4661&D4665","v":"TAS SpareI2"},null,{"$f":"IF(CommentaryInput!D4630=0,\"\",CommentaryInput!D4630)","v":""}]
[null,null,null,3,{"$f":"$C4661&D4666","v":"TAS SpareI3"},null,{"$f":"IF(CommentaryInput!D4631=0,\"\",CommentaryInput!D4631)","v":""}]
[null,null,null,4,{"$f":"$C4661&D4667","v":"TAS SpareI4"},null,{"$f":"IF(CommentaryInput!D4632=0,\"\",CommentaryInput!D4632)","v":""}]
[null,null,null,5,{"$f":"$C4661&D4668","v":"TAS SpareI5"},null,{"$f":"IF(CommentaryInput!D4633=0,\"\",CommentaryInput!D4633)","v":""}]
[null,null,null,null,null,null,"MEDIUM SCENARIO"]
[null,null,null,null,null,null,"Summer"]
[null,null,null,8,{"$f":"$C4661&D4671","v":"TAS SpareI8"},null,{"$f":"IF(CommentaryInput!D4636=0,\"\",CommentaryInput!D4636)","v":""}]
[null,null,null,9,{"$f":"$C4661&D4672","v":"TAS SpareI9"},null,{"$f":"IF(CommentaryInput!D4637=0,\"\",CommentaryInput!D4637)","v":""}]
[null,null,null,10,{"$f":"$C4661&D4673","v":"TAS SpareI10"},null,{"$f":"IF(CommentaryInput!D4638=0,\"\",CommentaryInput!D4638)","v":""}]
[null,null,null,11,{"$f":"$C4661&D4674","v":"TAS SpareI11"},null,{"$f":"IF(CommentaryInput!D4639=0,\"\",CommentaryInput!D4639)","v":""}]
[null,null,null,12,{"$f":"$C4661&D4675","v":"TAS SpareI12"},null,{"$f":"IF(CommentaryInput!D4640=0,\"\",CommentaryInput!D4640)","v":""}]
[null,null,null,null,null,null,"Winter"]
[null,null,null,13,{"$f":"$C4661&D4677","v":"TAS SpareI13"},null,{"$f":"IF(CommentaryInput!D4642=0,\"\",CommentaryInput!D4642)","v":""}]
[null,null,null,14,{"$f":"$C4661&D4678","v":"TAS SpareI14"},null,{"$f":"IF(CommentaryInput!D4643=0,\"\",CommentaryInput!D4643)","v":""}]
[null,null,null,15,{"$f":"$C4661&D4679","v":"TAS SpareI15"},null,{"$f":"IF(CommentaryInput!D4644=0,\"\",CommentaryInput!D4644)","v":""}]
[null,null,null,16,{"$f":"$C4661&D4680","v":"TAS SpareI16"},null,{"$f":"IF(CommentaryInput!D4645=0,\"\",CommentaryInput!D4645)","v":""}]
[null,null,null,17,{"$f":"$C4661&D4681","v":"TAS SpareI17"},null,{"$f":"IF(CommentaryInput!D4646=0,\"\",CommentaryInput!D4646)","v":""}]
[null,null,null,null,null,null,"Other"]
[null,null,null,18,{"$f":"$C4661&D4683","v":"TAS SpareI18"},null,{"$f":"IF(CommentaryInput!D4648=0,\"\",CommentaryInput!D4648)","v":""}]
[null,null,null,19,{"$f":"$C4661&D4684","v":"TAS SpareI19"},null,{"$f":"IF(CommentaryInput!D4649=0,\"\",CommentaryInput!D4649)","v":""}]
[null,null,null,20,{"$f":"$C4661&D4685","v":"TAS SpareI20"},null,{"$f":"IF(CommentaryInput!D4650=0,\"\",CommentaryInput!D4650)","v":""}]
[null,null,null,21,{"$f":"$C4661&D4686","v":"TAS SpareI21"},null,{"$f":"IF(CommentaryInput!D4651=0,\"\",CommentaryInput!D4651)","v":""}]
[null,null,null,22,{"$f":"$C4661&D4687","v":"TAS SpareI22"},null,{"$f":"IF(CommentaryInput!D4652=0,\"\",CommentaryInput!D4652)","v":""}]
[null,null,null,23,{"$f":"$C4661&D4688","v":"TAS SpareI23"},null,{"$f":"IF(CommentaryInput!D4653=0,\"\",CommentaryInput!D4653)","v":""}]
[null,null,null,24,{"$f":"$C4661&D4689","v":"TAS SpareI24"},null,{"$f":"IF(CommentaryInput!D4654=0,\"\",CommentaryInput!D4654)","v":""}]
[null,null,null,25,{"$f":"$C4661&D4690","v":"TAS SpareI25"},null,{"$f":"IF(CommentaryInput!D4655=0,\"\",CommentaryInput!D4655)","v":""}]
[]
[null,null,"TAS SpareJ"]
[]
[null,null,null,null,null,null,"MAIN SECTORS"]
[null,null,null,1,{"$f":"$C4692&D4695","v":"TAS SpareJ1"},null,{"$f":"IF(CommentaryInput!D4660=0,\"\",CommentaryInput!D4660)","v":""}]
[null,null,null,2,{"$f":"$C4692&D4696","v":"TAS SpareJ2"},null,{"$f":"IF(CommentaryInput!D4661=0,\"\",CommentaryInput!D4661)","v":""}]
[null,null,null,3,{"$f":"$C4692&D4697","v":"TAS SpareJ3"},null,{"$f":"IF(CommentaryInput!D4662=0,\"\",CommentaryInput!D4662)","v":""}]
[null,null,null,4,{"$f":"$C4692&D4698","v":"TAS SpareJ4"},null,{"$f":"IF(CommentaryInput!D4663=0,\"\",CommentaryInput!D4663)","v":""}]
[null,null,null,5,{"$f":"$C4692&D4699","v":"TAS SpareJ5"},null,{"$f":"IF(CommentaryInput!D4664=0,\"\",CommentaryInput!D4664)","v":""}]
[null,null,null,null,null,null,"MEDIUM SCENARIO"]
[null,null,null,null,null,null,"Summer"]
[null,null,null,8,{"$f":"$C4692&D4702","v":"TAS SpareJ8"},null,{"$f":"IF(CommentaryInput!D4667=0,\"\",CommentaryInput!D4667)","v":""}]
[null,null,null,9,{"$f":"$C4692&D4703","v":"TAS SpareJ9"},null,{"$f":"IF(CommentaryInput!D4668=0,\"\",CommentaryInput!D4668)","v":""}]
[null,null,null,10,{"$f":"$C4692&D4704","v":"TAS SpareJ10"},null,{"$f":"IF(CommentaryInput!D4669=0,\"\",CommentaryInput!D4669)","v":""}]
[null,null,null,11,{"$f":"$C4692&D4705","v":"TAS SpareJ11"},null,{"$f":"IF(CommentaryInput!D4670=0,\"\",CommentaryInput!D4670)","v":""}]
[null,null,null,12,{"$f":"$C4692&D4706","v":"TAS SpareJ12"},null,{"$f":"IF(CommentaryInput!D4671=0,\"\",CommentaryInput!D4671)","v":""}]
[null,null,null,null,null,null,"Winter"]
[null,null,null,13,{"$f":"$C4692&D4708","v":"TAS SpareJ13"},null,{"$f":"IF(CommentaryInput!D4673=0,\"\",CommentaryInput!D4673)","v":""}]
[null,null,null,14,{"$f":"$C4692&D4709","v":"TAS SpareJ14"},null,{"$f":"IF(CommentaryInput!D4674=0,\"\",CommentaryInput!D4674)","v":""}]
[null,null,null,15,{"$f":"$C4692&D4710","v":"TAS SpareJ15"},null,{"$f":"IF(CommentaryInput!D4675=0,\"\",CommentaryInput!D4675)","v":""}]
[null,null,null,16,{"$f":"$C4692&D4711","v":"TAS SpareJ16"},null,{"$f":"IF(CommentaryInput!D4676=0,\"\",CommentaryInput!D4676)","v":""}]
[null,null,null,17,{"$f":"$C4692&D4712","v":"TAS SpareJ17"},null,{"$f":"IF(CommentaryInput!D4677=0,\"\",CommentaryInput!D4677)","v":""}]
[null,null,null,null,null,null,"Other"]
[null,null,null,18,{"$f":"$C4692&D4714","v":"TAS SpareJ18"},null,{"$f":"IF(CommentaryInput!D4679=0,\"\",CommentaryInput!D4679)","v":""}]
[null,null,null,19,{"$f":"$C4692&D4715","v":"TAS SpareJ19"},null,{"$f":"IF(CommentaryInput!D4680=0,\"\",CommentaryInput!D4680)","v":""}]
[null,null,null,20,{"$f":"$C4692&D4716","v":"TAS SpareJ20"},null,{"$f":"IF(CommentaryInput!D4681=0,\"\",CommentaryInput!D4681)","v":""}]
[null,null,null,21,{"$f":"$C4692&D4717","v":"TAS SpareJ21"},null,{"$f":"IF(CommentaryInput!D4682=0,\"\",CommentaryInput!D4682)","v":""}]
[null,null,null,22,{"$f":"$C4692&D4718","v":"TAS SpareJ22"},null,{"$f":"IF(CommentaryInput!D4683=0,\"\",CommentaryInput!D4683)","v":""}]
[null,null,null,23,{"$f":"$C4692&D4719","v":"TAS SpareJ23"},null,{"$f":"IF(CommentaryInput!D4684=0,\"\",CommentaryInput!D4684)","v":""}]
[null,null,null,24,{"$f":"$C4692&D4720","v":"TAS SpareJ24"},null,{"$f":"IF(CommentaryInput!D4685=0,\"\",CommentaryInput!D4685)","v":""}]
[null,null,null,25,{"$f":"$C4692&D4721","v":"TAS SpareJ25"},null,{"$f":"IF(CommentaryInput!D4686=0,\"\",CommentaryInput!D4686)","v":""}]
[]
[null,null,"TAS SpareK"]
[]
[null,null,null,null,null,null,"MAIN SECTORS"]
[null,null,null,1,{"$f":"$C4723&D4726","v":"TAS SpareK1"},null,{"$f":"IF(CommentaryInput!D4691=0,\"\",CommentaryInput!D4691)","v":""}]
[null,null,null,2,{"$f":"$C4723&D4727","v":"TAS SpareK2"},null,{"$f":"IF(CommentaryInput!D4692=0,\"\",CommentaryInput!D4692)","v":""}]
[null,null,null,3,{"$f":"$C4723&D4728","v":"TAS SpareK3"},null,{"$f":"IF(CommentaryInput!D4693=0,\"\",CommentaryInput!D4693)","v":""}]
[null,null,null,4,{"$f":"$C4723&D4729","v":"TAS SpareK4"},null,{"$f":"IF(CommentaryInput!D4694=0,\"\",CommentaryInput!D4694)","v":""}]
[null,null,null,5,{"$f":"$C4723&D4730","v":"TAS SpareK5"},null,{"$f":"IF(CommentaryInput!D4695=0,\"\",CommentaryInput!D4695)","v":""}]
[null,null,null,null,null,null,"MEDIUM SCENARIO"]
[null,null,null,null,null,null,"Summer"]
[null,null,null,8,{"$f":"$C4723&D4733","v":"TAS SpareK8"},null,{"$f":"IF(CommentaryInput!D4698=0,\"\",CommentaryInput!D4698)","v":""}]
[null,null,null,9,{"$f":"$C4723&D4734","v":"TAS SpareK9"},null,{"$f":"IF(CommentaryInput!D4699=0,\"\",CommentaryInput!D4699)","v":""}]
[null,null,null,10,{"$f":"$C4723&D4735","v":"TAS SpareK10"},null,{"$f":"IF(CommentaryInput!D4700=0,\"\",CommentaryInput!D4700)","v":""}]
[null,null,null,11,{"$f":"$C4723&D4736","v":"TAS SpareK11"},null,{"$f":"IF(CommentaryInput!D4701=0,\"\",CommentaryInput!D4701)","v":""}]
[null,null,null,12,{"$f":"$C4723&D4737","v":"TAS SpareK12"},null,{"$f":"IF(CommentaryInput!D4702=0,\"\",CommentaryInput!D4702)","v":""}]
[null,null,null,null,null,null,"Winter"]
[null,null,null,13,{"$f":"$C4723&D4739","v":"TAS SpareK13"},null,{"$f":"IF(CommentaryInput!D4704=0,\"\",CommentaryInput!D4704)","v":""}]
[null,null,null,14,{"$f":"$C4723&D4740","v":"TAS SpareK14"},null,{"$f":"IF(CommentaryInput!D4705=0,\"\",CommentaryInput!D4705)","v":""}]
[null,null,null,15,{"$f":"$C4723&D4741","v":"TAS SpareK15"},null,{"$f":"IF(CommentaryInput!D4706=0,\"\",CommentaryInput!D4706)","v":""}]
[null,null,null,16,{"$f":"$C4723&D4742","v":"TAS SpareK16"},null,{"$f":"IF(CommentaryInput!D4707=0,\"\",CommentaryInput!D4707)","v":""}]
[null,null,null,17,{"$f":"$C4723&D4743","v":"TAS SpareK17"},null,{"$f":"IF(CommentaryInput!D4708=0,\"\",CommentaryInput!D4708)","v":""}]
[null,null,null,null,null,null,"Other"]
[null,null,null,18,{"$f":"$C4723&D4745","v":"TAS SpareK18"},null,{"$f":"IF(CommentaryInput!D4710=0,\"\",CommentaryInput!D4710)","v":""}]
[null,null,null,19,{"$f":"$C4723&D4746","v":"TAS SpareK19"},null,{"$f":"IF(CommentaryInput!D4711=0,\"\",CommentaryInput!D4711)","v":""}]
[null,null,null,20,{"$f":"$C4723&D4747","v":"TAS SpareK20"},null,{"$f":"IF(CommentaryInput!D4712=0,\"\",CommentaryInput!D4712)","v":""}]
[null,null,null,21,{"$f":"$C4723&D4748","v":"TAS SpareK21"},null,{"$f":"IF(CommentaryInput!D4713=0,\"\",CommentaryInput!D4713)","v":""}]
[null,null,null,22,{"$f":"$C4723&D4749","v":"TAS SpareK22"},null,{"$f":"IF(CommentaryInput!D4714=0,\"\",CommentaryInput!D4714)","v":""}]
[null,null,null,23,{"$f":"$C4723&D4750","v":"TAS SpareK23"},null,{"$f":"IF(CommentaryInput!D4715=0,\"\",CommentaryInput!D4715)","v":""}]
[null,null,null,24,{"$f":"$C4723&D4751","v":"TAS SpareK24"},null,{"$f":"IF(CommentaryInput!D4716=0,\"\",CommentaryInput!D4716)","v":""}]
[null,null,null,25,{"$f":"$C4723&D4752","v":"TAS SpareK25"},null,{"$f":"IF(CommentaryInput!D4717=0,\"\",CommentaryInput!D4717)","v":""}]
[]
[null,null,"TAS SpareL"]
[]
[null,null,null,null,null,null,"MAIN SECTORS"]
[null,null,null,1,{"$f":"$C4754&D4757","v":"TAS SpareL1"},null,{"$f":"IF(CommentaryInput!D4722=0,\"\",CommentaryInput!D4722)","v":""}]
[null,null,null,2,{"$f":"$C4754&D4758","v":"TAS SpareL2"},null,{"$f":"IF(CommentaryInput!D4723=0,\"\",CommentaryInput!D4723)","v":""}]
[null,null,null,3,{"$f":"$C4754&D4759","v":"TAS SpareL3"},null,{"$f":"IF(CommentaryInput!D4724=0,\"\",CommentaryInput!D4724)","v":""}]
[null,null,null,4,{"$f":"$C4754&D4760","v":"TAS SpareL4"},null,{"$f":"IF(CommentaryInput!D4725=0,\"\",CommentaryInput!D4725)","v":""}]
[null,null,null,5,{"$f":"$C4754&D4761","v":"TAS SpareL5"},null,{"$f":"IF(CommentaryInput!D4726=0,\"\",CommentaryInput!D4726)","v":""}]
[null,null,null,null,null,null,"MEDIUM SCENARIO"]
[null,null,null,null,null,null,"Summer"]
[null,null,null,8,{"$f":"$C4754&D4764","v":"TAS SpareL8"},null,{"$f":"IF(CommentaryInput!D4729=0,\"\",CommentaryInput!D4729)","v":""}]
[null,null,null,9,{"$f":"$C4754&D4765","v":"TAS SpareL9"},null,{"$f":"IF(CommentaryInput!D4730=0,\"\",CommentaryInput!D4730)","v":""}]
[null,null,null,10,{"$f":"$C4754&D4766","v":"TAS SpareL10"},null,{"$f":"IF(CommentaryInput!D4731=0,\"\",CommentaryInput!D4731)","v":""}]
[null,null,null,11,{"$f":"$C4754&D4767","v":"TAS SpareL11"},null,{"$f":"IF(CommentaryInput!D4732=0,\"\",CommentaryInput!D4732)","v":""}]
[null,null,null,12,{"$f":"$C4754&D4768","v":"TAS SpareL12"},null,{"$f":"IF(CommentaryInput!D4733=0,\"\",CommentaryInput!D4733)","v":""}]
[null,null,null,null,null,null,"Winter"]
[null,null,null,13,{"$f":"$C4754&D4770","v":"TAS SpareL13"},null,{"$f":"IF(CommentaryInput!D4735=0,\"\",CommentaryInput!D4735)","v":""}]
[null,null,null,14,{"$f":"$C4754&D4771","v":"TAS SpareL14"},null,{"$f":"IF(CommentaryInput!D4736=0,\"\",CommentaryInput!D4736)","v":""}]
[null,null,null,15,{"$f":"$C4754&D4772","v":"TAS SpareL15"},null,{"$f":"IF(CommentaryInput!D4737=0,\"\",CommentaryInput!D4737)","v":""}]
[null,null,null,16,{"$f":"$C4754&D4773","v":"TAS SpareL16"},null,{"$f":"IF(CommentaryInput!D4738=0,\"\",CommentaryInput!D4738)","v":""}]
[null,null,null,17,{"$f":"$C4754&D4774","v":"TAS SpareL17"},null,{"$f":"IF(CommentaryInput!D4739=0,\"\",CommentaryInput!D4739)","v":""}]
[null,null,null,null,null,null,"Other"]
[null,null,null,18,{"$f":"$C4754&D4776","v":"TAS SpareL18"},null,{"$f":"IF(CommentaryInput!D4741=0,\"\",CommentaryInput!D4741)","v":""}]
[null,null,null,19,{"$f":"$C4754&D4777","v":"TAS SpareL19"},null,{"$f":"IF(CommentaryInput!D4742=0,\"\",CommentaryInput!D4742)","v":""}]
[null,null,null,20,{"$f":"$C4754&D4778","v":"TAS SpareL20"},null,{"$f":"IF(CommentaryInput!D4743=0,\"\",CommentaryInput!D4743)","v":""}]
[null,null,null,21,{"$f":"$C4754&D4779","v":"TAS SpareL21"},null,{"$f":"IF(CommentaryInput!D4744=0,\"\",CommentaryInput!D4744)","v":""}]
[null,null,null,22,{"$f":"$C4754&D4780","v":"TAS SpareL22"},null,{"$f":"IF(CommentaryInput!D4745=0,\"\",CommentaryInput!D4745)","v":""}]
[null,null,null,23,{"$f":"$C4754&D4781","v":"TAS SpareL23"},null,{"$f":"IF(CommentaryInput!D4746=0,\"\",CommentaryInput!D4746)","v":""}]
[null,null,null,24,{"$f":"$C4754&D4782","v":"TAS SpareL24"},null,{"$f":"IF(CommentaryInput!D4747=0,\"\",CommentaryInput!D4747)","v":""}]
[null,null,null,25,{"$f":"$C4754&D4783","v":"TAS SpareL25"},null,{"$f":"IF(CommentaryInput!D4748=0,\"\",CommentaryInput!D4748)","v":""}]
[]
[null,null,"TAS SpareM"]
[]
[null,null,null,null,null,null,"MAIN SECTORS"]
[null,null,null,1,{"$f":"$C4785&D4788","v":"TAS SpareM1"},null,{"$f":"IF(CommentaryInput!D4753=0,\"\",CommentaryInput!D4753)","v":""}]
[null,null,null,2,{"$f":"$C4785&D4789","v":"TAS SpareM2"},null,{"$f":"IF(CommentaryInput!D4754=0,\"\",CommentaryInput!D4754)","v":""}]
[null,null,null,3,{"$f":"$C4785&D4790","v":"TAS SpareM3"},null,{"$f":"IF(CommentaryInput!D4755=0,\"\",CommentaryInput!D4755)","v":""}]
[null,null,null,4,{"$f":"$C4785&D4791","v":"TAS SpareM4"},null,{"$f":"IF(CommentaryInput!D4756=0,\"\",CommentaryInput!D4756)","v":""}]
[null,null,null,5,{"$f":"$C4785&D4792","v":"TAS SpareM5"},null,{"$f":"IF(CommentaryInput!D4757=0,\"\",CommentaryInput!D4757)","v":""}]
[null,null,null,null,null,null,"MEDIUM SCENARIO"]
[null,null,null,null,null,null,"Summer"]
[null,null,null,8,{"$f":"$C4785&D4795","v":"TAS SpareM8"},null,{"$f":"IF(CommentaryInput!D4760=0,\"\",CommentaryInput!D4760)","v":""}]
[null,null,null,9,{"$f":"$C4785&D4796","v":"TAS SpareM9"},null,{"$f":"IF(CommentaryInput!D4761=0,\"\",CommentaryInput!D4761)","v":""}]
[null,null,null,10,{"$f":"$C4785&D4797","v":"TAS SpareM10"},null,{"$f":"IF(CommentaryInput!D4762=0,\"\",CommentaryInput!D4762)","v":""}]
[null,null,null,11,{"$f":"$C4785&D4798","v":"TAS SpareM11"},null,{"$f":"IF(CommentaryInput!D4763=0,\"\",CommentaryInput!D4763)","v":""}]
[null,null,null,12,{"$f":"$C4785&D4799","v":"TAS SpareM12"},null,{"$f":"IF(CommentaryInput!D4764=0,\"\",CommentaryInput!D4764)","v":""}]
[null,null,null,null,null,null,"Winter"]
[null,null,null,13,{"$f":"$C4785&D4801","v":"TAS SpareM13"},null,{"$f":"IF(CommentaryInput!D4766=0,\"\",CommentaryInput!D4766)","v":""}]
[null,null,null,14,{"$f":"$C4785&D4802","v":"TAS SpareM14"},null,{"$f":"IF(CommentaryInput!D4767=0,\"\",CommentaryInput!D4767)","v":""}]
[null,null,null,15,{"$f":"$C4785&D4803","v":"TAS SpareM15"},null,{"$f":"IF(CommentaryInput!D4768=0,\"\",CommentaryInput!D4768)","v":""}]
[null,null,null,16,{"$f":"$C4785&D4804","v":"TAS SpareM16"},null,{"$f":"IF(CommentaryInput!D4769=0,\"\",CommentaryInput!D4769)","v":""}]
[null,null,null,17,{"$f":"$C4785&D4805","v":"TAS SpareM17"},null,{"$f":"IF(CommentaryInput!D4770=0,\"\",CommentaryInput!D4770)","v":""}]
[null,null,null,null,null,null,"Other"]
[null,null,null,18,{"$f":"$C4785&D4807","v":"TAS SpareM18"},null,{"$f":"IF(CommentaryInput!D4772=0,\"\",CommentaryInput!D4772)","v":""}]
[null,null,null,19,{"$f":"$C4785&D4808","v":"TAS SpareM19"},null,{"$f":"IF(CommentaryInput!D4773=0,\"\",CommentaryInput!D4773)","v":""}]
[null,null,null,20,{"$f":"$C4785&D4809","v":"TAS SpareM20"},null,{"$f":"IF(CommentaryInput!D4774=0,\"\",CommentaryInput!D4774)","v":""}]
[null,null,null,21,{"$f":"$C4785&D4810","v":"TAS SpareM21"},null,{"$f":"IF(CommentaryInput!D4775=0,\"\",CommentaryInput!D4775)","v":""}]
[null,null,null,22,{"$f":"$C4785&D4811","v":"TAS SpareM22"},null,{"$f":"IF(CommentaryInput!D4776=0,\"\",CommentaryInput!D4776)","v":""}]
[null,null,null,23,{"$f":"$C4785&D4812","v":"TAS SpareM23"},null,{"$f":"IF(CommentaryInput!D4777=0,\"\",CommentaryInput!D4777)","v":""}]
[null,null,null,24,{"$f":"$C4785&D4813","v":"TAS SpareM24"},null,{"$f":"IF(CommentaryInput!D4778=0,\"\",CommentaryInput!D4778)","v":""}]
[null,null,null,25,{"$f":"$C4785&D4814","v":"TAS SpareM25"},null,{"$f":"IF(CommentaryInput!D4779=0,\"\",CommentaryInput!D4779)","v":""}]

{"sheet":"DataInput","index":4,"n_rows":11756,"n_cols":12,"rows_kept":4500,"cut":true,"hidden":true,"merged":[],"bounds":{"rows_first":2000,"rows_last":500,"rows_between":2000,"halvings":0}}
[]
[null,"Last date updated",null,"2016-06-24"]
[]
[null,"Region","cpID","Name","DB/DNSP","Season","reconciled","Year","Percentile","MW","divFactor"]
[]
[]
[]
[]
[]
[]
[null,"SA","ADEL","Adelaide Central","SAPN","Summer","Non-Coincident",2017,"POE10",203.074581896664,0.87135767955410803]
[null,"SA","ADEL","Adelaide Central","SAPN","Summer","Non-Coincident",2018,"POE10",200.50645986048301,0.863073338771295]
[null,"SA","ADEL","Adelaide Central","SAPN","Summer","Non-Coincident",2019,"POE10",198.82741779639699,0.86948279952821395]
[null,"SA","ADEL","Adelaide Central","SAPN","Summer","Non-Coincident",2020,"POE10",191.707153480594,0.86285495089101905]
[null,"SA","ADEL","Adelaide Central","SAPN","Summer","Non-Coincident",2021,"POE10",185.41692067037999,0.87202886391765699]
[null,"SA","ADEL","Adelaide Central","SAPN","Summer","Non-Coincident",2022,"POE10",179.56556643064999,0.87212688388393]
[null,"SA","ADEL","Adelaide Central","SAPN","Summer","Non-Coincident",2023,"POE10",175.55698309308499,0.87223537722106104]
[null,"SA","ADEL","Adelaide Central","SAPN","Summer","Non-Coincident",2024,"POE10",173.49630564437101,0.87234293873173696]
[null,"SA","ADEL","Adelaide Central","SAPN","Summer","Non-Coincident",2025,"POE10",170.18003939448801,0.87245048440694095]
[null,"SA","ADEL","Adelaide Central","SAPN","Summer","Non-Coincident",2026,"POE10",165.93332163394101,0.87255573718207502]
[null,"SA","ADEL","Adelaide Central","SAPN","Summer","Non-Coincident",2017,"POE50",191.25946265117599,0.84648707363113995]
[null,"SA","ADEL","Adelaide Central","SAPN","Summer","Non-Coincident",2018,"POE50",188.76793552613,0.83830094285716705]
[null,"SA","ADEL","Adelaide Central","SAPN","Summer","Non-Coincident",2019,"POE50",184.94867036292001,0.83457931550658104]
[null,"SA","ADEL","Adelaide Central","SAPN","Summer","Non-Coincident",2020,"POE50",179.285699049426,0.83641905645811598]
[null,"SA","ADEL","Adelaide Central","SAPN","Summer","Non-Coincident",2021,"POE50",174.05669070287601,0.84714163872761294]
[null,"SA","ADEL","Adelaide Central","SAPN","Summer","Non-Coincident",2022,"POE50",167.23392698037901,0.847248627164635]
[null,"SA","ADEL","Adelaide Central","SAPN","Summer","Non-Coincident",2023,"POE50",164.67016871593501,0.84735392917614405]
[null,"SA","ADEL","Adelaide Central","SAPN","Summer","Non-Coincident",2024,"POE50",162.431876545134,0.84746091484779795]
[null,"SA","ADEL","Adelaide Central","SAPN","Summer","Non-Coincident",2025,"POE50",160.91626380664599,0.84756306183234098]
[null,"SA","ADEL","Adelaide Central","SAPN","Summer","Non-Coincident",2026,"POE50",158.585815224057,0.84765741013419504]
[null,"SA","ADEL","Adelaide Central","SAPN","Winter","Non-Coincident",2016,"POE10",122.781892400522,0.74259744183649901]
[null,"SA","ADEL","Adelaide Central","SAPN","Winter","Non-Coincident",2017,"POE10",121.765840279972,0.74115408366594604]
[null,"SA","ADEL","Adelaide Central","SAPN","Winter","Non-Coincident",2018,"POE10",120.863461633269,0.742277999760944]
[null,"SA","ADEL","Adelaide Central","SAPN","Winter","Non-Coincident",2019,"POE10",120.828737471682,0.74474745926733299]
[null,"SA","ADEL","Adelaide Central","SAPN","Winter","Non-Coincident",2020,"POE10",120.368733473297,0.74381154575034703]
[null,"SA","ADEL","Adelaide Central","SAPN","Winter","Non-Coincident",2021,"POE10",119.841638370243,0.74385153727821596]
[null,"SA","ADEL","Adelaide Central","SAPN","Winter","Non-Coincident",2022,"POE10",119.431984396893,0.74389289637232503]
[null,"SA","ADEL","Adelaide Central","SAPN","Winter","Non-Coincident",2023,"POE10",118.886911504724,0.743935514838862]
[null,"SA","ADEL","Adelaide Central","SAPN","Winter","Non-Coincident",2024,"POE10",118.425870717989,0.74397929213671998]
[null,"SA","ADEL","Adelaide Central","SAPN","Winter","Non-Coincident",2025,"POE10",117.688446195053,0.74402413853640204]
[null,"SA","ADEL","Adelaide Central","SAPN","Winter","Non-Coincident",2016,"POE50",121.18734529728199,0.74465947579429403]
[null,"SA","ADEL","Adelaide Central","SAPN","Winter","Non-Coincident",2017,"POE50",120.153976084127,0.74286829943574095]
[null,"SA","ADEL","Adelaide Central","SAPN","Winter","Non-Coincident",2018,"POE50",119.254388250931,0.74426022229617605]
[null,"SA","ADEL","Adelaide Central","SAPN","Winter","Non-Coincident",2019,"POE50",119.369837921711,0.74715447139110303]
[null,"SA","ADEL","Adelaide Central","SAPN","Winter","Non-Coincident",2020,"POE50",119.203177811309,0.74592746846987701]
[null,"SA","ADEL","Adelaide Central","SAPN","Winter","Non-Coincident",2021,"POE50",118.629388866632,0.74597019689964705]
[null,"SA","ADEL","Adelaide Central","SAPN","Winter","Non-Coincident",2022,"POE50",118.003798523989,0.74601450269581304]
[null,"SA","ADEL","Adelaide Central","SAPN","Winter","Non-Coincident",2023,"POE50",117.33217832711701,0.74606027615228099]
[null,"SA","ADEL","Adelaide Central","SAPN","Winter","Non-Coincident",2024,"POE50",116.845277227439,0.74610741302624095]
[null,"SA","ADEL","Adelaide Central","SAPN","Winter","Non-Coincident",2025,"POE50",116.295705179286,0.74615581851483204]
[null,"SA","BARK","Mt Barker and Mt Barker South","SAPN","Summer","Non-Coincident",2017,"POE10",89.259220783595396,0.89674173252528899]
[null,"SA","BARK","Mt Barker and Mt Barker South","SAPN","Summer","Non-Coincident",2018,"POE10",89.050634972785801,0.89674173252528899]
[null,"SA","BARK","Mt Barker and Mt Barker South","SAPN","Summer","Non-Coincident",2019,"POE10",88.917313181678594,0.89674173252528899]
[null,"SA","BARK","Mt Barker and Mt Barker South","SAPN","Summer","Non-Coincident",2020,"POE10",88.864642842694494,0.89674173252528899]
[null,"SA","BARK","Mt Barker and Mt Barker South","SAPN","Summer","Non-Coincident",2021,"POE10",88.898100359872501,0.89674173252528899]
[null,"SA","BARK","Mt Barker and Mt Barker South","SAPN","Summer","Non-Coincident",2022,"POE10",89.049907893402903,0.89674173252528899]
[null,"SA","BARK","Mt Barker and Mt Barker South","SAPN","Summer","Non-Coincident",2023,"POE10",89.340209448673406,0.89674173252528899]
[null,"SA","BARK","Mt Barker and Mt Barker South","SAPN","Summer","Non-Coincident",2024,"POE10",89.775502347015106,0.89674173252528899]
[null,"SA","BARK","Mt Barker and Mt Barker South","SAPN","Summer","Non-Coincident",2025,"POE10",90.365806611309793,0.89674173252528899]
[null,"SA","BARK","Mt Barker and Mt Barker South","SAPN","Summer","Non-Coincident",2026,"POE10",91.113563149370606,0.89674173252528899]
[null,"SA","BARK","Mt Barker and Mt Barker South","SAPN","Summer","Non-Coincident",2017,"POE50",79.164337985009993,0.89674173252528899]
[null,"SA","BARK","Mt Barker and Mt Barker South","SAPN","Summer","Non-Coincident",2018,"POE50",78.937386086955797,0.89674173252528899]
[null,"SA","BARK","Mt Barker and Mt Barker South","SAPN","Summer","Non-Coincident",2019,"POE50",78.778531323753995,0.89674173252528899]
[null,"SA","BARK","Mt Barker and Mt Barker South","SAPN","Summer","Non-Coincident",2020,"POE50",78.690931580677798,0.89674173252528899]
[null,"SA","BARK","Mt Barker and Mt Barker South","SAPN","Summer","Non-Coincident",2021,"POE50",78.678558656461107,0.89674173252528899]
[null,"SA","BARK","Mt Barker and Mt Barker South","SAPN","Summer","Non-Coincident",2022,"POE50",78.772659539892999,0.89674173252528899]
[null,"SA","BARK","Mt Barker and Mt Barker South","SAPN","Summer","Non-Coincident",2023,"POE50",78.992791261842996,0.89674173252528899]
[null,"SA","BARK","Mt Barker and Mt Barker South","SAPN","Summer","Non-Coincident",2024,"POE50",79.345149323871198,0.89674173252528899]
[null,"SA","BARK","Mt Barker and Mt Barker South","SAPN","Summer","Non-Coincident",2025,"POE50",79.839661264671406,0.89674173252528899]
[null,"SA","BARK","Mt Barker and Mt Barker South","SAPN","Summer","Non-Coincident",2026,"POE50",80.478828648589101,0.89674173252528899]
[null,"SA","BARK","Mt Barker and Mt Barker South","SAPN","Winter","Non-Coincident",2016,"POE10",83.024197159735493,0.91678841498138497]
[null,"SA","BARK","Mt Barker and Mt Barker South","SAPN","Winter","Non-Coincident",2017,"POE10",83.363762269285104,0.91678841498138497]
[null,"SA","BARK","Mt Barker and Mt Barker South","SAPN","Winter","Non-Coincident",2018,"POE10",83.7033273788347,0.91678841498138497]
[null,"SA","BARK","Mt Barker and Mt Barker South","SAPN","Winter","Non-Coincident",2019,"POE10",84.042892488384396,0.91678841498138497]
[null,"SA","BARK","Mt Barker and Mt Barker South","SAPN","Winter","Non-Coincident",2020,"POE10",84.382457597933893,0.91678841498138497]
[null,"SA","BARK","Mt Barker and Mt Barker South","SAPN","Winter","Non-Coincident",2021,"POE10",84.722022707483603,0.91678841498138497]
[null,"SA","BARK","Mt Barker and Mt Barker South","SAPN","Winter","Non-Coincident",2022,"POE10",85.0615878170332,0.91678841498138497]
[null,"SA","BARK","Mt Barker and Mt Barker South","SAPN","Winter","Non-Coincident",2023,"POE10",85.401152926582895,0.91678841498138497]
[null,"SA","BARK","Mt Barker and Mt Barker South","SAPN","Winter","Non-Coincident",2024,"POE10",85.740718036132407,0.91678841498138497]
[null,"SA","BARK","Mt Barker and Mt Barker South","SAPN","Winter","Non-Coincident",2025,"POE10",86.080283145682102,0.91678841498138497]
[null,"SA","BARK","Mt Barker and Mt Barker South","SAPN","Winter","Non-Coincident",2016,"POE50",80.045425917083804,0.91678841498138497]
[null,"SA","BARK","Mt Barker and Mt Barker South","SAPN","Winter","Non-Coincident",2017,"POE50",80.369982920842602,0.91678841498138497]
[null,"SA","BARK","Mt Barker and Mt Barker South","SAPN","Winter","Non-Coincident",2018,"POE50",80.694539924601401,0.91678841498138497]
[null,"SA","BARK","Mt Barker and Mt Barker South","SAPN","Winter","Non-Coincident",2019,"POE50",81.019096928360099,0.91678841498138497]
[null,"SA","BARK","Mt Barker and Mt Barker South","SAPN","Winter","Non-Coincident",2020,"POE50",81.343653932118997,0.91678841498138497]
[null,"SA","BARK","Mt Barker and Mt Barker South","SAPN","Winter","Non-Coincident",2021,"POE50",81.668210935877696,0.91678841498138497]
[null,"SA","BARK","Mt Barker and Mt Barker South","SAPN","Winter","Non-Coincident",2022,"POE50",81.992767939636494,0.91678841498138497]
[null,"SA","BARK","Mt Barker and Mt Barker South","SAPN","Winter","Non-Coincident",2023,"POE50",82.317324943395306,0.91678841498138497]
[null,"SA","BARK","Mt Barker and Mt Barker South","SAPN","Winter","Non-Coincident",2024,"POE50",82.641881947154005,0.91678841498138497]
[null,"SA","BARK","Mt Barker and Mt Barker South","SAPN","Winter","Non-Coincident",2025,"POE50",82.966438950912803,0.91678841498138497]
[null,"SA","BERR","Berri","SAPN","Summer","Non-Coincident",2017,"POE10",88.463607035127097,0.90895585157507397]
[null,"SA","BERR","Berri","SAPN","Summer","Non-Coincident",2018,"POE10",89.024880931796403,0.90031405015681798]
[null,"SA","BERR","Berri","SAPN","Summer","Non-Coincident",2019,"POE10",89.968542034603203,0.90700007243807301]
[null,"SA","BERR","Berri","SAPN","Summer","Non-Coincident",2020,"POE10",88.380297040976302,0.90008623906804497]
[null,"SA","BERR","Berri","SAPN","Summer","Non-Coincident",2021,"POE10",87.0225660047671,0.90965599684153597]
[null,"SA","BERR","Berri","SAPN","Summer","Non-Coincident",2022,"POE10",85.726525116642705,0.90975824626677704]
[null,"SA","BERR","Berri","SAPN","Summer","Non-Coincident",2023,"POE10",85.183066271447501,0.90987142097786999]
[null,"SA","BERR","Berri","SAPN","Summer","Non-Coincident",2024,"POE10",85.486882951525502,0.90998362365517105]
[null,"SA","BERR","Berri","SAPN","Summer","Non-Coincident",2025,"POE10",85.078620452246199,0.91009580981371696]
[null,"SA","BERR","Berri","SAPN","Summer","Non-Coincident",2026,"POE10",84.096728266986005,0.91020560413595497]
[null,"SA","BERR","Berri","SAPN","Summer","Non-Coincident",2017,"POE50",82.642919956400803,0.88301210503293504]
[null,"SA","BERR","Berri","SAPN","Summer","Non-Coincident",2018,"POE50",83.285651043414703,0.87447275128262503]
[null,"SA","BERR","Berri","SAPN","Summer","Non-Coincident",2019,"POE50",83.302760301199001,0.87059053960644095]
[null,"SA","BERR","Berri","SAPN","Summer","Non-Coincident",2020,"POE50",82.369345640099496,0.87250966345479697]
[null,"SA","BERR","Berri","SAPN","Summer","Non-Coincident",2021,"POE50",81.500506348862103,0.88369491392833599]
[null,"SA","BERR","Berri","SAPN","Summer","Non-Coincident",2022,"POE50",79.737696025170095,0.88380651880445504]
[null,"SA","BERR","Berri","SAPN","Summer","Non-Coincident",2023,"POE50",79.879211954269707,0.88391636448756505]
[null,"SA","BERR","Berri","SAPN","Summer","Non-Coincident",2024,"POE50",80.089956772434107,0.88402796647899295]
[null,"SA","BERR","Berri","SAPN","Summer","Non-Coincident",2025,"POE50",80.575140237413095,0.88413452099902501]
[null,"SA","BERR","Berri","SAPN","Summer","Non-Coincident",2026,"POE50",80.569288406436996,0.88423294033137101]
[null,"SA","BERR","Berri","SAPN","Winter","Non-Coincident",2016,"POE10",49.559221811647902,0.92172431870057303]
[null,"SA","BERR","Berri","SAPN","Winter","Non-Coincident",2017,"POE10",49.747058142917801,0.91993279848862097]
[null,"SA","BERR","Berri","SAPN","Winter","Non-Coincident",2018,"POE10",49.9445959221054,0.92132782187353501]
[null,"SA","BERR","Berri","SAPN","Winter","Non-Coincident",2019,"POE10",50.4660713499892,0.92439295616144102]
[null,"SA","BERR","Berri","SAPN","Winter","Non-Coincident",2020,"POE10",50.781217264881903,0.92323128470904203]
[null,"SA","BERR","Berri","SAPN","Winter","Non-Coincident",2021,"POE10",51.033438996037901,0.923280922859811]
[null,"SA","BERR","Berri","SAPN","Winter","Non-Coincident",2022,"POE10",51.297358446914203,0.92333225845658495]
[null,"SA","BERR","Berri","SAPN","Winter","Non-Coincident",2023,"POE10",51.463563017429301,0.923385157207402]
[null,"SA","BERR","Berri","SAPN","Winter","Non-Coincident",2024,"POE10",51.627178034830997,0.92343949431896399]
[null,"SA","BERR","Berri","SAPN","Winter","Non-Coincident",2025,"POE10",51.6216024297307,0.92349515841752405]
[null,"SA","BERR","Berri","SAPN","Winter","Non-Coincident",2016,"POE50",47.608912174277698,0.92428374960863802]
[null,"SA","BERR","Berri","SAPN","Winter","Non-Coincident",2017,"POE50",47.772784230678198,0.92206051166604897]
[null,"SA","BERR","Berri","SAPN","Winter","Non-Coincident",2018,"POE50",47.954271441424403,0.92378818951401698]
[null,"SA","BERR","Berri","SAPN","Winter","Non-Coincident",2019,"POE50",48.511131551426402,0.927380579717482]
[null,"SA","BERR","Berri","SAPN","Winter","Non-Coincident",2020,"POE50",48.927436048977398,0.92585760324611999]
[null,"SA","BERR","Berri","SAPN","Winter","Non-Coincident",2021,"POE50",49.144100742691897,0.925910638485133]
[null,"SA","BERR","Berri","SAPN","Winter","Non-Coincident",2022,"POE50",49.301231265170202,0.92596563157760203]
[null,"SA","BERR","Berri","SAPN","Winter","Non-Coincident",2023,"POE50",49.3996882985928,0.92602244635449205]
[null,"SA","BERR","Berri","SAPN","Winter","Non-Coincident",2024,"POE50",49.537775384070898,0.92608095342789298]
[null,"SA","BERR","Berri","SAPN","Winter","Non-Coincident",2025,"POE50",49.601087439953801,0.92614103512691204]
[null,"SA","BLAN","Blanche","SAPN","Summer","Non-Coincident",2017,"POE10",33.796600622480298,0.88175557402976801]
[null,"SA","BLAN","Blanche","SAPN","Summer","Non-Coincident",2018,"POE10",33.492825925548402,0.87337237636730503]
[null,"SA","BLAN","Blanche","SAPN","Summer","Non-Coincident",2019,"POE10",33.304091518518703,0.87985832109648898]
[null,"SA","BLAN","Blanche","SAPN","Summer","Non-Coincident",2020,"POE10",32.1662889287282,0.87315138246864299]
[null,"SA","BLAN","Blanche","SAPN","Summer","Non-Coincident",2021,"POE10",31.129450294423901,0.88243476762345396]
[null,"SA","BLAN","Blanche","SAPN","Summer","Non-Coincident",2022,"POE10",30.136025644955598,0.88253395726010297]
[null,"SA","BLAN","Blanche","SAPN","Summer","Non-Coincident",2023,"POE10",29.427175406681901,0.88264374524614497]
[null,"SA","BLAN","Blanche","SAPN","Summer","Non-Coincident",2024,"POE10",29.022449433330699,0.88275259028626396]
[null,"SA","BLAN","Blanche","SAPN","Summer","Non-Coincident",2025,"POE10",28.3888665391944,0.88286141930194795]
[null,"SA","BLAN","Blanche","SAPN","Summer","Non-Coincident",2026,"POE10",27.656539824975301,0.88296792805642899]
[null,"SA","BLAN","Blanche","SAPN","Summer","Non-Coincident",2017,"POE50",31.959246288770199,0.85658818764339195]
[null,"SA","BLAN","Blanche","SAPN","Summer","Non-Coincident",2018,"POE50",31.614778908805,0.84830437192791996]
[null,"SA","BLAN","Blanche","SAPN","Summer","Non-Coincident",2019,"POE50",31.013901864487998,0.84453833446954796]
[null,"SA","BLAN","Blanche","SAPN","Summer","Non-Coincident",2020,"POE50",30.067606332064301,0.84640002901456801]
[null,"SA","BLAN","Blanche","SAPN","Summer","Non-Coincident",2021,"POE50",29.158838216223199,0.85725056365260599]
[null,"SA","BLAN","Blanche","SAPN","Summer","Non-Coincident",2022,"POE50",27.956060854095099,0.857358828780594]
[null,"SA","BLAN","Blanche","SAPN","Summer","Non-Coincident",2023,"POE50",27.443099566578798,0.85746538735898703]
[null,"SA","BLAN","Blanche","SAPN","Summer","Non-Coincident",2024,"POE50",26.963201220556201,0.85757364968860805]
[null,"SA","BLAN","Blanche","SAPN","Summer","Non-Coincident",2025,"POE50",26.654599554181299,0.85767701559115805]
[null,"SA","BLAN","Blanche","SAPN","Summer","Non-Coincident",2026,"POE50",26.265153191967201,0.85777248974948805]
[null,"SA","BLAN","Blanche","SAPN","Winter","Non-Coincident",2016,"POE10",33.5880851682155,0.98651856739474697]
[null,"SA","BLAN","Blanche","SAPN","Winter","Non-Coincident",2017,"POE10",33.382104009427003,0.98460110908634002]
[null,"SA","BLAN","Blanche","SAPN","Winter","Non-Coincident",2018,"POE10",33.260892945277902,0.98609419811876098]
[null,"SA","BLAN","Blanche","SAPN","Winter","Non-Coincident",2019,"POE10",33.434790229529902,0.98937480146753698]
[null,"SA","BLAN","Blanche","SAPN","Winter","Non-Coincident",2020,"POE10",33.551978830110201,0.98813146825634501]
[null,"SA","BLAN","Blanche","SAPN","Winter","Non-Coincident",2021,"POE10",33.7078037171893,0.98818459580911899]
[null,"SA","BLAN","Blanche","SAPN","Winter","Non-Coincident",2022,"POE10",33.949983154326297,0.98823954013288096]
[null,"SA","BLAN","Blanche","SAPN","Winter","Non-Coincident",2023,"POE10",34.203595084670802,0.98829615749537603]
[null,"SA","BLAN","Blanche","SAPN","Winter","Non-Coincident",2024,"POE10",34.528410756656797,0.98835431433074095]
[null,"SA","BLAN","Blanche","SAPN","Winter","Non-Coincident",2025,"POE10",34.808822217652001,0.98841389143601299]
[null,"SA","BLAN","Blanche","SAPN","Winter","Non-Coincident",2016,"POE50",32.6782373439043,0.989257918046068]
[null,"SA","BLAN","Blanche","SAPN","Winter","Non-Coincident",2017,"POE50",32.4816844346986,0.98687839364207597]
[null,"SA","BLAN","Blanche","SAPN","Winter","Non-Coincident",2018,"POE50",32.372485148178001,0.98872752167408895]
[null,"SA","BLAN","Blanche","SAPN","Winter","Non-Coincident",2019,"POE50",32.592948549165897,0.99257244532983202]
[null,"SA","BLAN","Blanche","SAPN","Winter","Non-Coincident",2020,"POE50",32.795752973689702,0.99094240852140503]
[null,"SA","BLAN","Blanche","SAPN","Winter","Non-Coincident",2021,"POE50",32.942057738530401,0.990999171966777]
[null,"SA","BLAN","Blanche","SAPN","Winter","Non-Coincident",2022,"POE50",33.124249335513603,0.99105803089639199]
[null,"SA","BLAN","Blanche","SAPN","Winter","Non-Coincident",2023,"POE50",33.340058181504801,0.99111883956897195]
[null,"SA","BLAN","Blanche","SAPN","Winter","Non-Coincident",2024,"POE50",33.652576977630297,0.99118145950105196]
[null,"SA","BLAN","Blanche","SAPN","Winter","Non-Coincident",2025,"POE50",33.980789844511698,0.99124576474985604]
[null,"SA","EAST","Eastern Suburbs","SAPN","Summer","Non-Coincident",2017,"POE10",722.05408279508299,0.94979434837051402]
[null,"SA","EAST","Eastern Suburbs","SAPN","Summer","Non-Coincident",2018,"POE10",716.54351241076597,0.94076427927246298]
[null,"SA","EAST","Eastern Suburbs","SAPN","Summer","Non-Coincident",2019,"POE10",713.25811944144505,0.94775069799105305]
[null,"SA","EAST","Eastern Suburbs","SAPN","Summer","Non-Coincident",2020,"POE10",689.353309333997,0.94052623285443604]
[null,"SA","EAST","Eastern Suburbs","SAPN","Summer","Non-Coincident",2021,"POE10",667.30597211928398,0.95052595047854904]
[null,"SA","EAST","Eastern Suburbs","SAPN","Summer","Non-Coincident",2022,"POE10",646.04794762742199,0.95063279387039201]
[null,"SA","EAST","Eastern Suburbs","SAPN","Summer","Non-Coincident",2023,"POE10",630.85223947455597,0.95075105341048904]
[null,"SA","EAST","Eastern Suburbs","SAPN","Summer","Non-Coincident",2024,"POE10",622.17534115276999,0.95086829724426503]
[null,"SA","EAST","Eastern Suburbs","SAPN","Summer","Non-Coincident",2025,"POE10",608.65094325236305,0.95098552381711599]
[null,"SA","EAST","Eastern Suburbs","SAPN","Summer","Non-Coincident",2026,"POE10",591.70688420695603,0.95110025109079299]
[null,"SA","EAST","Eastern Suburbs","SAPN","Summer","Non-Coincident",2017,"POE50",660.30146071691502,0.92268497468797195]
[null,"SA","EAST","Eastern Suburbs","SAPN","Summer","Non-Coincident",2018,"POE50",655.12832704219795,0.91376195613132105]
[null,"SA","EAST","Eastern Suburbs","SAPN","Summer","Non-Coincident",2019,"POE50",644.37436092749203,0.90970532048413599]
[null,"SA","EAST","Eastern Suburbs","SAPN","Summer","Non-Coincident",2020,"POE50",626.105356548126,0.91171066868870798]
[null,"SA","EAST","Eastern Suburbs","SAPN","Summer","Non-Coincident",2021,"POE50",608.26592893282805,0.92339846151876304]
[null,"SA","EAST","Eastern Suburbs","SAPN","Summer","Non-Coincident",2022,"POE50",584.09899648453495,0.92351508069273602]
[null,"SA","EAST","Eastern Suburbs","SAPN","Summer","Non-Coincident",2023,"POE50",574.26781406011003,0.92362986163488003]
[null,"SA","EAST","Eastern Suburbs","SAPN","Summer","Non-Coincident",2024,"POE50",565.11257538683901,0.92374647779455499]
[null,"SA","EAST","Eastern Suburbs","SAPN","Summer","Non-Coincident",2025,"POE50",558.64188347759898,0.92385781970488401]
[null,"SA","EAST","Eastern Suburbs","SAPN","Summer","Non-Coincident",2026,"POE50",549.80618769843898,0.92396066092150797]
[null,"SA","EAST","Eastern Suburbs","SAPN","Winter","Non-Coincident",2016,"POE10",519.40470334644499,1]
[null,"SA","EAST","Eastern Suburbs","SAPN","Winter","Non-Coincident",2017,"POE10",518.51804800187006,1]
[null,"SA","EAST","Eastern Suburbs","SAPN","Winter","Non-Coincident",2018,"POE10",519.531894381038,1]
[null,"SA","EAST","Eastern Suburbs","SAPN","Winter","Non-Coincident",2019,"POE10",524.86044977097094,1]
[null,"SA","EAST","Eastern Suburbs","SAPN","Winter","Non-Coincident",2020,"POE10",525.64011075519602,1]
[null,"SA","EAST","Eastern Suburbs","SAPN","Winter","Non-Coincident",2021,"POE10",526.452993131271,1]
[null,"SA","EAST","Eastern Suburbs","SAPN","Winter","Non-Coincident",2022,"POE10",527.38614649392002,1]
[null,"SA","EAST","Eastern Suburbs","SAPN","Winter","Non-Coincident",2023,"POE10",527.317213156977,1]
[null,"SA","EAST","Eastern Suburbs","SAPN","Winter","Non-Coincident",2024,"POE10",527.22761916563604,1]
[null,"SA","EAST","Eastern Suburbs","SAPN","Winter","Non-Coincident",2025,"POE10",525.42177548802795,1]
[null,"SA","EAST","Eastern Suburbs","SAPN","Winter","Non-Coincident",2016,"POE50",503.34169392748998,1]
[null,"SA","EAST","Eastern Suburbs","SAPN","Winter","Non-Coincident",2017,"POE50",501.95192077665303,1]
[null,"SA","EAST","Eastern Suburbs","SAPN","Winter","Non-Coincident",2018,"POE50",502.902090610583,1]
[null,"SA","EAST","Eastern Suburbs","SAPN","Winter","Non-Coincident",2019,"POE50",508.80741646471199,1]
[null,"SA","EAST","Eastern Suburbs","SAPN","Winter","Non-Coincident",2020,"POE50",510.42224982062601,1]
[null,"SA","EAST","Eastern Suburbs","SAPN","Winter","Non-Coincident",2021,"POE50",510.81172662608299,1]
[null,"SA","EAST","Eastern Suburbs","SAPN","Winter","Non-Coincident",2022,"POE50",510.58603920006101,1]
[null,"SA","EAST","Eastern Suburbs","SAPN","Winter","Non-Coincident",2023,"POE50",509.76066310725201,1]
[null,"SA","EAST","Eastern Suburbs","SAPN","Winter","Non-Coincident",2024,"POE50",509.35274304771599,1]
[null,"SA","EAST","Eastern Suburbs","SAPN","Winter","Non-Coincident",2025,"POE50",508.18560089567001,1]
[null,"SA","NORT","Northern Suburbs","SAPN","Summer","Non-Coincident",2017,"POE10",317.66814436793499,0.95879302695381596]
[null,"SA","NORT","Northern Suburbs","SAPN","Summer","Non-Coincident",2018,"POE10",313.288905899491,0.949677403872908]
[null,"SA","NORT","Northern Suburbs","SAPN","Summer","Non-Coincident",2019,"POE10",297.41981240738698,0.95673001432721905]
[null,"SA","NORT","Northern Suburbs","SAPN","Summer","Non-Coincident",2020,"POE10",286.33851671083403,0.94943710212117804]
[null,"SA","NORT","Northern Suburbs","SAPN","Summer","Non-Coincident",2021,"POE10",276.57447058483802,0.95953156051204602]
[null,"SA","NORT","Northern Suburbs","SAPN","Summer","Non-Coincident",2022,"POE10",267.58383002917799,0.95963941617495996]
[null,"SA","NORT","Northern Suburbs","SAPN","Summer","Non-Coincident",2023,"POE10",261.69404021013702,0.95975879614664505]
[null,"SA","NORT","Northern Suburbs","SAPN","Summer","Non-Coincident",2024,"POE10",259.21500437028197,0.95987715078885905]
[null,"SA","NORT","Northern Suburbs","SAPN","Summer","Non-Coincident",2025,"POE10",254.981865595762,0.95999548800661105]
[null,"SA","NORT","Northern Suburbs","SAPN","Summer","Non-Coincident",2026,"POE10",249.46053525784001,0.96011130224596897]
[null,"SA","NORT","Northern Suburbs","SAPN","Summer","Non-Coincident",2017,"POE50",292.29396118037698,0.93142680973374103]
[null,"SA","NORT","Northern Suburbs","SAPN","Summer","Non-Coincident",2018,"POE50",288.33612523634798,0.92241925142791004]
[null,"SA","NORT","Northern Suburbs","SAPN","Summer","Non-Coincident",2019,"POE50",269.589203037929,0.91832418181827702]
[null,"SA","NORT","Northern Suburbs","SAPN","Summer","Non-Coincident",2020,"POE50",261.04195265502699,0.92034852938199596]
[null,"SA","NORT","Northern Suburbs","SAPN","Summer","Non-Coincident",2021,"POE50",253.15689603487999,0.93214705638435602]
[null,"SA","NORT","Northern Suburbs","SAPN","Summer","Non-Coincident",2022,"POE50",243.18843813487601,0.93226478044852401]
[null,"SA","NORT","Northern Suburbs","SAPN","Summer","Non-Coincident",2023,"POE50",239.94188828138999,0.93238064886482197]
[null,"SA","NORT","Northern Suburbs","SAPN","Summer","Non-Coincident",2024,"POE50",237.26071077229,0.93249836988613399]
[null,"SA","NORT","Northern Suburbs","SAPN","Summer","Non-Coincident",2025,"POE50",235.73034159956401,0.93261076668804699]
[null,"SA","NORT","Northern Suburbs","SAPN","Summer","Non-Coincident",2026,"POE50",233.09884573826099,0.93271458225775505]
[null,"SA","NORT","Northern Suburbs","SAPN","Winter","Non-Coincident",2016,"POE10",241.81120630234699,1]
[null,"SA","NORT","Northern Suburbs","SAPN","Winter","Non-Coincident",2017,"POE10",241.763143482614,1]
[null,"SA","NORT","Northern Suburbs","SAPN","Winter","Non-Coincident",2018,"POE10",242.60041273013101,1]
[null,"SA","NORT","Northern Suburbs","SAPN","Winter","Non-Coincident",2019,"POE10",231.428705251201,1]
[null,"SA","NORT","Northern Suburbs","SAPN","Winter","Non-Coincident",2020,"POE10",232.156451870848,1]
[null,"SA","NORT","Northern Suburbs","SAPN","Winter","Non-Coincident",2021,"POE10",232.89911035733101,1]
[null,"SA","NORT","Northern Suburbs","SAPN","Winter","Non-Coincident",2022,"POE10",233.69532580233701,1]
[null,"SA","NORT","Northern Suburbs","SAPN","Winter","Non-Coincident",2023,"POE10",234.047205879497,1]
[null,"SA","NORT","Northern Suburbs","SAPN","Winter","Non-Coincident",2024,"POE10",234.388885294734,1]
[null,"SA","NORT","Northern Suburbs","SAPN","Winter","Non-Coincident",2025,"POE10",233.96529336981101,1]
[null,"SA","NORT","Northern Suburbs","SAPN","Winter","Non-Coincident",2016,"POE50",234.54563216550699,1]
[null,"SA","NORT","Northern Suburbs","SAPN","Winter","Non-Coincident",2017,"POE50",234.46380686705399,1]
[null,"SA","NORT","Northern Suburbs","SAPN","Winter","Non-Coincident",2018,"POE50",235.473598278678,1]
[null,"SA","NORT","Northern Suburbs","SAPN","Winter","Non-Coincident",2019,"POE50",224.72114424454301,1]
[null,"SA","NORT","Northern Suburbs","SAPN","Winter","Non-Coincident",2020,"POE50",226.01800564077999,1]
[null,"SA","NORT","Northern Suburbs","SAPN","Winter","Non-Coincident",2021,"POE50",226.77365415906499,1]
[null,"SA","NORT","Northern Suburbs","SAPN","Winter","Non-Coincident",2022,"POE50",227.25548192181299,1]
[null,"SA","NORT","Northern Suburbs","SAPN","Winter","Non-Coincident",2023,"POE50",227.46829414595601,1]
[null,"SA","NORT","Northern Suburbs","SAPN","Winter","Non-Coincident",2024,"POE50",227.865081665194,1]
[null,"SA","NORT","Northern Suburbs","SAPN","Winter","Non-Coincident",2025,"POE50",227.91953570257101,1]
[null,"SA","PPIR","Port Pirie Network","SAPN","Summer","Non-Coincident",2017,"POE10",67.911035933105495,0.89882852778704003]
[null,"SA","PPIR","Port Pirie Network","SAPN","Summer","Non-Coincident",2018,"POE10",67.680645184817394,0.89028301082629901]
[null,"SA","PPIR","Port Pirie Network","SAPN","Summer","Non-Coincident",2019,"POE10",67.689176261486693,0.89689453937677699]
[null,"SA","PPIR","Port Pirie Network","SAPN","Summer","Non-Coincident",2020,"POE10",65.767082663280505,0.89005773794293497]
[null,"SA","PPIR","Port Pirie Network","SAPN","Summer","Non-Coincident",2021,"POE10",64.039753976125397,0.89952087223699295]
[null,"SA","PPIR","Port Pirie Network","SAPN","Summer","Non-Coincident",2022,"POE10",62.3959217709494,0.89962198242864599]
[null,"SA","PPIR","Port Pirie Network","SAPN","Summer","Non-Coincident",2023,"POE10",61.437187617270403,0.89973389617976895]
[null,"SA","PPIR","Port Pirie Network","SAPN","Summer","Non-Coincident",2024,"POE10",61.102004326266403,0.89984484872721904]
[null,"SA","PPIR","Port Pirie Network","SAPN","Summer","Non-Coincident",2025,"POE10",60.269519766426903,0.89995578493996198]
[null,"SA","PPIR","Port Pirie Network","SAPN","Summer","Non-Coincident",2026,"POE10",59.050310909352604,0.90006435596554601]
[null,"SA","PPIR","Port Pirie Network","SAPN","Summer","Non-Coincident",2017,"POE50",63.662348526224903,0.87317383898192003]
[null,"SA","PPIR","Port Pirie Network","SAPN","Summer","Non-Coincident",2018,"POE50",63.418815453108998,0.86472962824677402]
[null,"SA","PPIR","Port Pirie Network","SAPN","Summer","Non-Coincident",2019,"POE50",62.661693969533403,0.86089067105274197]
[null,"SA","PPIR","Port Pirie Network","SAPN","Summer","Non-Coincident",2020,"POE50",61.200284042718003,0.862788412577008]
[null,"SA","PPIR","Port Pirie Network","SAPN","Summer","Non-Coincident",2021,"POE50",59.8045266941146,0.87384904021765697]
[null,"SA","PPIR","Port Pirie Network","SAPN","Summer","Non-Coincident",2022,"POE50",57.887551840814297,0.87395940162445296]
[null,"SA","PPIR","Port Pirie Network","SAPN","Summer","Non-Coincident",2023,"POE50",57.396725124757801,0.87406802343866197]
[null,"SA","PPIR","Port Pirie Network","SAPN","Summer","Non-Coincident",2024,"POE50",56.965467799671202,0.87417838199290798]
[null,"SA","PPIR","Port Pirie Network","SAPN","Summer","Non-Coincident",2025,"POE50",56.736951645026501,0.87428374931322705]
[null,"SA","PPIR","Port Pirie Network","SAPN","Summer","Non-Coincident",2026,"POE50",56.1717419117074,0.87438107208577498]
[null,"SA","PPIR","Port Pirie Network","SAPN","Winter","Non-Coincident",2016,"POE10",43.4045296647299,0.87132430546662898]
[null,"SA","PPIR","Port Pirie Network","SAPN","Winter","Non-Coincident",2017,"POE10",58.238650251529499,0.86963074582765898]
[null,"SA","PPIR","Port Pirie Network","SAPN","Winter","Non-Coincident",2018,"POE10",58.084798804732998,0.87094948914093395]
[null,"SA","PPIR","Port Pirie Network","SAPN","Winter","Non-Coincident",2019,"POE10",58.305794178241797,0.87384702146202697]
[null,"SA","PPIR","Port Pirie Network","SAPN","Winter","Non-Coincident",2020,"POE10",58.2856447874696,0.87274887036532001]
[null,"SA","PPIR","Port Pirie Network","SAPN","Winter","Non-Coincident",2021,"POE10",58.192573870408303,0.87279579429513998]
[null,"SA","PPIR","Port Pirie Network","SAPN","Winter","Non-Coincident",2022,"POE10",58.112535581697898,0.87284432285438196]
[null,"SA","PPIR","Port Pirie Network","SAPN","Winter","Non-Coincident",2023,"POE10",57.922131074407801,0.87289432909418696]
[null,"SA","PPIR","Port Pirie Network","SAPN","Winter","Non-Coincident",2024,"POE10",57.7298727819391,0.87294569504497299]
[null,"SA","PPIR","Port Pirie Network","SAPN","Winter","Non-Coincident",2025,"POE10",57.350711624746502,0.87299831542292505]
[null,"SA","PPIR","Port Pirie Network","SAPN","Winter","Non-Coincident",2016,"POE50",41.701063018133198,0.87374378633863603]
[null,"SA","PPIR","Port Pirie Network","SAPN","Winter","Non-Coincident",2017,"POE50",56.538161735512602,0.87164211535425296]
[null,"SA","PPIR","Port Pirie Network","SAPN","Winter","Non-Coincident",2018,"POE50",56.396784839937702,0.87327532353853099]
[null,"SA","PPIR","Port Pirie Network","SAPN","Winter","Non-Coincident",2019,"POE50",56.6946415598198,0.87667128134879302]
[null,"SA","PPIR","Port Pirie Network","SAPN","Winter","Non-Coincident",2020,"POE50",56.824311816446603,0.87523158144153401]
[null,"SA","PPIR","Port Pirie Network","SAPN","Winter","Non-Coincident",2021,"POE50",56.720716759630001,0.87528171670634303]
[null,"SA","PPIR","Port Pirie Network","SAPN","Winter","Non-Coincident",2022,"POE50",56.548887271019801,0.87533370276890898]
[null,"SA","PPIR","Port Pirie Network","SAPN","Winter","Non-Coincident",2023,"POE50",56.311071868336299,0.87538741090594097]
[null,"SA","PPIR","Port Pirie Network","SAPN","Winter","Non-Coincident",2024,"POE50",56.119862518627102,0.87544271880447599]
[null,"SA","PPIR","Port Pirie Network","SAPN","Winter","Non-Coincident",2025,"POE50",55.8455992533084,0.87549951522788205]
[null,"SA","SANC","Angas Creek","SAPN","Summer","Non-Coincident",2017,"POE10",18.464235189998501,0.82184632270194502]
[null,"SA","SANC","Angas Creek","SAPN","Summer","Non-Coincident",2018,"POE10",18.392902270988099,0.81403270589667598]
[null,"SA","SANC","Angas Creek","SAPN","Summer","Non-Coincident",2019,"POE10",18.457892377180901,0.82007797510951097]
[null,"SA","SANC","Angas Creek","SAPN","Summer","Non-Coincident",2020,"POE10",18.066420864868402,0.81382672701964498]
[null,"SA","SANC","Angas Creek","SAPN","Summer","Non-Coincident",2021,"POE10",17.791775943534699,0.82247936974334002]
[null,"SA","SANC","Angas Creek","SAPN","Summer","Non-Coincident",2022,"POE10",17.595088860797102,0.82257182012361696]
[null,"SA","SANC","Angas Creek","SAPN","Summer","Non-Coincident",2023,"POE10",17.614205622757499,0.82267414876804301]
[null,"SA","SANC","Angas Creek","SAPN","Summer","Non-Coincident",2024,"POE10",17.867961029325301,0.82277559853326299]
[null,"SA","SANC","Angas Creek","SAPN","Summer","Non-Coincident",2025,"POE10",18.029035586914901,0.82287703336279705]
[null,"SA","SANC","Angas Creek","SAPN","Summer","Non-Coincident",2026,"POE10",18.116754741323099,0.82297630557698498]
[null,"SA","SANC","Angas Creek","SAPN","Summer","Non-Coincident",2017,"POE50",16.715772076918601,0.79838888782672901]
[null,"SA","SANC","Angas Creek","SAPN","Summer","Non-Coincident",2018,"POE50",16.666248810893499,0.79066790064590797]
[null,"SA","SANC","Angas Creek","SAPN","Summer","Non-Coincident",2019,"POE50",16.543240919374799,0.78715773963589497]
[null,"SA","SANC","Angas Creek","SAPN","Summer","Non-Coincident",2020,"POE50",16.2941547838814,0.78889294478898098]
[null,"SA","SANC","Angas Creek","SAPN","Summer","Non-Coincident",2021,"POE50",16.118150519863601,0.79900625992331797]
[null,"SA","SANC","Angas Creek","SAPN","Summer","Non-Coincident",2022,"POE50",15.8222891212143,0.79910716917746405]
[null,"SA","SANC","Angas Creek","SAPN","Summer","Non-Coincident",2023,"POE50",15.958224515792899,0.79920648783036896]
[null,"SA","SANC","Angas Creek","SAPN","Summer","Non-Coincident",2024,"POE50",16.160725656466301,0.79930739447627797]
[null,"SA","SANC","Angas Creek","SAPN","Summer","Non-Coincident",2025,"POE50",16.4697833153445,0.799403737373794]
[null,"SA","SANC","Angas Creek","SAPN","Summer","Non-Coincident",2026,"POE50",16.7263103411195,0.79949272471705402]
[null,"SA","SANC","Angas Creek","SAPN","Winter","Non-Coincident",2016,"POE10",14.2475108274727,0.831188720396425]
[null,"SA","SANC","Angas Creek","SAPN","Winter","Non-Coincident",2017,"POE10",14.117194884605199,0.829573170755036]
[null,"SA","SANC","Angas Creek","SAPN","Winter","Non-Coincident",2018,"POE10",14.0400968205099,0.83083116913774602]
[null,"SA","SANC","Angas Creek","SAPN","Winter","Non-Coincident",2019,"POE10",14.106107501764299,0.83359523318045203]
[null,"SA","SANC","Angas Creek","SAPN","Winter","Non-Coincident",2020,"POE10",14.1674261822491,0.83254766593235996]
[null,"SA","SANC","Angas Creek","SAPN","Winter","Non-Coincident",2021,"POE10",14.264477408304501,0.832592428417394]
[null,"SA","SANC","Angas Creek","SAPN","Winter","Non-Coincident",2022,"POE10",14.4172602197755,0.83263872161822094]
[null,"SA","SANC","Angas Creek","SAPN","Winter","Non-Coincident",2023,"POE10",14.593503431162,0.83268642443359697]
[null,"SA","SANC","Angas Creek","SAPN","Winter","Non-Coincident",2024,"POE10",14.8179041228509,0.83273542432793801]
[null,"SA","SANC","Angas Creek","SAPN","Winter","Non-Coincident",2025,"POE10",15.039854586899899,0.83278562086709396]
[null,"SA","SANC","Angas Creek","SAPN","Winter","Non-Coincident",2016,"POE50",13.780006934000101,0.83349675334972395]
[null,"SA","SANC","Angas Creek","SAPN","Winter","Non-Coincident",2017,"POE50",13.658432109959101,0.83149189108977795]
[null,"SA","SANC","Angas Creek","SAPN","Winter","Non-Coincident",2018,"POE50",13.5896099233639,0.83304986922985103]
[null,"SA","SANC","Angas Creek","SAPN","Winter","Non-Coincident",2019,"POE50",13.6763267862265,0.83628939991793405]
[null,"SA","SANC","Angas Creek","SAPN","Winter","Non-Coincident",2020,"POE50",13.773524570156701,0.83491601653339897]
[null,"SA","SANC","Angas Creek","SAPN","Winter","Non-Coincident",2021,"POE50",13.865120950931599,0.83496384243053301]
[null,"SA","SANC","Angas Creek","SAPN","Winter","Non-Coincident",2022,"POE50",13.9896324191938,0.83501343387260796]
[null,"SA","SANC","Angas Creek","SAPN","Winter","Non-Coincident",2023,"POE50",14.145534614697301,0.83506466806567903]
[null,"SA","SANC","Angas Creek","SAPN","Winter","Non-Coincident",2024,"POE50",14.3589520216065,0.83511742833085501]
[null,"SA","SANC","Angas Creek","SAPN","Winter","Non-Coincident",2025,"POE50",14.5946794443005,0.83517160855536898]
[null,"SA","SARW","Ardrossan West","SAPN","Summer","Non-Coincident",2017,"POE10",11.9409385971672,0.82042026572841997]
[null,"SA","SARW","Ardrossan West","SAPN","Summer","Non-Coincident",2018,"POE10",9.7538185562363395,0.81262020700867899]
[null,"SA","SARW","Ardrossan West","SAPN","Summer","Non-Coincident",2019,"POE10",9.6882187667028496,0.81865498654956503]
[null,"SA","SARW","Ardrossan West","SAPN","Summer","Non-Coincident",2020,"POE10",9.3522921105008496,0.81241458554349699]
[null,"SA","SARW","Ardrossan West","SAPN","Summer","Non-Coincident",2021,"POE10",9.0750820182618508,0.82105221431488196]
[null,"SA","SARW","Ardrossan West","SAPN","Summer","Non-Coincident",2022,"POE10",8.8096284889293699,0.82114450427647001]
[null,"SA","SARW","Ardrossan West","SAPN","Summer","Non-Coincident",2023,"POE10",8.6264550458042297,0.82124665536157304]
[null,"SA","SARW","Ardrossan West","SAPN","Summer","Non-Coincident",2024,"POE10",8.5318949587883299,0.82134792909248799]
[null,"SA","SARW","Ardrossan West","SAPN","Summer","Non-Coincident",2025,"POE10",8.3694058313329691,0.82144918791363597]
[null,"SA","SARW","Ardrossan West","SAPN","Summer","Non-Coincident",2026,"POE10",8.1556316570541991,0.82154828787197698]
[null,"SA","SARW","Ardrossan West","SAPN","Summer","Non-Coincident",2017,"POE50",10.3377167284861,0.79700353388692302]
[null,"SA","SARW","Ardrossan West","SAPN","Summer","Non-Coincident",2018,"POE50",8.1592581699692595,0.78929594406191905]
[null,"SA","SARW","Ardrossan West","SAPN","Summer","Non-Coincident",2019,"POE50",8.0341013710193003,0.78579187383730997]
[null,"SA","SARW","Ardrossan West","SAPN","Summer","Non-Coincident",2020,"POE50",7.8186468814293599,0.78752406808514397]
[null,"SA","SARW","Ardrossan West","SAPN","Summer","Non-Coincident",2021,"POE50",7.6118471297130004,0.79761983472753795]
[null,"SA","SARW","Ardrossan West","SAPN","Summer","Non-Coincident",2022,"POE50",7.32679979258908,0.79772056888526699]
[null,"SA","SARW","Ardrossan West","SAPN","Summer","Non-Coincident",2023,"POE50",7.2213471823769,0.79781971520174699]
[null,"SA","SARW","Ardrossan West","SAPN","Summer","Non-Coincident",2024,"POE50",7.1241055889153797,0.79792044675576601]
[null,"SA","SARW","Ardrossan West","SAPN","Summer","Non-Coincident",2025,"POE50",7.0600603701963101,0.79801662248034799]
[null,"SA","SARW","Ardrossan West","SAPN","Summer","Non-Coincident",2026,"POE50",6.9710676657246697,0.79810545541393496]
[null,"SA","SARW","Ardrossan West","SAPN","Winter","Non-Coincident",2016,"POE10",8.6085580633575791,0.87874066940241202]
[null,"SA","SARW","Ardrossan West","SAPN","Winter","Non-Coincident",2017,"POE10",8.4992267961418708,0.87703269486126201]
[null,"SA","SARW","Ardrossan West","SAPN","Winter","Non-Coincident",2018,"POE10",6.1956226653027402,0.87836266279008901]
[null,"SA","SARW","Ardrossan West","SAPN","Winter","Non-Coincident",2019,"POE10",6.1294267151847102,0.88128485774721099]
[null,"SA","SARW","Ardrossan West","SAPN","Winter","Non-Coincident",2020,"POE10",6.0372326683123001,0.88017735962765797]
[null,"SA","SARW","Ardrossan West","SAPN","Winter","Non-Coincident",2021,"POE10",5.9373205978546002,0.88022468295519696]
[null,"SA","SARW","Ardrossan West","SAPN","Winter","Non-Coincident",2022,"POE10",5.8386655314197897,0.88027362457012304]
[null,"SA","SARW","Ardrossan West","SAPN","Winter","Non-Coincident",2023,"POE10",5.7290008438414901,0.88032405644303802]
[null,"SA","SARW","Ardrossan West","SAPN","Winter","Non-Coincident",2024,"POE10",5.6194080552040404,0.880375859600249]
[null,"SA","SARW","Ardrossan West","SAPN","Winter","Non-Coincident",2025,"POE10",5.4921761877168498,0.88042892786180804]
[null,"SA","SARW","Ardrossan West","SAPN","Winter","Non-Coincident",2016,"POE50",8.25894204847393,0.88118074392774604]
[null,"SA","SARW","Ardrossan West","SAPN","Winter","Non-Coincident",2017,"POE50",8.1651869656674005,0.87906118436066605]
[null,"SA","SARW","Ardrossan West","SAPN","Winter","Non-Coincident",2018,"POE50",5.8788487400956004,0.88070829375968396]
[null,"SA","SARW","Ardrossan West","SAPN","Winter","Non-Coincident",2019,"POE50",5.83532972531001,0.88413315660435599]
[null,"SA","SARW","Ardrossan West","SAPN","Winter","Non-Coincident",2020,"POE50",5.77367616314275,0.88268120254740301]
[null,"SA","SARW","Ardrossan West","SAPN","Winter","Non-Coincident",2021,"POE50",5.68802464600153,0.88273176454353097]
[null,"SA","SARW","Ardrossan West","SAPN","Winter","Non-Coincident",2022,"POE50",5.59563226147315,0.88278419309066603]
[null,"SA","SARW","Ardrossan West","SAPN","Winter","Non-Coincident",2023,"POE50",5.4969915999868801,0.88283835836987501]
[null,"SA","SARW","Ardrossan West","SAPN","Winter","Non-Coincident",2024,"POE50",5.4032089831007299,0.88289413702711805]
[null,"SA","SARW","Ardrossan West","SAPN","Winter","Non-Coincident",2025,"POE50",5.3017890942139401,0.88295141687896095]
[null,"SA","SBAC","Back Callington","ENet","Summer","Non-Coincident",2017,"POE10","NA","NA"]
[null,"SA","SBAC","Back Callington","ENet","Summer","Non-Coincident",2018,"POE10","NA","NA"]
[null,"SA","SBAC","Back Callington","ENet","Summer","Non-Coincident",2019,"POE10","NA","NA"]
[null,"SA","SBAC","Back Callington","ENet","Summer","Non-Coincident",2020,"POE10","NA","NA"]
[null,"SA","SBAC","Back Callington","ENet","Summer","Non-Coincident",2021,"POE10","NA","NA"]
[null,"SA","SBAC","Back Callington","ENet","Summer","Non-Coincident",2022,"POE10","NA","NA"]
[null,"SA","SBAC","Back Callington","ENet","Summer","Non-Coincident",2023,"POE10","NA","NA"]
[null,"SA","SBAC","Back Callington","ENet","Summer","Non-Coincident",2024,"POE10","NA","NA"]
[null,"SA","SBAC","Back Callington","ENet","Summer","Non-Coincident",2025,"POE10","NA","NA"]
[null,"SA","SBAC","Back Callington","ENet","Summer","Non-Coincident",2026,"POE10","NA","NA"]
[null,"SA","SBAC","Back Callington","ENet","Summer","Non-Coincident",2017,"POE50","NA","NA"]
[null,"SA","SBAC","Back Callington","ENet","Summer","Non-Coincident",2018,"POE50","NA","NA"]
[null,"SA","SBAC","Back Callington","ENet","Summer","Non-Coincident",2019,"POE50","NA","NA"]
[null,"SA","SBAC","Back Callington","ENet","Summer","Non-Coincident",2020,"POE50","NA","NA"]
[null,"SA","SBAC","Back Callington","ENet","Summer","Non-Coincident",2021,"POE50","NA","NA"]
[null,"SA","SBAC","Back Callington","ENet","Summer","Non-Coincident",2022,"POE50","NA","NA"]
[null,"SA","SBAC","Back Callington","ENet","Summer","Non-Coincident",2023,"POE50","NA","NA"]
[null,"SA","SBAC","Back Callington","ENet","Summer","Non-Coincident",2024,"POE50","NA","NA"]
[null,"SA","SBAC","Back Callington","ENet","Summer","Non-Coincident",2025,"POE50","NA","NA"]
[null,"SA","SBAC","Back Callington","ENet","Summer","Non-Coincident",2026,"POE50","NA","NA"]
[null,"SA","SBAC","Back Callington","ENet","Winter","Non-Coincident",2016,"POE10","NA","NA"]
[null,"SA","SBAC","Back Callington","ENet","Winter","Non-Coincident",2017,"POE10","NA","NA"]
[null,"SA","SBAC","Back Callington","ENet","Winter","Non-Coincident",2018,"POE10","NA","NA"]
[null,"SA","SBAC","Back Callington","ENet","Winter","Non-Coincident",2019,"POE10","NA","NA"]
[null,"SA","SBAC","Back Callington","ENet","Winter","Non-Coincident",2020,"POE10","NA","NA"]
[null,"SA","SBAC","Back Callington","ENet","Winter","Non-Coincident",2021,"POE10","NA","NA"]
[null,"SA","SBAC","Back Callington","ENet","Winter","Non-Coincident",2022,"POE10","NA","NA"]
[null,"SA","SBAC","Back Callington","ENet","Winter","Non-Coincident",2023,"POE10","NA","NA"]
[null,"SA","SBAC","Back Callington","ENet","Winter","Non-Coincident",2024,"POE10","NA","NA"]
[null,"SA","SBAC","Back Callington","ENet","Winter","Non-Coincident",2025,"POE10","NA","NA"]
[null,"SA","SBAC","Back Callington","ENet","Winter","Non-Coincident",2016,"POE50","NA","NA"]
[null,"SA","SBAC","Back Callington","ENet","Winter","Non-Coincident",2017,"POE50","NA","NA"]
[null,"SA","SBAC","Back Callington","ENet","Winter","Non-Coincident",2018,"POE50","NA","NA"]
[null,"SA","SBAC","Back Callington","ENet","Winter","Non-Coincident",2019,"POE50","NA","NA"]
[null,"SA","SBAC","Back Callington","ENet","Winter","Non-Coincident",2020,"POE50","NA","NA"]
[null,"SA","SBAC","Back Callington","ENet","Winter","Non-Coincident",2021,"POE50","NA","NA"]
[null,"SA","SBAC","Back Callington","ENet","Winter","Non-Coincident",2022,"POE50","NA","NA"]
[null,"SA","SBAC","Back Callington","ENet","Winter","Non-Coincident",2023,"POE50","NA","NA"]
[null,"SA","SBAC","Back Callington","ENet","Winter","Non-Coincident",2024,"POE50","NA","NA"]
[null,"SA","SBAC","Back Callington","ENet","Winter","Non-Coincident",2025,"POE50","NA","NA"]
[null,"SA","SBAR","Baroota","SAPN","Summer","Non-Coincident",2017,"POE10",7.9130465186459196,0.79541719671463895]
[null,"SA","SBAR","Baroota","SAPN","Summer","Non-Coincident",2018,"POE10",7.8095615847938502,0.78785485202346095]
[null,"SA","SBAR","Baroota","SAPN","Summer","Non-Coincident",2019,"POE10",7.7342435232593401,0.79370571605707996]
[null,"SA","SBAR","Baroota","SAPN","Summer","Non-Coincident",2020,"POE10",7.4408330692753699,0.78765549706326299]
[null,"SA","SBAR","Baroota","SAPN","Summer","Non-Coincident",2021,"POE10",7.1738404514912704,0.79602988608142999]
[null,"SA","SBAR","Baroota","SAPN","Summer","Non-Coincident",2022,"POE10",6.9189258683429404,0.79611936342078604]
[null,"SA","SBAR","Baroota","SAPN","Summer","Non-Coincident",2023,"POE10",6.7306159861636203,0.79621840135676603]
[null,"SA","SBAR","Baroota","SAPN","Summer","Non-Coincident",2024,"POE10",6.6124465415416296,0.79631658867674104]
[null,"SA","SBAR","Baroota","SAPN","Summer","Non-Coincident",2025,"POE10",6.4436630259017704,0.79641476154133795]
[null,"SA","SBAR","Baroota","SAPN","Summer","Non-Coincident",2026,"POE10",6.2484674268646101,0.79651084133647598]
[null,"SA","SBAR","Baroota","SAPN","Summer","Non-Coincident",2017,"POE50",7.2114296709527297,0.77271411150861402]
[null,"SA","SBAR","Baroota","SAPN","Summer","Non-Coincident",2018,"POE50",7.1082867729686301,0.76524141763678799]
[null,"SA","SBAR","Baroota","SAPN","Summer","Non-Coincident",2019,"POE50",6.9489964780228002,0.76184413720433097]
[null,"SA","SBAR","Baroota","SAPN","Summer","Non-Coincident",2020,"POE50",6.7144515950700301,0.763523541224848]
[null,"SA","SBAR","Baroota","SAPN","Summer","Non-Coincident",2021,"POE50",6.4906449813805001,0.77331163000913505]
[null,"SA","SBAR","Baroota","SAPN","Summer","Non-Coincident",2022,"POE50",6.2031577776473297,0.773409294199918]
[null,"SA","SBAR","Baroota","SAPN","Summer","Non-Coincident",2023,"POE50",6.0697453038806,0.77350541894038705]
[null,"SA","SBAR","Baroota","SAPN","Summer","Non-Coincident",2024,"POE50",5.94846992378897,0.77360308060681005]
[null,"SA","SBAR","Baroota","SAPN","Summer","Non-Coincident",2025,"POE50",5.8589655433443601,0.773696325286927]
[null,"SA","SBAR","Baroota","SAPN","Summer","Non-Coincident",2026,"POE50",5.7356020706004003,0.773782450954419]
[null,"SA","SBAR","Baroota","SAPN","Winter","Non-Coincident",2016,"POE10",6.1050970984478701,0.96536747063324402]
[null,"SA","SBAR","Baroota","SAPN","Winter","Non-Coincident",2017,"POE10",6.0427990065411397,0.96349112290050898]
[null,"SA","SBAR","Baroota","SAPN","Winter","Non-Coincident",2018,"POE10",5.9818272929829002,0.96495219989418901]
[null,"SA","SBAR","Baroota","SAPN","Winter","Non-Coincident",2019,"POE10",5.95923686800149,0.96816246664600802]
[null,"SA","SBAR","Baroota","SAPN","Winter","Non-Coincident",2020,"POE10",5.9116726858978197,0.96694579067364095]
[null,"SA","SBAR","Baroota","SAPN","Winter","Non-Coincident",2021,"POE10",5.8566291173363201,0.96699777916421603]
[null,"SA","SBAR","Baroota","SAPN","Winter","Non-Coincident",2022,"POE10",5.8028604545198403,0.967051545473952]
[null,"SA","SBAR","Baroota","SAPN","Winter","Non-Coincident",2023,"POE10",5.7381110501485697,0.96710694895223703]
[null,"SA","SBAR","Baroota","SAPN","Winter","Non-Coincident",2024,"POE10",5.6733069489564203,0.96716385889687595]
[null,"SA","SBAR","Baroota","SAPN","Winter","Non-Coincident",2025,"POE10",5.5904151460919698,0.96722215866063599]
[null,"SA","SBAR","Baroota","SAPN","Winter","Non-Coincident",2016,"POE50",5.9018623155281604,0.96804808922152497]
[null,"SA","SBAR","Baroota","SAPN","Winter","Non-Coincident",2017,"POE50",5.8400025886030997,0.965719582155249]
[null,"SA","SBAR","Baroota","SAPN","Winter","Non-Coincident",2018,"POE50",5.7804516441983296,0.96752906462232002]
[null,"SA","SBAR","Baroota","SAPN","Winter","Non-Coincident",2019,"POE50",5.7656378782477899,0.97129155257439703]
[null,"SA","SBAR","Baroota","SAPN","Winter","Non-Coincident",2020,"POE50",5.73321919673546,0.969696463984279]
[null,"SA","SBAR","Baroota","SAPN","Winter","Non-Coincident",2021,"POE50",5.6770849839367603,0.96975201041340398]
[null,"SA","SBAR","Baroota","SAPN","Winter","Non-Coincident",2022,"POE50",5.6141831791054502,0.969809607399294]
[null,"SA","SBAR","Baroota","SAPN","Winter","Non-Coincident",2023,"POE50",5.5449012536615703,0.96986911232538497]
[null,"SA","SBAR","Baroota","SAPN","Winter","Non-Coincident",2024,"POE50",5.4803961401732098,0.96993038967732004]
[null,"SA","SBAR","Baroota","SAPN","Winter","Non-Coincident",2025,"POE50",5.4079987660642903,0.96999331621255003]
[null,"SA","SBHP","Whyalla Terminal LMF","SAPN","Summer","Non-Coincident",2017,"POE10","NA","NA"]
[null,"SA","SBHP","Whyalla Terminal LMF","SAPN","Summer","Non-Coincident",2018,"POE10","NA","NA"]
[null,"SA","SBHP","Whyalla Terminal LMF","SAPN","Summer","Non-Coincident",2019,"POE10","NA","NA"]
[null,"SA","SBHP","Whyalla Terminal LMF","SAPN","Summer","Non-Coincident",2020,"POE10","NA","NA"]
[null,"SA","SBHP","Whyalla Terminal LMF","SAPN","Summer","Non-Coincident",2021,"POE10","NA","NA"]
[null,"SA","SBHP","Whyalla Terminal LMF","SAPN","Summer","Non-Coincident",2022,"POE10","NA","NA"]
[null,"SA","SBHP","Whyalla Terminal LMF","SAPN","Summer","Non-Coincident",2023,"POE10","NA","NA"]
[null,"SA","SBHP","Whyalla Terminal LMF","SAPN","Summer","Non-Coincident",2024,"POE10","NA","NA"]
[null,"SA","SBHP","Whyalla Terminal LMF","SAPN","Summer","Non-Coincident",2025,"POE10","NA","NA"]
[null,"SA","SBHP","Whyalla Terminal LMF","SAPN","Summer","Non-Coincident",2026,"POE10","NA","NA"]
[null,"SA","SBHP","Whyalla Terminal LMF","SAPN","Summer","Non-Coincident",2017,"POE50","NA","NA"]
[null,"SA","SBHP","Whyalla Terminal LMF","SAPN","Summer","Non-Coincident",2018,"POE50","NA","NA"]
[null,"SA","SBHP","Whyalla Terminal LMF","SAPN","Summer","Non-Coincident",2019,"POE50","NA","NA"]
[null,"SA","SBHP","Whyalla Terminal LMF","SAPN","Summer","Non-Coincident",2020,"POE50","NA","NA"]
[null,"SA","SBHP","Whyalla Terminal LMF","SAPN","Summer","Non-Coincident",2021,"POE50","NA","NA"]
[null,"SA","SBHP","Whyalla Terminal LMF","SAPN","Summer","Non-Coincident",2022,"POE50","NA","NA"]
[null,"SA","SBHP","Whyalla Terminal LMF","SAPN","Summer","Non-Coincident",2023,"POE50","NA","NA"]
[null,"SA","SBHP","Whyalla Terminal LMF","SAPN","Summer","Non-Coincident",2024,"POE50","NA","NA"]
[null,"SA","SBHP","Whyalla Terminal LMF","SAPN","Summer","Non-Coincident",2025,"POE50","NA","NA"]
[null,"SA","SBHP","Whyalla Terminal LMF","SAPN","Summer","Non-Coincident",2026,"POE50","NA","NA"]
[null,"SA","SBHP","Whyalla Terminal LMF","SAPN","Winter","Non-Coincident",2016,"POE10","NA","NA"]
[null,"SA","SBHP","Whyalla Terminal LMF","SAPN","Winter","Non-Coincident",2017,"POE10","NA","NA"]
[null,"SA","SBHP","Whyalla Terminal LMF","SAPN","Winter","Non-Coincident",2018,"POE10","NA","NA"]
[null,"SA","SBHP","Whyalla Terminal LMF","SAPN","Winter","Non-Coincident",2019,"POE10","NA","NA"]
[null,"SA","SBHP","Whyalla Terminal LMF","SAPN","Winter","Non-Coincident",2020,"POE10","NA","NA"]
[null,"SA","SBHP","Whyalla Terminal LMF","SAPN","Winter","Non-Coincident",2021,"POE10","NA","NA"]
[null,"SA","SBHP","Whyalla Terminal LMF","SAPN","Winter","Non-Coincident",2022,"POE10","NA","NA"]
[null,"SA","SBHP","Whyalla Terminal LMF","SAPN","Winter","Non-Coincident",2023,"POE10","NA","NA"]
[null,"SA","SBHP","Whyalla Terminal LMF","SAPN","Winter","Non-Coincident",2024,"POE10","NA","NA"]
[null,"SA","SBHP","Whyalla Terminal LMF","SAPN","Winter","Non-Coincident",2025,"POE10","NA","NA"]
[null,"SA","SBHP","Whyalla Terminal LMF","SAPN","Winter","Non-Coincident",2016,"POE50","NA","NA"]
[null,"SA","SBHP","Whyalla Terminal LMF","SAPN","Winter","Non-Coincident",2017,"POE50","NA","NA"]
[null,"SA","SBHP","Whyalla Terminal LMF","SAPN","Winter","Non-Coincident",2018,"POE50","NA","NA"]
[null,"SA","SBHP","Whyalla Terminal LMF","SAPN","Winter","Non-Coincident",2019,"POE50","NA","NA"]
[null,"SA","SBHP","Whyalla Terminal LMF","SAPN","Winter","Non-Coincident",2020,"POE50","NA","NA"]
[null,"SA","SBHP","Whyalla Terminal LMF","SAPN","Winter","Non-Coincident",2021,"POE50","NA","NA"]
[null,"SA","SBHP","Whyalla Terminal LMF","SAPN","Winter","Non-Coincident",2022,"POE50","NA","NA"]
[null,"SA","SBHP","Whyalla Terminal LMF","SAPN","Winter","Non-Coincident",2023,"POE50","NA","NA"]
[null,"SA","SBHP","Whyalla Terminal LMF","SAPN","Winter","Non-Coincident",2024,"POE50","NA","NA"]
[null,"SA","SBHP","Whyalla Terminal LMF","SAPN","Winter","Non-Coincident",2025,"POE50","NA","NA"]
[null,"SA","SBRK","Brinkworth","SAPN","Summer","Non-Coincident",2017,"POE10",4.8153059539125396,0.68742238495344099]
[null,"SA","SBRK","Brinkworth","SAPN","Summer","Non-Coincident",2018,"POE10",4.7887668098153497,0.68088678948866899]
[null,"SA","SBRK","Brinkworth","SAPN","Summer","Non-Coincident",2019,"POE10",4.7781407152153896,0.685943274217238]
[null,"SA","SBRK","Brinkworth","SAPN","Summer","Non-Coincident",2020,"POE10",4.6324834265224002,0.68071450120679999]
[null,"SA","SBRK","Brinkworth","SAPN","Summer","Non-Coincident",2021,"POE10",4.5118731908346597,0.687951888700021]
[null,"SA","SBRK","Brinkworth","SAPN","Summer","Non-Coincident",2022,"POE10",4.3965880096385401,0.68802921758638902]
[null,"SA","SBRK","Brinkworth","SAPN","Summer","Non-Coincident",2023,"POE10",4.3217663813187297,0.68811480901492905]
[null,"SA","SBRK","Brinkworth","SAPN","Summer","Non-Coincident",2024,"POE10",4.2909685677416203,0.68819966531668897]
[null,"SA","SBRK","Brinkworth","SAPN","Summer","Non-Coincident",2025,"POE10",4.2255178151009298,0.68828450912569605]
[null,"SA","SBRK","Brinkworth","SAPN","Summer","Non-Coincident",2026,"POE10",4.1333787462079004,0.68836754404396605]
[null,"SA","SBRK","Brinkworth","SAPN","Summer","Non-Coincident",2017,"POE50",4.4030229744273797,0.66780172670945603]
[null,"SA","SBRK","Brinkworth","SAPN","Summer","Non-Coincident",2018,"POE50",4.3752175682343504,0.66134361005744602]
[null,"SA","SBRK","Brinkworth","SAPN","Summer","Non-Coincident",2019,"POE50",4.3126246628258604,0.65840758274136502]
[null,"SA","SBRK","Brinkworth","SAPN","Summer","Non-Coincident",2020,"POE50",4.2120166552285898,0.65985897192662801]
[null,"SA","SBRK","Brinkworth","SAPN","Summer","Non-Coincident",2021,"POE50",4.1162551455326897,0.66831811935771401]
[null,"SA","SBRK","Brinkworth","SAPN","Summer","Non-Coincident",2022,"POE50",3.9777334373271298,0.668402523556202]
[null,"SA","SBRK","Brinkworth","SAPN","Summer","Non-Coincident",2023,"POE50",3.93616765156679,0.668485597317519]
[null,"SA","SBRK","Brinkworth","SAPN","Summer","Non-Coincident",2024,"POE50",3.89881625016677,0.66856999933438199]
[null,"SA","SBRK","Brinkworth","SAPN","Summer","Non-Coincident",2025,"POE50",3.8755636881950801,0.66865058406482902]
[null,"SA","SBRK","Brinkworth","SAPN","Summer","Non-Coincident",2026,"POE50",3.8296102425505101,0.66872501634011505]
[null,"SA","SBRK","Brinkworth","SAPN","Winter","Non-Coincident",2016,"POE10",4.0249226663369999,0.92720921259357802]
[null,"SA","SBRK","Brinkworth","SAPN","Winter","Non-Coincident",2017,"POE10",4.0028842560347897,0.92540703160370197]
[null,"SA","SBRK","Brinkworth","SAPN","Winter","Non-Coincident",2018,"POE10",3.9816910456508201,0.926810356337608]
[null,"SA","SBRK","Brinkworth","SAPN","Winter","Non-Coincident",2019,"POE10",3.9861410486635802,0.92989373028350797]
[null,"SA","SBRK","Brinkworth","SAPN","Winter","Non-Coincident",2020,"POE10",3.9740277309304699,0.928725146086673]
[null,"SA","SBRK","Brinkworth","SAPN","Winter","Non-Coincident",2021,"POE10",3.9569228403787799,0.92877507961859296]
[null,"SA","SBRK","Brinkworth","SAPN","Winter","Non-Coincident",2022,"POE10",3.9406954651820101,0.92882672069748995]
[null,"SA","SBRK","Brinkworth","SAPN","Winter","Non-Coincident",2023,"POE10",3.9169934193295801,0.928879934232271]
[null,"SA","SBRK","Brinkworth","SAPN","Winter","Non-Coincident",2024,"POE10",3.8931964337144098,0.92893459468703299]
[null,"SA","SBRK","Brinkworth","SAPN","Winter","Non-Coincident",2025,"POE10",3.8568610903836,0.92899059002527995]
[null,"SA","SBRK","Brinkworth","SAPN","Winter","Non-Coincident",2016,"POE50",3.8818659005148199,0.92978387387657502]
[null,"SA","SBRK","Brinkworth","SAPN","Winter","Non-Coincident",2017,"POE50",3.8586821942983298,0.92754740613851805]
[null,"SA","SBRK","Brinkworth","SAPN","Winter","Non-Coincident",2018,"POE50",3.8369904073961898,0.92928536485841895]
[null,"SA","SBRK","Brinkworth","SAPN","Winter","Non-Coincident",2019,"POE50",3.8451064455485402,0.93289913225535503]
[null,"SA","SBRK","Brinkworth","SAPN","Winter","Non-Coincident",2020,"POE50",3.8416816275943302,0.93136709302609699]
[null,"SA","SBRK","Brinkworth","SAPN","Winter","Non-Coincident",2021,"POE50",3.82243823878474,0.93142044386127398]
[null,"SA","SBRK","Brinkworth","SAPN","Winter","Non-Coincident",2022,"POE50",3.79861307677414,0.93147576420048095]
[null,"SA","SBRK","Brinkworth","SAPN","Winter","Non-Coincident",2023,"POE50",3.77040118811875,0.93153291706438601]
[null,"SA","SBRK","Brinkworth","SAPN","Winter","Non-Coincident",2024,"POE50",3.7453601371223999,0.93159177229512902]
[null,"SA","SBRK","Brinkworth","SAPN","Winter","Non-Coincident",2025,"POE50",3.7148346980057001,0.93165221152159705]
[null,"SA","SCLN","Clare North","SAPN","Summer","Non-Coincident",2017,"POE10",13.3754055073983,0.94000191659989996]
[null,"SA","SCLN","Clare North","SAPN","Summer","Non-Coincident",2018,"POE10",13.461709170967,0.93106494800900497]
[null,"SA","SCLN","Clare North","SAPN","Summer","Non-Coincident",2019,"POE10",13.594463109855299,0.93797933636782205]
[null,"SA","SCLN","Clare North","SAPN","Summer","Non-Coincident",2020,"POE10",13.3351262000457,0.93082935586258997]
[null,"SA","SCLN","Clare North","SAPN","Summer","Non-Coincident",2021,"POE10",13.1077029332831,0.94072597585011697]
[null,"SA","SCLN","Clare North","SAPN","Summer","Non-Coincident",2022,"POE10",12.888861256854501,0.94083171768073703]
[null,"SA","SCLN","Clare North","SAPN","Summer","Non-Coincident",2023,"POE10",12.7836233692215,0.94094875795849497]
[null,"SA","SCLN","Clare North","SAPN","Summer","Non-Coincident",2024,"POE10",12.806046410668101,0.94106479300192203]
[null,"SA","SCLN","Clare North","SAPN","Summer","Non-Coincident",2025,"POE10",12.7230825578962,0.94118081096238304]
[null,"SA","SCLN","Clare North","SAPN","Summer","Non-Coincident",2026,"POE10",12.5562725902828,0.94129435539158302]
[null,"SA","SCLN","Clare North","SAPN","Summer","Non-Coincident",2017,"POE50",12.1404843455544,0.91317204204533897]
[null,"SA","SCLN","Clare North","SAPN","Summer","Non-Coincident",2018,"POE50",12.199706567468301,0.90434102029889596]
[null,"SA","SCLN","Clare North","SAPN","Summer","Non-Coincident",2019,"POE50",12.1577771040164,0.90032620878749503]
[null,"SA","SCLN","Clare North","SAPN","Summer","Non-Coincident",2020,"POE50",11.974790757922801,0.90231088174220597]
[null,"SA","SCLN","Clare North","SAPN","Summer","Non-Coincident",2021,"POE50",11.799288662976499,0.91387817278781303]
[null,"SA","SCLN","Clare North","SAPN","Summer","Non-Coincident",2022,"POE50",11.4951376558147,0.91399358961171295]
[null,"SA","SCLN","Clare North","SAPN","Summer","Non-Coincident",2023,"POE50",11.467034165529499,0.91410718715605399]
[null,"SA","SCLN","Clare North","SAPN","Summer","Non-Coincident",2024,"POE50",11.449659381096399,0.91422260099673403]
[null,"SA","SCLN","Clare North","SAPN","Summer","Non-Coincident",2025,"POE50",11.4729304583259,0.91433279496586695]
[null,"SA","SCLN","Clare North","SAPN","Summer","Non-Coincident",2026,"POE50",11.441737529429201,0.91443457588391297]
[null,"SA","SCLN","Clare North","SAPN","Winter","Non-Coincident",2016,"POE10",10.481903108573199,0.76537339386816605]
[null,"SA","SCLN","Clare North","SAPN","Winter","Non-Coincident",2017,"POE10",10.435578347942799,0.76388576695306198]
[null,"SA","SCLN","Clare North","SAPN","Winter","Non-Coincident",2018,"POE10",10.3914376913102,0.76504415429402095]
[null,"SA","SCLN","Clare North","SAPN","Winter","Non-Coincident",2019,"POE10",10.4142757916172,0.76758935374791404]
[null,"SA","SCLN","Clare North","SAPN","Winter","Non-Coincident",2020,"POE10",10.393921407920701,0.76662473514770602]
[null,"SA","SCLN","Clare North","SAPN","Winter","Non-Coincident",2021,"POE10",10.360532469557,0.76666595324204201]
[null,"SA","SCLN","Clare North","SAPN","Winter","Non-Coincident",2022,"POE10",10.3294503206829,0.76670858084677296]
[null,"SA","SCLN","Clare North","SAPN","Winter","Non-Coincident",2023,"POE10",10.2787653833722,0.76675250644971404]
[null,"SA","SCLN","Clare North","SAPN","Winter","Non-Coincident",2024,"POE10",10.2277989574124,0.76679762642609395]
[null,"SA","SCLN","Clare North","SAPN","Winter","Non-Coincident",2025,"POE10",10.1438226567042,0.76684384829435503]
[null,"SA","SCLN","Clare North","SAPN","Winter","Non-Coincident",2016,"POE50",10.085578545399301,0.76749867176388098]
[null,"SA","SCLN","Clare North","SAPN","Winter","Non-Coincident",2017,"POE50",10.0381460804561,0.76565255884814998]
[null,"SA","SCLN","Clare North","SAPN","Winter","Non-Coincident",2018,"POE50",9.9945703197777505,0.76708717289834005]
[null,"SA","SCLN","Clare North","SAPN","Winter","Non-Coincident",2019,"POE50",10.0287188700699,0.77007019051688497]
[null,"SA","SCLN","Clare North","SAPN","Winter","Non-Coincident",2020,"POE50",10.032910993911401,0.76880555460892597]
[null,"SA","SCLN","Clare North","SAPN","Winter","Non-Coincident",2021,"POE50",9.9958435544995208,0.76884959354774396]
[null,"SA","SCLN","Clare North","SAPN","Winter","Non-Coincident",2022,"POE50",9.9467766546917904,0.76889525823182403]
[null,"SA","SCLN","Clare North","SAPN","Winter","Non-Coincident",2023,"POE50",9.8861733085616894,0.76894243559031195]
[null,"SA","SCLN","Clare North","SAPN","Winter","Non-Coincident",2024,"POE50",9.8338293785651896,0.76899101818320403]
[null,"SA","SCLN","Clare North","SAPN","Winter","Non-Coincident",2025,"POE50",9.7670217539284305,0.76904090829997196]
[null,"SA","SDAL","Dalrymple","SAPN","Summer","Non-Coincident",2017,"POE10",7.8648414533035904,0.74660945983690696]
[null,"SA","SDAL","Dalrymple","SAPN","Summer","Non-Coincident",2018,"POE10",9.9248367800566601,0.73951114953094299]
[null,"SA","SDAL","Dalrymple","SAPN","Summer","Non-Coincident",2019,"POE10",9.9731397643277901,0.74500299765009603]
[null,"SA","SDAL","Dalrymple","SAPN","Summer","Non-Coincident",2020,"POE10",9.7335128386843106,0.73932402722611501]
[null,"SA","SDAL","Dalrymple","SAPN","Summer","Non-Coincident",2021,"POE10",9.5181192567742308,0.74718455386187499]
[null,"SA","SDAL","Dalrymple","SAPN","Summer","Non-Coincident",2022,"POE10",9.3106228984339907,0.74726854076620697]
[null,"SA","SDAL","Dalrymple","SAPN","Summer","Non-Coincident",2023,"POE10",9.1869514799142706,0.747361501617683]
[null,"SA","SDAL","Dalrymple","SAPN","Summer","Non-Coincident",2024,"POE10",9.1560749963640493,0.74745366404795599]
[null,"SA","SDAL","Dalrymple","SAPN","Summer","Non-Coincident",2025,"POE10",9.0511697964464908,0.74754581290984801]
[null,"SA","SDAL","Dalrymple","SAPN","Summer","Non-Coincident",2026,"POE10",8.8887548477196106,0.747635997135492]
[null,"SA","SDAL","Dalrymple","SAPN","Summer","Non-Coincident",2017,"POE50",6.9689319776394498,0.72529946270293399]
[null,"SA","SDAL","Dalrymple","SAPN","Summer","Non-Coincident",2018,"POE50",9.0156927458210507,0.71828530213635999]
[null,"SA","SDAL","Dalrymple","SAPN","Summer","Non-Coincident",2019,"POE50",8.9422570366793899,0.715096482836165]
[null,"SA","SDAL","Dalrymple","SAPN","Summer","Non-Coincident",2020,"POE50",8.7648829975362101,0.71667283664619696]
[null,"SA","SDAL","Dalrymple","SAPN","Summer","Non-Coincident",2021,"POE50",8.5931835835976003,0.72586031676387097]
[null,"SA","SDAL","Dalrymple","SAPN","Summer","Non-Coincident",2022,"POE50",8.3293140663985898,0.72595198816477502]
[null,"SA","SDAL","Dalrymple","SAPN","Summer","Non-Coincident",2023,"POE50",8.2670101574622592,0.72604221457785101]
[null,"SA","SDAL","Dalrymple","SAPN","Summer","Non-Coincident",2024,"POE50",8.2131329972881701,0.72613388360929298]
[null,"SA","SDAL","Dalrymple","SAPN","Summer","Non-Coincident",2025,"POE50",8.1892850982770895,0.72622140668591495]
[null,"SA","SDAL","Dalrymple","SAPN","Summer","Non-Coincident",2026,"POE50",8.1231728256764395,0.72630224758091999]
[null,"SA","SDAL","Dalrymple","SAPN","Winter","Non-Coincident",2016,"POE10",6.3119576654590999,0.64921425689800705]
[null,"SA","SDAL","Dalrymple","SAPN","Winter","Non-Coincident",2017,"POE10",6.33286462293567,0.64795240404295795]
[null,"SA","SDAL","Dalrymple","SAPN","Winter","Non-Coincident",2018,"POE10",8.5511879634948293,0.64893498533306504]
[null,"SA","SDAL","Dalrymple","SAPN","Winter","Non-Coincident",2019,"POE10",8.6270433359584402,0.65109390513006205]
[null,"SA","SDAL","Dalrymple","SAPN","Winter","Non-Coincident",2020,"POE10",8.6675309750634604,0.65027568469969299]
[null,"SA","SDAL","Dalrymple","SAPN","Winter","Non-Coincident",2021,"POE10",8.6972541451102199,0.65031064720910203]
[null,"SA","SDAL","Dalrymple","SAPN","Winter","Non-Coincident",2022,"POE10",8.7289602088812597,0.65034680531042999]
[null,"SA","SDAL","Dalrymple","SAPN","Winter","Non-Coincident",2023,"POE10",8.7440502445752504,0.65038406441546404]
[null,"SA","SDAL","Dalrymple","SAPN","Winter","Non-Coincident",2024,"POE10",8.7587372476611396,0.65042233662634996]
[null,"SA","SDAL","Dalrymple","SAPN","Winter","Non-Coincident",2025,"POE10",8.7448001296082296,0.65046154349726504]
[null,"SA","SDAL","Dalrymple","SAPN","Winter","Non-Coincident",2016,"POE50",5.9798022746436201,0.65101698576318801]
[null,"SA","SDAL","Dalrymple","SAPN","Winter","Non-Coincident",2017,"POE50",5.9969544098557197,0.64945105358637401]
[null,"SA","SDAL","Dalrymple","SAPN","Winter","Non-Coincident",2018,"POE50",8.2121492282516808,0.65066793922937105]
[null,"SA","SDAL","Dalrymple","SAPN","Winter","Non-Coincident",2019,"POE50",8.2940447723496007,0.65319823043370695]
[null,"SA","SDAL","Dalrymple","SAPN","Winter","Non-Coincident",2020,"POE50",8.3517613910631496,0.652125525701859]
[null,"SA","SDAL","Dalrymple","SAPN","Winter","Non-Coincident",2021,"POE50",8.3753471719467498,0.65216288094201802]
[null,"SA","SDAL","Dalrymple","SAPN","Winter","Non-Coincident",2022,"POE50",8.3888049221279708,0.65220161519144304]
[null,"SA","SDAL","Dalrymple","SAPN","Winter","Non-Coincident",2023,"POE50",8.3923286630413898,0.65224163253981005]
[null,"SA","SDAL","Dalrymple","SAPN","Winter","Non-Coincident",2024,"POE50",8.4026389961292605,0.65228284185306196]
[null,"SA","SDAL","Dalrymple","SAPN","Winter","Non-Coincident",2025,"POE50",8.4003284034357808,0.65232516024999598]
[null,"SA","SDAV","Davenport","ENet","Summer","Non-Coincident",2017,"POE10","NA","NA"]
[null,"SA","SDAV","Davenport","ENet","Summer","Non-Coincident",2018,"POE10","NA","NA"]
[null,"SA","SDAV","Davenport","ENet","Summer","Non-Coincident",2019,"POE10","NA","NA"]
[null,"SA","SDAV","Davenport","ENet","Summer","Non-Coincident",2020,"POE10","NA","NA"]
[null,"SA","SDAV","Davenport","ENet","Summer","Non-Coincident",2021,"POE10","NA","NA"]
[null,"SA","SDAV","Davenport","ENet","Summer","Non-Coincident",2022,"POE10","NA","NA"]
[null,"SA","SDAV","Davenport","ENet","Summer","Non-Coincident",2023,"POE10","NA","NA"]
[null,"SA","SDAV","Davenport","ENet","Summer","Non-Coincident",2024,"POE10","NA","NA"]
[null,"SA","SDAV","Davenport","ENet","Summer","Non-Coincident",2025,"POE10","NA","NA"]
[null,"SA","SDAV","Davenport","ENet","Summer","Non-Coincident",2026,"POE10","NA","NA"]
[null,"SA","SDAV","Davenport","ENet","Summer","Non-Coincident",2017,"POE50","NA","NA"]
[null,"SA","SDAV","Davenport","ENet","Summer","Non-Coincident",2018,"POE50","NA","NA"]
[null,"SA","SDAV","Davenport","ENet","Summer","Non-Coincident",2019,"POE50","NA","NA"]
[null,"SA","SDAV","Davenport","ENet","Summer","Non-Coincident",2020,"POE50","NA","NA"]
[null,"SA","SDAV","Davenport","ENet","Summer","Non-Coincident",2021,"POE50","NA","NA"]
[null,"SA","SDAV","Davenport","ENet","Summer","Non-Coincident",2022,"POE50","NA","NA"]
[null,"SA","SDAV","Davenport","ENet","Summer","Non-Coincident",2023,"POE50","NA","NA"]
[null,"SA","SDAV","Davenport","ENet","Summer","Non-Coincident",2024,"POE50","NA","NA"]
[null,"SA","SDAV","Davenport","ENet","Summer","Non-Coincident",2025,"POE50","NA","NA"]
[null,"SA","SDAV","Davenport","ENet","Summer","Non-Coincident",2026,"POE50","NA","NA"]
[null,"SA","SDAV","Davenport","ENet","Winter","Non-Coincident",2016,"POE10","NA","NA"]
[null,"SA","SDAV","Davenport","ENet","Winter","Non-Coincident",2017,"POE10","NA","NA"]
[null,"SA","SDAV","Davenport","ENet","Winter","Non-Coincident",2018,"POE10","NA","NA"]
[null,"SA","SDAV","Davenport","ENet","Winter","Non-Coincident",2019,"POE10","NA","NA"]
[null,"SA","SDAV","Davenport","ENet","Winter","Non-Coincident",2020,"POE10","NA","NA"]
[null,"SA","SDAV","Davenport","ENet","Winter","Non-Coincident",2021,"POE10","NA","NA"]
[null,"SA","SDAV","Davenport","ENet","Winter","Non-Coincident",2022,"POE10","NA","NA"]
[null,"SA","SDAV","Davenport","ENet","Winter","Non-Coincident",2023,"POE10","NA","NA"]
[null,"SA","SDAV","Davenport","ENet","Winter","Non-Coincident",2024,"POE10","NA","NA"]
[null,"SA","SDAV","Davenport","ENet","Winter","Non-Coincident",2025,"POE10","NA","NA"]
[null,"SA","SDAV","Davenport","ENet","Winter","Non-Coincident",2016,"POE50","NA","NA"]
[null,"SA","SDAV","Davenport","ENet","Winter","Non-Coincident",2017,"POE50","NA","NA"]
[null,"SA","SDAV","Davenport","ENet","Winter","Non-Coincident",2018,"POE50","NA","NA"]
[null,"SA","SDAV","Davenport","ENet","Winter","Non-Coincident",2019,"POE50","NA","NA"]
[null,"SA","SDAV","Davenport","ENet","Winter","Non-Coincident",2020,"POE50","NA","NA"]
[null,"SA","SDAV","Davenport","ENet","Winter","Non-Coincident",2021,"POE50","NA","NA"]
[null,"SA","SDAV","Davenport","ENet","Winter","Non-Coincident",2022,"POE50","NA","NA"]
[null,"SA","SDAV","Davenport","ENet","Winter","Non-Coincident",2023,"POE50","NA","NA"]
[null,"SA","SDAV","Davenport","ENet","Winter","Non-Coincident",2024,"POE50","NA","NA"]
[null,"SA","SDAV","Davenport","ENet","Winter","Non-Coincident",2025,"POE50","NA","NA"]
[null,"SA","SDAW","Davenport West","SAPN","Summer","Non-Coincident",2017,"POE10",32.411275073854398,0.93877246198659003]
[null,"SA","SDAW","Davenport West","SAPN","Summer","Non-Coincident",2018,"POE10",35.166864401981698,0.92984718230512098]
[null,"SA","SDAW","Davenport West","SAPN","Summer","Non-Coincident",2019,"POE10",35.180899475201699,0.93675252714337098]
[null,"SA","SDAW","Davenport West","SAPN","Summer","Non-Coincident",2020,"POE10",34.188915771718797,0.92961189829621704]
[null,"SA","SDAW","Davenport West","SAPN","Summer","Non-Coincident",2021,"POE10",33.295403282024502,0.93949557421960495]
[null,"SA","SDAW","Davenport West","SAPN","Summer","Non-Coincident",2022,"POE10",32.438960230889698,0.93960117774754703]
[null,"SA","SDAW","Davenport West","SAPN","Summer","Non-Coincident",2023,"POE10",31.880635689056099,0.93971806494507604]
[null,"SA","SDAW","Davenport West","SAPN","Summer","Non-Coincident",2024,"POE10",31.647188118340601,0.939833948223047]
[null,"SA","SDAW","Davenport West","SAPN","Summer","Non-Coincident",2025,"POE10",31.1593548752681,0.93994981444039605]
[null,"SA","SDAW","Davenport West","SAPN","Summer","Non-Coincident",2026,"POE10",30.499871579828898,0.94006321036168305]
[null,"SA","SDAW","Davenport West","SAPN","Summer","Non-Coincident",2017,"POE50",30.005721277855301,0.91197767897010296]
[null,"SA","SDAW","Davenport West","SAPN","Summer","Non-Coincident",2018,"POE50",32.739926106883097,0.90315820756226495]
[null,"SA","SDAW","Davenport West","SAPN","Summer","Non-Coincident",2019,"POE50",32.3433406241775,0.89914864713434295]
[null,"SA","SDAW","Davenport West","SAPN","Summer","Non-Coincident",2020,"POE50",31.5810277593866,0.90113072428017604]
[null,"SA","SDAW","Davenport West","SAPN","Summer","Non-Coincident",2021,"POE50",30.850464673169501,0.91268288614456805]
[null,"SA","SDAW","Davenport West","SAPN","Summer","Non-Coincident",2022,"POE50",29.797792109036902,0.91279815201159797]
[null,"SA","SDAW","Davenport West","SAPN","Summer","Non-Coincident",2023,"POE50",29.471394198507699,0.91291160097855595]
[null,"SA","SDAW","Davenport West","SAPN","Summer","Non-Coincident",2024,"POE50",29.176786584959,0.91302686386626797]
[null,"SA","SDAW","Davenport West","SAPN","Summer","Non-Coincident",2025,"POE50",29.024214658804802,0.913136913709649]
[null,"SA","SDAW","Davenport West","SAPN","Summer","Non-Coincident",2026,"POE50",28.7327019872242,0.91323856150560501]
[null,"SA","SDAW","Davenport West","SAPN","Winter","Non-Coincident",2016,"POE10",24.098924399837401,0.95021988926826395]
[null,"SA","SDAW","Davenport West","SAPN","Winter","Non-Coincident",2017,"POE10",24.1844341446293,0.94837298330854902]
[null,"SA","SDAW","Davenport West","SAPN","Winter","Non-Coincident",2018,"POE10",27.369282174207399,0.94981113454254096]
[null,"SA","SDAW","Davenport West","SAPN","Winter","Non-Coincident",2019,"POE10",27.6345542002969,0.95297102899748298]
[null,"SA","SDAW","Davenport West","SAPN","Winter","Non-Coincident",2020,"POE10",27.786696036994002,0.95177344388828]
[null,"SA","SDAW","Davenport West","SAPN","Winter","Non-Coincident",2021,"POE10",27.904369603764302,0.95182461662742901]
[null,"SA","SDAW","Davenport West","SAPN","Winter","Non-Coincident",2022,"POE10",28.0284230474937,0.95187753928997898]
[null,"SA","SDAW","Davenport West","SAPN","Winter","Non-Coincident",2023,"POE10",28.099103525534399,0.95193207343226305]
[null,"SA","SDAW","Davenport West","SAPN","Winter","Non-Coincident",2024,"POE10",28.168426500147302,0.95198809040293797]
[null,"SA","SDAW","Davenport West","SAPN","Winter","Non-Coincident",2025,"POE10",28.145558577712698,0.952045475385082]
[null,"SA","SDAW","Davenport West","SAPN","Winter","Non-Coincident",2016,"POE50",23.2099742252014,0.95285844626921301]
[null,"SA","SDAW","Davenport West","SAPN","Winter","Non-Coincident",2017,"POE50",23.2903859941901,0.95056647580823805]
[null,"SA","SDAW","Davenport West","SAPN","Winter","Non-Coincident",2018,"POE50",26.473501565781302,0.95234756568519896]
[null,"SA","SDAW","Davenport West","SAPN","Winter","Non-Coincident",2019,"POE50",26.7672853003419,0.95605101643732604]
[null,"SA","SDAW","Davenport West","SAPN","Winter","Non-Coincident",2020,"POE50",26.983364099323701,0.95448095638290997]
[null,"SA","SDAW","Davenport West","SAPN","Winter","Non-Coincident",2021,"POE50",27.089288418106399,0.95453563123299301]
[null,"SA","SDAW","Davenport West","SAPN","Winter","Non-Coincident",2022,"POE50",27.1624144796025,0.954592324464554]
[null,"SA","SDAW","Davenport West","SAPN","Winter","Non-Coincident",2023,"POE50",27.203264642652201,0.954650895698827]
[null,"SA","SDAW","Davenport West","SAPN","Winter","Non-Coincident",2024,"POE50",27.265992823504298,0.95471121154780803]
[null,"SA","SDAW","Davenport West","SAPN","Winter","Non-Coincident",2025,"POE50",27.287627481054798,0.95477315070274904]
[null,"SA","SDRN","Dorrien","SAPN","Summer","Non-Coincident",2017,"POE10",61.0395776946418,0.85066664219271904]
[null,"SA","SDRN","Dorrien","SAPN","Summer","Non-Coincident",2018,"POE10",60.616406106999797,0.84257901925456802]
[null,"SA","SDRN","Dorrien","SAPN","Summer","Non-Coincident",2019,"POE10",60.408548746947702,0.84883628259003796]
[null,"SA","SDRN","Dorrien","SAPN","Summer","Non-Coincident",2020,"POE10",58.484373665263398,0.84236581715723402]
[null,"SA","SDRN","Dorrien","SAPN","Summer","Non-Coincident",2021,"POE10",56.7453628888344,0.85132188878344806]
[null,"SA","SDRN","Dorrien","SAPN","Summer","Non-Coincident",2022,"POE10",55.082406785308798,0.85141758119258404]
[null,"SA","SDRN","Dorrien","SAPN","Summer","Non-Coincident",2023,"POE10",53.934665391061401,0.85152349827458595]
[null,"SA","SDRN","Dorrien","SAPN","Summer","Non-Coincident",2024,"POE10",53.341026578419097,0.85162850565704495]
[null,"SA","SDRN","Dorrien","SAPN","Summer","Non-Coincident",2025,"POE10",52.321746599593297,0.85173349758005801]
[null,"SA","SDRN","Dorrien","SAPN","Summer","Non-Coincident",2026,"POE10",50.980537297193699,0.85183625104962102]
[null,"SA","SDRN","Dorrien","SAPN","Summer","Non-Coincident",2017,"POE50",56.551364720997199,0.82638660733881697]
[null,"SA","SDRN","Dorrien","SAPN","Summer","Non-Coincident",2018,"POE50",56.100889043118002,0.81839486233966796]
[null,"SA","SDRN","Dorrien","SAPN","Summer","Non-Coincident",2019,"POE50",55.200008825313603,0.814761607803557]
[null,"SA","SDRN","Dorrien","SAPN","Summer","Non-Coincident",2020,"POE50",53.686991830073197,0.81655766273538199]
[null,"SA","SDRN","Dorrien","SAPN","Summer","Non-Coincident",2021,"POE50",52.2419898983539,0.82702562929934897]
[null,"SA","SDRN","Dorrien","SAPN","Summer","Non-Coincident",2022,"POE50",50.264644028584399,0.82713007721621501]
[null,"SA","SDRN","Dorrien","SAPN","Summer","Non-Coincident",2023,"POE50",49.521202892226697,0.827232878752999]
[null,"SA","SDRN","Dorrien","SAPN","Summer","Non-Coincident",2024,"POE50",48.834429557015298,0.82733732397016302]
[null,"SA","SDRN","Dorrien","SAPN","Summer","Non-Coincident",2025,"POE50",48.327750745056498,0.82743704539844598]
[null,"SA","SDRN","Dorrien","SAPN","Summer","Non-Coincident",2026,"POE50",47.542410588273,0.827529153329573]
[null,"SA","SDRN","Dorrien","SAPN","Winter","Non-Coincident",2016,"POE10",44.865704449051698,1]
[null,"SA","SDRN","Dorrien","SAPN","Winter","Non-Coincident",2017,"POE10",44.040057349631901,0.99855568018160201]
[null,"SA","SDRN","Dorrien","SAPN","Winter","Non-Coincident",2018,"POE10",43.2743642667863,1]
[null,"SA","SDRN","Dorrien","SAPN","Winter","Non-Coincident",2019,"POE10",42.955469587004302,1]
[null,"SA","SDRN","Dorrien","SAPN","Winter","Non-Coincident",2020,"POE10",42.293466787941199,1]
[null,"SA","SDRN","Dorrien","SAPN","Winter","Non-Coincident",2021,"POE10",41.672931192298797,1]
[null,"SA","SDRN","Dorrien","SAPN","Winter","Non-Coincident",2022,"POE10",41.1023418425494,1]
[null,"SA","SDRN","Dorrien","SAPN","Winter","Non-Coincident",2023,"POE10",40.496024642004002,1]
[null,"SA","SDRN","Dorrien","SAPN","Winter","Non-Coincident",2024,"POE10",39.931798697546903,1]
[null,"SA","SDRN","Dorrien","SAPN","Winter","Non-Coincident",2025,"POE10",39.282545756344,1]
[null,"SA","SDRN","Dorrien","SAPN","Winter","Non-Coincident",2016,"POE50",43.350009599546098,1]
[null,"SA","SDRN","Dorrien","SAPN","Winter","Non-Coincident",2017,"POE50",42.424472959251702,1]
[null,"SA","SDRN","Dorrien","SAPN","Winter","Non-Coincident",2018,"POE50",41.727461753673097,1]
[null,"SA","SDRN","Dorrien","SAPN","Winter","Non-Coincident",2019,"POE50",41.468174401135101,1]
[null,"SA","SDRN","Dorrien","SAPN","Winter","Non-Coincident",2020,"POE50",40.889828066135799,1]
[null,"SA","SDRN","Dorrien","SAPN","Winter","Non-Coincident",2021,"POE50",40.254942211604202,1]
[null,"SA","SDRN","Dorrien","SAPN","Winter","Non-Coincident",2022,"POE50",39.617203164206202,1]
[null,"SA","SDRN","Dorrien","SAPN","Winter","Non-Coincident",2023,"POE50",38.980527738516599,1]
[null,"SA","SDRN","Dorrien","SAPN","Winter","Non-Coincident",2024,"POE50",38.423352963088099,1]
[null,"SA","SDRN","Dorrien","SAPN","Winter","Non-Coincident",2025,"POE50",37.856074029465397,1]
[null,"SA","SHUM","Hummocks","SAPN","Summer","Non-Coincident",2017,"POE10",14.668467995456,0.89623369843298895]
[null,"SA","SHUM","Hummocks","SAPN","Summer","Non-Coincident",2018,"POE10",14.8047933834492,0.88771285153730395]
[null,"SA","SHUM","Hummocks","SAPN","Summer","Non-Coincident",2019,"POE10",14.992881929244501,0.89430529325661501]
[null,"SA","SHUM","Hummocks","SAPN","Summer","Non-Coincident",2020,"POE10",14.7483580648209,0.88748822899454705]
[null,"SA","SHUM","Hummocks","SAPN","Summer","Non-Coincident",2021,"POE10",14.5379116891247,0.89692404415276505]
[null,"SA","SHUM","Hummocks","SAPN","Summer","Non-Coincident",2022,"POE10",14.3354025693859,0.89702486244926205]
[null,"SA","SHUM","Hummocks","SAPN","Summer","Non-Coincident",2023,"POE10",14.2577371772914,0.89713645311641799]
[null,"SA","SHUM","Hummocks","SAPN","Summer","Non-Coincident",2024,"POE10",14.3215833086849,0.89724708535480102]
[null,"SA","SHUM","Hummocks","SAPN","Summer","Non-Coincident",2025,"POE10",14.2665634381553,0.89735770130563397]
[null,"SA","SHUM","Hummocks","SAPN","Summer","Non-Coincident",2026,"POE10",14.1158773085203,0.89746595889737002]
[null,"SA","SHUM","Hummocks","SAPN","Summer","Non-Coincident",2017,"POE50",13.835061345636101,0.87065307218543397]
[null,"SA","SHUM","Hummocks","SAPN","Summer","Non-Coincident",2018,"POE50",13.9895240406744,0.86223323905425797]
[null,"SA","SHUM","Hummocks","SAPN","Summer","Non-Coincident",2019,"POE50",14.027732999389899,0.85840536455120398]
[null,"SA","SHUM","Hummocks","SAPN","Summer","Non-Coincident",2020,"POE50",13.9015233491054,0.86029762748276695]
[null,"SA","SHUM","Hummocks","SAPN","Summer","Non-Coincident",2021,"POE50",13.7815706203356,0.87132632418176403]
[null,"SA","SHUM","Hummocks","SAPN","Summer","Non-Coincident",2022,"POE50",13.507488359722901,0.87143636698605798]
[null,"SA","SHUM","Hummocks","SAPN","Summer","Non-Coincident",2023,"POE50",13.5545706122032,0.87154467521979695]
[null,"SA","SHUM","Hummocks","SAPN","Summer","Non-Coincident",2024,"POE50",13.613006687876499,0.871654715179776]
[null,"SA","SHUM","Hummocks","SAPN","Summer","Non-Coincident",2025,"POE50",13.718503961358399,0.87175977831502804]
[null,"SA","SHUM","Hummocks","SAPN","Summer","Non-Coincident",2026,"POE50",13.7410644103789,0.87185682012632604]
[null,"SA","SHUM","Hummocks","SAPN","Winter","Non-Coincident",2016,"POE10",11.498649680946199,0.84665356257392399]
[null,"SA","SHUM","Hummocks","SAPN","Winter","Non-Coincident",2017,"POE10",11.563577188558501,0.84500795451184096]
[null,"SA","SHUM","Hummocks","SAPN","Winter","Non-Coincident",2018,"POE10",11.6307228113743,0.84628935882628498]
[null,"SA","SHUM","Hummocks","SAPN","Winter","Non-Coincident",2019,"POE10",11.773408659828901,0.84910485019607096]
[null,"SA","SHUM","Hummocks","SAPN","Winter","Non-Coincident",2020,"POE10",11.8681114544897,0.84803779223333797]
[null,"SA","SHUM","Hummocks","SAPN","Winter","Non-Coincident",2021,"POE10",11.9481466970499,0.848083387555427]
[null,"SA","SHUM","Hummocks","SAPN","Winter","Non-Coincident",2022,"POE10",12.0309375275819,0.84813054207333805]
[null,"SA","SHUM","Hummocks","SAPN","Winter","Non-Coincident",2023,"POE10",12.0907927378474,0.84817913243265297]
[null,"SA","SHUM","Hummocks","SAPN","Winter","Non-Coincident",2024,"POE10",12.1499810891238,0.84822904400398702]
[null,"SA","SHUM","Hummocks","SAPN","Winter","Non-Coincident",2025,"POE10",12.1692259024028,0.84828017448454196]
[null,"SA","SHUM","Hummocks","SAPN","Winter","Non-Coincident",2016,"POE50",11.095458905912899,0.849004538079843]
[null,"SA","SHUM","Hummocks","SAPN","Winter","Non-Coincident",2017,"POE50",11.152047591975601,0.84696237396813201]
[null,"SA","SHUM","Hummocks","SAPN","Winter","Non-Coincident",2018,"POE50",11.2127135538917,0.84854933937121901]
[null,"SA","SHUM","Hummocks","SAPN","Winter","Non-Coincident",2019,"POE50",11.3612638845683,0.85184914377282905]
[null,"SA","SHUM","Hummocks","SAPN","Winter","Non-Coincident",2020,"POE50",11.477097627701401,0.85045020763863599]
[null,"SA","SHUM","Hummocks","SAPN","Winter","Non-Coincident",2021,"POE50",11.546173213054701,0.85049892336972999]
[null,"SA","SHUM","Hummocks","SAPN","Winter","Non-Coincident",2022,"POE50",11.601236957115001,0.85054943749495204]
[null,"SA","SHUM","Hummocks","SAPN","Winter","Non-Coincident",2023,"POE50",11.642426583739301,0.85060162493569302]
[null,"SA","SHUM","Hummocks","SAPN","Winter","Non-Coincident",2024,"POE50",11.692882598636899,0.85065536684216703]
[null,"SA","SHUM","Hummocks","SAPN","Winter","Non-Coincident",2025,"POE50",11.725603626647001,0.85071055512730598]
[null,"SA","SKAD","Kadina East","SAPN","Summer","Non-Coincident",2017,"POE10",27.461903163732199,0.876465804519999]
[null,"SA","SKAD","Kadina East","SAPN","Summer","Non-Coincident",2018,"POE10",27.530594619331701,0.86813289878048505]
[null,"SA","SKAD","Kadina East","SAPN","Summer","Non-Coincident",2019,"POE10",27.690582300691801,0.87457993346058005]
[null,"SA","SKAD","Kadina East","SAPN","Summer","Non-Coincident",2020,"POE10",27.0501955488036,0.86791323065375103]
[null,"SA","SKAD","Kadina East","SAPN","Summer","Non-Coincident",2021,"POE10",26.475599066098901,0.87714092354056095]
[null,"SA","SKAD","Kadina East","SAPN","Summer","Non-Coincident",2022,"POE10",25.9546044078702,0.87723951812532597]
[null,"SA","SKAD","Kadina East","SAPN","Summer","Non-Coincident",2023,"POE10",25.707451382555501,0.877348647478571]
[null,"SA","SKAD","Kadina East","SAPN","Summer","Non-Coincident",2024,"POE10",25.717815137513501,0.87745683954275]
[null,"SA","SKAD","Kadina East","SAPN","Summer","Non-Coincident",2025,"POE10",25.516401495005301,0.87756501567862699]
[null,"SA","SKAD","Kadina East","SAPN","Summer","Non-Coincident",2026,"POE10",25.146856611891899,0.87767088547285799]
[null,"SA","SKAD","Kadina East","SAPN","Summer","Non-Coincident",2017,"POE50",24.698232771133998,0.85144940064744901]
[null,"SA","SKAD","Kadina East","SAPN","Summer","Non-Coincident",2018,"POE50",24.780880629418199,0.84321528064934703]
[null,"SA","SKAD","Kadina East","SAPN","Summer","Non-Coincident",2019,"POE50",24.654600251463201,0.83947183615290999]
[null,"SA","SKAD","Kadina East","SAPN","Summer","Non-Coincident",2020,"POE50",24.238899137195499,0.84132236214359202]
[null,"SA","SKAD","Kadina East","SAPN","Summer","Non-Coincident",2021,"POE50",23.879579402605099,0.85210780297447597]
[null,"SA","SKAD","Kadina East","SAPN","Summer","Non-Coincident",2022,"POE50",23.289013947384799,0.85221541860549499]
[null,"SA","SKAD","Kadina East","SAPN","Summer","Non-Coincident",2023,"POE50",23.257211378823499,0.85232133792473697]
[null,"SA","SKAD","Kadina East","SAPN","Summer","Non-Coincident",2024,"POE50",23.246763845628099,0.85242895077417702]
[null,"SA","SKAD","Kadina East","SAPN","Summer","Non-Coincident",2025,"POE50",23.317671878523999,0.85253169657086503]
[null,"SA","SKAD","Kadina East","SAPN","Summer","Non-Coincident",2026,"POE50",23.248701584952901,0.85262659796696305]
[null,"SA","SKAD","Kadina East","SAPN","Winter","Non-Coincident",2016,"POE10",18.920654892389901,0.86002609791239704]
[null,"SA","SKAD","Kadina East","SAPN","Winter","Non-Coincident",2017,"POE10",19.133371521266699,0.85835449816618603]
[null,"SA","SKAD","Kadina East","SAPN","Winter","Non-Coincident",2018,"POE10",19.3495752977345,0.85965614172042704]
[null,"SA","SKAD","Kadina East","SAPN","Winter","Non-Coincident",2019,"POE10",19.6919666176132,0.86251610258695]
[null,"SA","SKAD","Kadina East","SAPN","Winter","Non-Coincident",2020,"POE10",19.954853704095999,0.86143219089449097]
[null,"SA","SKAD","Kadina East","SAPN","Winter","Non-Coincident",2021,"POE10",20.193268586647601,0.86147850637543]
[null,"SA","SKAD","Kadina East","SAPN","Winter","Non-Coincident",2022,"POE10",20.436423558662199,0.86152640567903005]
[null,"SA","SKAD","Kadina East","SAPN","Winter","Non-Coincident",2023,"POE10",20.640529351805402,0.86157576350254295]
[null,"SA","SKAD","Kadina East","SAPN","Winter","Non-Coincident",2024,"POE10",20.8432103029449,0.86162646340605997]
[null,"SA","SKAD","Kadina East","SAPN","Winter","Non-Coincident",2025,"POE10",20.976751819962299,0.86167840147095398]
[null,"SA","SKAD","Kadina East","SAPN","Winter","Non-Coincident",2016,"POE50",18.069042656194799,0.86241420608322505]
[null,"SA","SKAD","Kadina East","SAPN","Winter","Non-Coincident",2017,"POE50",18.266926581459099,0.86033978685211299]
[null,"SA","SKAD","Kadina East","SAPN","Winter","Non-Coincident",2018,"POE50",18.471289409363699,0.86195181770330298]
[null,"SA","SKAD","Kadina East","SAPN","Winter","Non-Coincident",2019,"POE50",18.821083576339301,0.86530374112138198]
[null,"SA","SKAD","Kadina East","SAPN","Winter","Non-Coincident",2020,"POE50",19.117831236026898,0.863882709381952]
[null,"SA","SKAD","Kadina East","SAPN","Winter","Non-Coincident",2021,"POE50",19.3371038728407,0.86393219455743797]
[null,"SA","SKAD","Kadina East","SAPN","Winter","Non-Coincident",2022,"POE50",19.532769929881599,0.86398350653192801]
[null,"SA","SKAD","Kadina East","SAPN","Winter","Non-Coincident",2023,"POE50",19.7046924326138,0.86403651825124705]
[null,"SA","SKAD","Kadina East","SAPN","Winter","Non-Coincident",2024,"POE50",19.891880237175201,0.86409110898843]
[null,"SA","SKAD","Kadina East","SAPN","Winter","Non-Coincident",2025,"POE50",20.048414430703701,0.86414716894921695]
[null,"SA","SKAN","Kanmantoo","SAPN","Summer","Non-Coincident",2017,"POE10",1.5782273515594401,0.74048772302727295]
[null,"SA","SKAN","Kanmantoo","SAPN","Summer","Non-Coincident",2018,"POE10",1.5794795419098999,0.73344761448518103]
[null,"SA","SKAN","Kanmantoo","SAPN","Summer","Non-Coincident",2019,"POE10",1.5865405009526199,0.73889443283898504]
[null,"SA","SKAN","Kanmantoo","SAPN","Summer","Non-Coincident",2020,"POE10",1.55138887388872,0.73326202646777205]
[null,"SA","SKAN","Kanmantoo","SAPN","Summer","Non-Coincident",2021,"POE10",1.5203521289144799,0.74105810163614805]
[null,"SA","SKAN","Kanmantoo","SAPN","Summer","Non-Coincident",2022,"POE10",1.4906059166194301,0.74114139989969596]
[null,"SA","SKAN","Kanmantoo","SAPN","Summer","Non-Coincident",2023,"POE10",1.47419451136715,0.74123359852955994]
[null,"SA","SKAN","Kanmantoo","SAPN","Summer","Non-Coincident",2024,"POE10",1.4725993587920501,0.74132500528478196]
[null,"SA","SKAN","Kanmantoo","SAPN","Summer","Non-Coincident",2025,"POE10",1.4589420532473101,0.741416398582875]
[null,"SA","SKAN","Kanmantoo","SAPN","Summer","Non-Coincident",2026,"POE10",1.43577493594143,0.74150584335352498]
[null,"SA","SKAN","Kanmantoo","SAPN","Summer","Non-Coincident",2017,"POE50",1.4188679198672001,0.71935245471859099]
[null,"SA","SKAN","Kanmantoo","SAPN","Summer","Non-Coincident",2018,"POE50",1.42143254499757,0.71239580593995799]
[null,"SA","SKAN","Kanmantoo","SAPN","Summer","Non-Coincident",2019,"POE50",1.41425976492017,0.70923313299008295]
[null,"SA","SKAN","Kanmantoo","SAPN","Summer","Non-Coincident",2020,"POE50",1.39089152525341,0.71079656167170002]
[null,"SA","SKAN","Kanmantoo","SAPN","Summer","Non-Coincident",2021,"POE50",1.36862450365886,0.71990871012235202]
[null,"SA","SKAN","Kanmantoo","SAPN","Summer","Non-Coincident",2022,"POE50",1.3316014575364901,0.71999962987434296]
[null,"SA","SKAN","Kanmantoo","SAPN","Summer","Non-Coincident",2023,"POE50",1.32664680026259,0.72008911648651397]
[null,"SA","SKAN","Kanmantoo","SAPN","Summer","Non-Coincident",2024,"POE50",1.3229620872191099,0.72018003388846996]
[null,"SA","SKAN","Kanmantoo","SAPN","Summer","Non-Coincident",2025,"POE50",1.32396532758174,0.72026683932987801]
[null,"SA","SKAN","Kanmantoo","SAPN","Summer","Non-Coincident",2026,"POE50",1.31710067647914,0.72034701737943396]
[null,"SA","SKAN","Kanmantoo","SAPN","Winter","Non-Coincident",2016,"POE10",1.5380737545638199,0.86591659668435095]
[null,"SA","SKAN","Kanmantoo","SAPN","Winter","Non-Coincident",2017,"POE10",1.5561355541090101,0.86423354780156603]
[null,"SA","SKAN","Kanmantoo","SAPN","Winter","Non-Coincident",2018,"POE10",1.5744796434167101,0.86554410658498104]
[null,"SA","SKAN","Kanmantoo","SAPN","Winter","Non-Coincident",2019,"POE10",1.6030953422434799,0.86842365592214699]
[null,"SA","SKAN","Kanmantoo","SAPN","Winter","Non-Coincident",2020,"POE10",1.6252440873257901,0.867332320291614]
[null,"SA","SKAN","Kanmantoo","SAPN","Winter","Non-Coincident",2021,"POE10",1.6454010170893101,0.86737895299697698]
[null,"SA","SKAN","Kanmantoo","SAPN","Winter","Non-Coincident",2022,"POE10",1.66594476906557,0.86742718037293498]
[null,"SA","SKAN","Kanmantoo","SAPN","Winter","Non-Coincident",2023,"POE10",1.6833046639632101,0.867476876258512]
[null,"SA","SKAN","Kanmantoo","SAPN","Winter","Non-Coincident",2024,"POE10",1.7005463506609499,0.86752792341628204]
[null,"SA","SKAN","Kanmantoo","SAPN","Winter","Non-Coincident",2025,"POE10",1.71214282034555,0.86758021721585399]
[null,"SA","SKAN","Kanmantoo","SAPN","Winter","Non-Coincident",2016,"POE50",1.45933827146929,0.86832106150793897]
[null,"SA","SKAN","Kanmantoo","SAPN","Winter","Non-Coincident",2017,"POE50",1.4757629689391001,0.86623243414527995]
[null,"SA","SKAN","Kanmantoo","SAPN","Winter","Non-Coincident",2018,"POE50",1.4927102581270499,0.86785550613321205]
[null,"SA","SKAN","Kanmantoo","SAPN","Winter","Non-Coincident",2019,"POE50",1.5214129213652501,0.87123038757643201]
[null,"SA","SKAN","Kanmantoo","SAPN","Winter","Non-Coincident",2020,"POE50",1.5458322811891201,0.86979962289315704]
[null,"SA","SKAN","Kanmantoo","SAPN","Winter","Non-Coincident",2021,"POE50",1.5639888403856099,0.86984944700296896]
[null,"SA","SKAN","Kanmantoo","SAPN","Winter","Non-Coincident",2022,"POE50",1.5802355244108599,0.86990111042391305]
[null,"SA","SKAN","Kanmantoo","SAPN","Winter","Non-Coincident",2023,"POE50",1.59455975797571,0.86995448523159502]
[null,"SA","SKAN","Kanmantoo","SAPN","Winter","Non-Coincident",2024,"POE50",1.6101176192937401,0.870009449872164]
[null,"SA","SKAN","Kanmantoo","SAPN","Winter","Non-Coincident",2025,"POE50",1.62319233561919,0.87006589379935795]
[null,"SA","SKET","Keith","SAPN","Summer","Non-Coincident",2017,"POE10",24.763889128021798,0.89986365067928797]
[null,"SA","SKET","Keith","SAPN","Summer","Non-Coincident",2018,"POE10",24.624784336518498,0.89130829239736198]
[null,"SA","SKET","Keith","SAPN","Summer","Non-Coincident",2019,"POE10",24.577474216057301,0.89792743501920402]
[null,"SA","SKET","Keith","SAPN","Summer","Non-Coincident",2020,"POE10",23.836047456922401,0.89108276008173504]
[null,"SA","SKET","Keith","SAPN","Summer","Non-Coincident",2021,"POE10",23.1732123688104,0.90055679245772702]
[null,"SA","SKET","Keith","SAPN","Summer","Non-Coincident",2022,"POE10",22.541642272869101,0.90065801909147203]
[null,"SA","SKET","Keith","SAPN","Summer","Non-Coincident",2023,"POE10",22.119652495769301,0.90077006172645002]
[null,"SA","SKET","Keith","SAPN","Summer","Non-Coincident",2024,"POE10",21.923856549432401,0.90088114205079906]
[null,"SA","SKET","Keith","SAPN","Summer","Non-Coincident",2025,"POE10",21.551006256660902,0.90099220602162899]
[null,"SA","SKET","Keith","SAPN","Summer","Non-Coincident",2026,"POE10",21.042281981509699,0.90110090208146598]
[null,"SA","SKET","Keith","SAPN","Summer","Non-Coincident",2017,"POE50",22.1983003992782,0.87417941702233504]
[null,"SA","SKET","Keith","SAPN","Summer","Non-Coincident",2018,"POE50",22.036792067869701,0.86572548163385599]
[null,"SA","SKET","Keith","SAPN","Summer","Non-Coincident",2019,"POE50",21.702291119834399,0.86188210336021798]
[null,"SA","SKET","Keith","SAPN","Summer","Non-Coincident",2020,"POE50",21.131373265963902,0.86378203039110102]
[null,"SA","SKET","Keith","SAPN","Summer","Non-Coincident",2021,"POE50",20.591246823154101,0.87485539584382299]
[null,"SA","SKET","Keith","SAPN","Summer","Non-Coincident",2022,"POE50",19.842125822192401,0.87496588434674005]
[null,"SA","SKET","Keith","SAPN","Summer","Non-Coincident",2023,"POE50",19.5794816708291,0.875074631253692]
[null,"SA","SKET","Keith","SAPN","Summer","Non-Coincident",2024,"POE50",19.338739954690698,0.87518511690077305]
[null,"SA","SKET","Keith","SAPN","Summer","Non-Coincident",2025,"POE50",19.167858341937901,0.87529060556584504]
[null,"SA","SKET","Keith","SAPN","Summer","Non-Coincident",2026,"POE50",18.8844412687572,0.87538804041875895]
[null,"SA","SKET","Keith","SAPN","Winter","Non-Coincident",2016,"POE10",14.380827078364501,0.93514030521064195]
[null,"SA","SKET","Keith","SAPN","Winter","Non-Coincident",2017,"POE10",14.2883410873845,0.93332270886018698]
[null,"SA","SKET","Keith","SAPN","Winter","Non-Coincident",2018,"POE10",14.1988960672413,0.93473803724794502]
[null,"SA","SKET","Keith","SAPN","Winter","Non-Coincident",2019,"POE10",14.2008276904221,0.93784778552663395]
[null,"SA","SKET","Keith","SAPN","Winter","Non-Coincident",2020,"POE10",14.143650831915499,0.936669205581946]
[null,"SA","SKET","Keith","SAPN","Winter","Non-Coincident",2021,"POE10",14.068683132239901,0.93671956623156705]
[null,"SA","SKET","Keith","SAPN","Winter","Non-Coincident",2022,"POE10",13.996824024821899,0.93677164903405097]
[null,"SA","SKET","Keith","SAPN","Winter","Non-Coincident",2023,"POE10",13.898428293950101,0.936825317742775]
[null,"SA","SKET","Keith","SAPN","Winter","Non-Coincident",2024,"POE10",13.7997358662377,0.93688044574803497]
[null,"SA","SKET","Keith","SAPN","Winter","Non-Coincident",2025,"POE10",13.656687688733999,0.93693692005500595]
[null,"SA","SKET","Keith","SAPN","Winter","Non-Coincident",2016,"POE50",13.750165725019601,0.93773698943820805]
[null,"SA","SKET","Keith","SAPN","Winter","Non-Coincident",2017,"POE50",13.6511774252831,0.93548139157015997]
[null,"SA","SKET","Keith","SAPN","Winter","Non-Coincident",2018,"POE50",13.5574994148951,0.93723421631100201]
[null,"SA","SKET","Keith","SAPN","Winter","Non-Coincident",2019,"POE50",13.5690366123583,0.94087889488044696]
[null,"SA","SKET","Keith","SAPN","Winter","Non-Coincident",2020,"POE50",13.5396571960387,0.93933375100894101]
[null,"SA","SKET","Keith","SAPN","Winter","Non-Coincident",2021,"POE50",13.454457998641701,0.93938755819248998]
[null,"SA","SKET","Keith","SAPN","Winter","Non-Coincident",2022,"POE50",13.3531552039224,0.93944335172666604]
[null,"SA","SKET","Keith","SAPN","Winter","Non-Coincident",2023,"POE50",13.236497332271901,0.93950099346045102]
[null,"SA","SKET","Keith","SAPN","Winter","Non-Coincident",2024,"POE50",13.1310431489265,0.93956035212265199]
[null,"SA","SKET","Keith","SAPN","Winter","Non-Coincident",2025,"POE50",13.0064451330657,0.93962130832964197]
[null,"SA","SKNC","Kincraig","SAPN","Summer","Non-Coincident",2017,"POE10",22.178664405443001,0.86497911364242497]
[null,"SA","SKNC","Kincraig","SAPN","Summer","Non-Coincident",2018,"POE10",21.769184334863901,0.85675541639895103]
[null,"SA","SKNC","Kincraig","SAPN","Summer","Non-Coincident",2019,"POE10",21.437450652947401,0.86311795822825199]
[null,"SA","SKNC","Kincraig","SAPN","Summer","Non-Coincident",2020,"POE10",20.5032374183365,0.85653862717502705]
[null,"SA","SKNC","Kincraig","SAPN","Summer","Non-Coincident",2021,"POE10",19.646984458412501,0.86564538476104502]
[null,"SA","SKNC","Kincraig","SAPN","Summer","Non-Coincident",2022,"POE10",18.8575562912993,0.86574268719555003]
[null,"SA","SKNC","Kincraig","SAPN","Summer","Non-Coincident",2023,"POE10",18.268156034481901,0.86585038633310296]
[null,"SA","SKNC","Kincraig","SAPN","Summer","Non-Coincident",2024,"POE10",17.870861230724501,0.86595716046541305]
[null,"SA","SKNC","Kincraig","SAPN","Summer","Non-Coincident",2025,"POE10",17.3343119238376,0.86606391887817202]
[null,"SA","SKNC","Kincraig","SAPN","Summer","Non-Coincident",2026,"POE10",16.697096198655199,0.86616840117548799]
[null,"SA","SKNC","Kincraig","SAPN","Summer","Non-Coincident",2017,"POE50",20.213072887147501,0.84029056705383398]
[null,"SA","SKNC","Kincraig","SAPN","Summer","Non-Coincident",2018,"POE50",19.880453143838199,0.83216436089627099]
[null,"SA","SKNC","Kincraig","SAPN","Summer","Non-Coincident",2019,"POE50",19.390369193029802,0.82846997683040202]
[null,"SA","SKNC","Kincraig","SAPN","Summer","Non-Coincident",2020,"POE50",18.690533017776101,0.83029625039742305]
[null,"SA","SKNC","Kincraig","SAPN","Summer","Non-Coincident",2021,"POE50",18.039054206267402,0.84094034056275502]
[null,"SA","SKNC","Kincraig","SAPN","Summer","Non-Coincident",2022,"POE50",17.2353906760749,0.84104654581645999]
[null,"SA","SKNC","Kincraig","SAPN","Summer","Non-Coincident",2023,"POE50",16.8603738418457,0.84115107698972802]
[null,"SA","SKNC","Kincraig","SAPN","Summer","Non-Coincident",2024,"POE50",16.506684316104,0.84125727949830797]
[null,"SA","SKNC","Kincraig","SAPN","Summer","Non-Coincident",2025,"POE50",16.214655445793301,0.84135867874023096]
[null,"SA","SKNC","Kincraig","SAPN","Summer","Non-Coincident",2026,"POE50",15.829930111892301,0.84145233638786199]
[null,"SA","SKNC","Kincraig","SAPN","Winter","Non-Coincident",2016,"POE10",15.275651452607599,0.98221761634186799]
[null,"SA","SKNC","Kincraig","SAPN","Winter","Non-Coincident",2017,"POE10",15.260825044954499,0.98030851762708904]
[null,"SA","SKNC","Kincraig","SAPN","Winter","Non-Coincident",2018,"POE10",15.2491006587651,0.98179509719982105]
[null,"SA","SKNC","Kincraig","SAPN","Winter","Non-Coincident",2019,"POE10",15.3359265168794,0.98506139801553605]
[null,"SA","SKNC","Kincraig","SAPN","Winter","Non-Coincident",2020,"POE10",15.3595329176534,0.98382348539698095]
[null,"SA","SKNC","Kincraig","SAPN","Winter","Non-Coincident",2021,"POE10",15.363975800452399,0.98387638132816102]
[null,"SA","SKNC","Kincraig","SAPN","Winter","Non-Coincident",2022,"POE10",15.3718828817169,0.98393108610970303]
[null,"SA","SKNC","Kincraig","SAPN","Winter","Non-Coincident",2023,"POE10",15.350570604916699,0.98398745663598797]
[null,"SA","SKNC","Kincraig","SAPN","Winter","Non-Coincident",2024,"POE10",15.3286851228444,0.98404535992346098]
[null,"SA","SKNC","Kincraig","SAPN","Winter","Non-Coincident",2025,"POE10",15.2569946047123,0.98410467728885398]
[null,"SA","SKNC","Kincraig","SAPN","Winter","Non-Coincident",2016,"POE50",14.866822371148,0.98494502417380603]
[null,"SA","SKNC","Kincraig","SAPN","Winter","Non-Coincident",2017,"POE50",14.8499134520036,0.98257587384520295]
[null,"SA","SKNC","Kincraig","SAPN","Winter","Non-Coincident",2018,"POE50",14.8386088668751,0.984416940184897]
[null,"SA","SKNC","Kincraig","SAPN","Winter","Non-Coincident",2019,"POE50",14.9430338043544,0.98824510102543195]
[null,"SA","SKNC","Kincraig","SAPN","Winter","Non-Coincident",2020,"POE50",15.003417627822801,0.98662217073152902]
[null,"SA","SKNC","Kincraig","SAPN","Winter","Non-Coincident",2021,"POE50",15.002315751700101,0.98667868670380898]
[null,"SA","SKNC","Kincraig","SAPN","Winter","Non-Coincident",2022,"POE50",14.983130686340401,0.98673728902459401]
[null,"SA","SKNC","Kincraig","SAPN","Winter","Non-Coincident",2023,"POE50",14.946363819656099,0.98679783258799803]
[null,"SA","SKNC","Kincraig","SAPN","Winter","Non-Coincident",2024,"POE50",14.921859586913399,0.98686017951430705]
[null,"SA","SKNC","Kincraig","SAPN","Winter","Non-Coincident",2025,"POE50",14.875146435654701,0.98692420440981898]
[null,"SA","SLCC","Leigh Creek","ENet","Summer","Non-Coincident",2017,"POE10","NA","NA"]
[null,"SA","SLCC","Leigh Creek","ENet","Summer","Non-Coincident",2018,"POE10","NA","NA"]
[null,"SA","SLCC","Leigh Creek","ENet","Summer","Non-Coincident",2019,"POE10","NA","NA"]
[null,"SA","SLCC","Leigh Creek","ENet","Summer","Non-Coincident",2020,"POE10","NA","NA"]
[null,"SA","SLCC","Leigh Creek","ENet","Summer","Non-Coincident",2021,"POE10","NA","NA"]
[null,"SA","SLCC","Leigh Creek","ENet","Summer","Non-Coincident",2022,"POE10","NA","NA"]
[null,"SA","SLCC","Leigh Creek","ENet","Summer","Non-Coincident",2023,"POE10","NA","NA"]
[null,"SA","SLCC","Leigh Creek","ENet","Summer","Non-Coincident",2024,"POE10","NA","NA"]
[null,"SA","SLCC","Leigh Creek","ENet","Summer","Non-Coincident",2025,"POE10","NA","NA"]
[null,"SA","SLCC","Leigh Creek","ENet","Summer","Non-Coincident",2026,"POE10","NA","NA"]
[null,"SA","SLCC","Leigh Creek","ENet","Summer","Non-Coincident",2017,"POE50","NA","NA"]
[null,"SA","SLCC","Leigh Creek","ENet","Summer","Non-Coincident",2018,"POE50","NA","NA"]
[null,"SA","SLCC","Leigh Creek","ENet","Summer","Non-Coincident",2019,"POE50","NA","NA"]
[null,"SA","SLCC","Leigh Creek","ENet","Summer","Non-Coincident",2020,"POE50","NA","NA"]
[null,"SA","SLCC","Leigh Creek","ENet","Summer","Non-Coincident",2021,"POE50","NA","NA"]
[null,"SA","SLCC","Leigh Creek","ENet","Summer","Non-Coincident",2022,"POE50","NA","NA"]
[null,"SA","SLCC","Leigh Creek","ENet","Summer","Non-Coincident",2023,"POE50","NA","NA"]
[null,"SA","SLCC","Leigh Creek","ENet","Summer","Non-Coincident",2024,"POE50","NA","NA"]
[null,"SA","SLCC","Leigh Creek","ENet","Summer","Non-Coincident",2025,"POE50","NA","NA"]
[null,"SA","SLCC","Leigh Creek","ENet","Summer","Non-Coincident",2026,"POE50","NA","NA"]
[null,"SA","SLCC","Leigh Creek","ENet","Winter","Non-Coincident",2016,"POE10","NA","NA"]
[null,"SA","SLCC","Leigh Creek","ENet","Winter","Non-Coincident",2017,"POE10","NA","NA"]
[null,"SA","SLCC","Leigh Creek","ENet","Winter","Non-Coincident",2018,"POE10","NA","NA"]
[null,"SA","SLCC","Leigh Creek","ENet","Winter","Non-Coincident",2019,"POE10","NA","NA"]
[null,"SA","SLCC","Leigh Creek","ENet","Winter","Non-Coincident",2020,"POE10","NA","NA"]
[null,"SA","SLCC","Leigh Creek","ENet","Winter","Non-Coincident",2021,"POE10","NA","NA"]
[null,"SA","SLCC","Leigh Creek","ENet","Winter","Non-Coincident",2022,"POE10","NA","NA"]
[null,"SA","SLCC","Leigh Creek","ENet","Winter","Non-Coincident",2023,"POE10","NA","NA"]
[null,"SA","SLCC","Leigh Creek","ENet","Winter","Non-Coincident",2024,"POE10","NA","NA"]
[null,"SA","SLCC","Leigh Creek","ENet","Winter","Non-Coincident",2025,"POE10","NA","NA"]
[null,"SA","SLCC","Leigh Creek","ENet","Winter","Non-Coincident",2016,"POE50","NA","NA"]
[null,"SA","SLCC","Leigh Creek","ENet","Winter","Non-Coincident",2017,"POE50","NA","NA"]
[null,"SA","SLCC","Leigh Creek","ENet","Winter","Non-Coincident",2018,"POE50","NA","NA"]
[null,"SA","SLCC","Leigh Creek","ENet","Winter","Non-Coincident",2019,"POE50","NA","NA"]
[null,"SA","SLCC","Leigh Creek","ENet","Winter","Non-Coincident",2020,"POE50","NA","NA"]
[null,"SA","SLCC","Leigh Creek","ENet","Winter","Non-Coincident",2021,"POE50","NA","NA"]
[null,"SA","SLCC","Leigh Creek","ENet","Winter","Non-Coincident",2022,"POE50","NA","NA"]
[null,"SA","SLCC","Leigh Creek","ENet","Winter","Non-Coincident",2023,"POE50","NA","NA"]
[null,"SA","SLCC","Leigh Creek","ENet","Winter","Non-Coincident",2024,"POE50","NA","NA"]
[null,"SA","SLCC","Leigh Creek","ENet","Winter","Non-Coincident",2025,"POE50","NA","NA"]
[null,"SA","SLCS","Leigh Creek South","SAPN","Summer","Non-Coincident",2017,"POE10",0.98374899446614394,0.77064074035852204]
[null,"SA","SLCS","Leigh Creek South","SAPN","Summer","Non-Coincident",2018,"POE10",0.40625657688261302,0.76331395520008305]
[null,"SA","SLCS","Leigh Creek South","SAPN","Summer","Non-Coincident",2019,"POE10",0.398509127159342,0.76898257062508102]
[null,"SA","SLCS","Leigh Creek South","SAPN","Summer","Non-Coincident",2020,"POE10",0.37973079190278197,0.76312080994906795]
[null,"SA","SLCS","Leigh Creek South","SAPN","Summer","Non-Coincident",2021,"POE10",0.36260262929130299,0.77123434505953103]
[null,"SA","SLCS","Leigh Creek South","SAPN","Summer","Non-Coincident",2022,"POE10",0.34631184145713101,0.771321035268557]
[null,"SA","SLCS","Leigh Creek South","SAPN","Summer","Non-Coincident",2023,"POE10",0.33351000634925698,0.77141698827111105]
[null,"SA","SLCS","Leigh Creek South","SAPN","Summer","Non-Coincident",2024,"POE10",0.32426041282694601,0.77151211715350398]
[null,"SA","SLCS","Leigh Creek South","SAPN","Summer","Non-Coincident",2025,"POE10",0.31251447817489397,0.77160723203078896]
[null,"SA","SLCS","Leigh Creek South","SAPN","Summer","Non-Coincident",2026,"POE10",0.29901027678323799,0.77170031903565195]
[null,"SA","SLCS","Leigh Creek South","SAPN","Summer","Non-Coincident",2017,"POE50",0.89142733260780505,0.74864483372756396]
[null,"SA","SLCS","Leigh Creek South","SAPN","Summer","Non-Coincident",2018,"POE50",0.31667037867742698,0.74140490685441696]
[null,"SA","SLCS","Leigh Creek South","SAPN","Summer","Non-Coincident",2019,"POE50",0.30536901292097901,0.73811344833618697]
[null,"SA","SLCS","Leigh Creek South","SAPN","Summer","Non-Coincident",2020,"POE50",0.29098828637367202,0.73974054058799799]
[null,"SA","SLCS","Leigh Creek South","SAPN","Summer","Non-Coincident",2021,"POE50",0.27734134349307898,0.74922374011973203]
[null,"SA","SLCS","Leigh Creek South","SAPN","Summer","Non-Coincident",2022,"POE50",0.26122876584993499,0.74931836216788805]
[null,"SA","SLCS","Leigh Creek South","SAPN","Summer","Non-Coincident",2023,"POE50",0.25177840492078501,0.74941149271808005]
[null,"SA","SLCS","Leigh Creek South","SAPN","Summer","Non-Coincident",2024,"POE50",0.24271055734578101,0.74950611232050701]
[null,"SA","SLCS","Leigh Creek South","SAPN","Summer","Non-Coincident",2025,"POE50",0.23458768410772299,0.74959645252136897]
[null,"SA","SLCS","Leigh Creek South","SAPN","Summer","Non-Coincident",2026,"POE50",0.225168450045371,0.74967989545978397]
[null,"SA","SLCS","Leigh Creek South","SAPN","Winter","Non-Coincident",2016,"POE10",0.90441205005522796,0.84192510455340297]
[null,"SA","SLCS","Leigh Creek South","SAPN","Winter","Non-Coincident",2017,"POE10",0.337296240859843,0.84028868701384696]
[null,"SA","SLCS","Leigh Creek South","SAPN","Winter","Non-Coincident",2018,"POE10",0.32027817246891699,0.84156293483976297]
[null,"SA","SLCS","Leigh Creek South","SAPN","Winter","Non-Coincident",2019,"POE10",0.30524742596298499,0.84436270202986397]
[null,"SA","SLCS","Leigh Creek South","SAPN","Winter","Non-Coincident",2020,"POE10",0.28883698835275701,0.84330160345714]
[null,"SA","SLCS","Leigh Creek South","SAPN","Winter","Non-Coincident",2021,"POE10",0.272035353093177,0.843346944134855]
[null,"SA","SLCS","Leigh Creek South","SAPN","Winter","Non-Coincident",2022,"POE10",0.25528148236064002,0.84339383530047196]
[null,"SA","SLCS","Leigh Creek South","SAPN","Winter","Non-Coincident",2023,"POE10",0.23805709702604499,0.84344215428849101]
[null,"SA","SLCS","Leigh Creek South","SAPN","Winter","Non-Coincident",2024,"POE10",0.220871297235121,0.84349178710971995]
[null,"SA","SLCS","Leigh Creek South","SAPN","Winter","Non-Coincident",2025,"POE10",0.203070696878943,0.84354263203270796]
[null,"SA","SLCS","Leigh Creek South","SAPN","Winter","Non-Coincident",2016,"POE50",0.82832803477584305,0.84426295014470498]
[null,"SA","SLCS","Leigh Creek South","SAPN","Winter","Non-Coincident",2017,"POE50",0.26205244077711998,0.84223219127322402]
[null,"SA","SLCS","Leigh Creek South","SAPN","Winter","Non-Coincident",2018,"POE50",0.24590606569381099,0.84381029366596005]
[null,"SA","SLCS","Leigh Creek South","SAPN","Winter","Non-Coincident",2019,"POE50",0.23157748985155699,0.84709166905802202]
[null,"SA","SLCS","Leigh Creek South","SAPN","Winter","Non-Coincident",2020,"POE50",0.21638927513749101,0.84570054581339305]
[null,"SA","SLCS","Leigh Creek South","SAPN","Winter","Non-Coincident",2021,"POE50",0.20025056309748801,0.84574898947300603]
[null,"SA","SLCS","Leigh Creek South","SAPN","Winter","Non-Coincident",2022,"POE50",0.18389227921437901,0.84579922148293196]
[null,"SA","SLCS","Leigh Creek South","SAPN","Winter","Non-Coincident",2023,"POE50",0.167378339730927,0.84585111746311104]
[null,"SA","SLCS","Leigh Creek South","SAPN","Winter","Non-Coincident",2024,"POE50",0.15106757193322301,0.84590455922751995]
[null,"SA","SLCS","Leigh Creek South","SAPN","Winter","Non-Coincident",2025,"POE50",0.13460849955250301,0.84595943929274398]
[null,"SA","SMA1","Mannum - Adelaide Pipeline 1","ENet","Summer","Non-Coincident",2017,"POE10","NA","NA"]
[null,"SA","SMA1","Mannum - Adelaide Pipeline 1","ENet","Summer","Non-Coincident",2018,"POE10","NA","NA"]
[null,"SA","SMA1","Mannum - Adelaide Pipeline 1","ENet","Summer","Non-Coincident",2019,"POE10","NA","NA"]
[null,"SA","SMA1","Mannum - Adelaide Pipeline 1","ENet","Summer","Non-Coincident",2020,"POE10","NA","NA"]
[null,"SA","SMA1","Mannum - Adelaide Pipeline 1","ENet","Summer","Non-Coincident",2021,"POE10","NA","NA"]
[null,"SA","SMA1","Mannum - Adelaide Pipeline 1","ENet","Summer","Non-Coincident",2022,"POE10","NA","NA"]
[null,"SA","SMA1","Mannum - Adelaide Pipeline 1","ENet","Summer","Non-Coincident",2023,"POE10","NA","NA"]
[null,"SA","SMA1","Mannum - Adelaide Pipeline 1","ENet","Summer","Non-Coincident",2024,"POE10","NA","NA"]
[null,"SA","SMA1","Mannum - Adelaide Pipeline 1","ENet","Summer","Non-Coincident",2025,"POE10","NA","NA"]
[null,"SA","SMA1","Mannum - Adelaide Pipeline 1","ENet","Summer","Non-Coincident",2026,"POE10","NA","NA"]
[null,"SA","SMA1","Mannum - Adelaide Pipeline 1","ENet","Summer","Non-Coincident",2017,"POE50","NA","NA"]
[null,"SA","SMA1","Mannum - Adelaide Pipeline 1","ENet","Summer","Non-Coincident",2018,"POE50","NA","NA"]
[null,"SA","SMA1","Mannum - Adelaide Pipeline 1","ENet","Summer","Non-Coincident",2019,"POE50","NA","NA"]
[null,"SA","SMA1","Mannum - Adelaide Pipeline 1","ENet","Summer","Non-Coincident",2020,"POE50","NA","NA"]
[null,"SA","SMA1","Mannum - Adelaide Pipeline 1","ENet","Summer","Non-Coincident",2021,"POE50","NA","NA"]
[null,"SA","SMA1","Mannum - Adelaide Pipeline 1","ENet","Summer","Non-Coincident",2022,"POE50","NA","NA"]
[null,"SA","SMA1","Mannum - Adelaide Pipeline 1","ENet","Summer","Non-Coincident",2023,"POE50","NA","NA"]
[null,"SA","SMA1","Mannum - Adelaide Pipeline 1","ENet","Summer","Non-Coincident",2024,"POE50","NA","NA"]
[null,"SA","SMA1","Mannum - Adelaide Pipeline 1","ENet","Summer","Non-Coincident",2025,"POE50","NA","NA"]
[null,"SA","SMA1","Mannum - Adelaide Pipeline 1","ENet","Summer","Non-Coincident",2026,"POE50","NA","NA"]
[null,"SA","SMA1","Mannum - Adelaide Pipeline 1","ENet","Winter","Non-Coincident",2016,"POE10","NA","NA"]
[null,"SA","SMA1","Mannum - Adelaide Pipeline 1","ENet","Winter","Non-Coincident",2017,"POE10","NA","NA"]
[null,"SA","SMA1","Mannum - Adelaide Pipeline 1","ENet","Winter","Non-Coincident",2018,"POE10","NA","NA"]
[null,"SA","SMA1","Mannum - Adelaide Pipeline 1","ENet","Winter","Non-Coincident",2019,"POE10","NA","NA"]
[null,"SA","SMA1","Mannum - Adelaide Pipeline 1","ENet","Winter","Non-Coincident",2020,"POE10","NA","NA"]
[null,"SA","SMA1","Mannum - Adelaide Pipeline 1","ENet","Winter","Non-Coincident",2021,"POE10","NA","NA"]
[null,"SA","SMA1","Mannum - Adelaide Pipeline 1","ENet","Winter","Non-Coincident",2022,"POE10","NA","NA"]
[null,"SA","SMA1","Mannum - Adelaide Pipeline 1","ENet","Winter","Non-Coincident",2023,"POE10","NA","NA"]
[null,"SA","SMA1","Mannum - Adelaide Pipeline 1","ENet","Winter","Non-Coincident",2024,"POE10","NA","NA"]
[null,"SA","SMA1","Mannum - Adelaide Pipeline 1","ENet","Winter","Non-Coincident",2025,"POE10","NA","NA"]
[null,"SA","SMA1","Mannum - Adelaide Pipeline 1","ENet","Winter","Non-Coincident",2016,"POE50","NA","NA"]
[null,"SA","SMA1","Mannum - Adelaide Pipeline 1","ENet","Winter","Non-Coincident",2017,"POE50","NA","NA"]
[null,"SA","SMA1","Mannum - Adelaide Pipeline 1","ENet","Winter","Non-Coincident",2018,"POE50","NA","NA"]
[null,"SA","SMA1","Mannum - Adelaide Pipeline 1","ENet","Winter","Non-Coincident",2019,"POE50","NA","NA"]
[null,"SA","SMA1","Mannum - Adelaide Pipeline 1","ENet","Winter","Non-Coincident",2020,"POE50","NA","NA"]
[null,"SA","SMA1","Mannum - Adelaide Pipeline 1","ENet","Winter","Non-Coincident",2021,"POE50","NA","NA"]
[null,"SA","SMA1","Mannum - Adelaide Pipeline 1","ENet","Winter","Non-Coincident",2022,"POE50","NA","NA"]
[null,"SA","SMA1","Mannum - Adelaide Pipeline 1","ENet","Winter","Non-Coincident",2023,"POE50","NA","NA"]
[null,"SA","SMA1","Mannum - Adelaide Pipeline 1","ENet","Winter","Non-Coincident",2024,"POE50","NA","NA"]
[null,"SA","SMA1","Mannum - Adelaide Pipeline 1","ENet","Winter","Non-Coincident",2025,"POE50","NA","NA"]
[null,"SA","SMA2","Mannum - Adelaide Pipeline 2","ENet","Summer","Non-Coincident",2017,"POE10","NA","NA"]
[null,"SA","SMA2","Mannum - Adelaide Pipeline 2","ENet","Summer","Non-Coincident",2018,"POE10","NA","NA"]
[null,"SA","SMA2","Mannum - Adelaide Pipeline 2","ENet","Summer","Non-Coincident",2019,"POE10","NA","NA"]
[null,"SA","SMA2","Mannum - Adelaide Pipeline 2","ENet","Summer","Non-Coincident",2020,"POE10","NA","NA"]
[null,"SA","SMA2","Mannum - Adelaide Pipeline 2","ENet","Summer","Non-Coincident",2021,"POE10","NA","NA"]
[null,"SA","SMA2","Mannum - Adelaide Pipeline 2","ENet","Summer","Non-Coincident",2022,"POE10","NA","NA"]
[null,"SA","SMA2","Mannum - Adelaide Pipeline 2","ENet","Summer","Non-Coincident",2023,"POE10","NA","NA"]
[null,"SA","SMA2","Mannum - Adelaide Pipeline 2","ENet","Summer","Non-Coincident",2024,"POE10","NA","NA"]
[null,"SA","SMA2","Mannum - Adelaide Pipeline 2","ENet","Summer","Non-Coincident",2025,"POE10","NA","NA"]
[null,"SA","SMA2","Mannum - Adelaide Pipeline 2","ENet","Summer","Non-Coincident",2026,"POE10","NA","NA"]
[null,"SA","SMA2","Mannum - Adelaide Pipeline 2","ENet","Summer","Non-Coincident",2017,"POE50","NA","NA"]
[null,"SA","SMA2","Mannum - Adelaide Pipeline 2","ENet","Summer","Non-Coincident",2018,"POE50","NA","NA"]
[null,"SA","SMA2","Mannum - Adelaide Pipeline 2","ENet","Summer","Non-Coincident",2019,"POE50","NA","NA"]
[null,"SA","SMA2","Mannum - Adelaide Pipeline 2","ENet","Summer","Non-Coincident",2020,"POE50","NA","NA"]
[null,"SA","SMA2","Mannum - Adelaide Pipeline 2","ENet","Summer","Non-Coincident",2021,"POE50","NA","NA"]
[null,"SA","SMA2","Mannum - Adelaide Pipeline 2","ENet","Summer","Non-Coincident",2022,"POE50","NA","NA"]
[null,"SA","SMA2","Mannum - Adelaide Pipeline 2","ENet","Summer","Non-Coincident",2023,"POE50","NA","NA"]
[null,"SA","SMA2","Mannum - Adelaide Pipeline 2","ENet","Summer","Non-Coincident",2024,"POE50","NA","NA"]
[null,"SA","SMA2","Mannum - Adelaide Pipeline 2","ENet","Summer","Non-Coincident",2025,"POE50","NA","NA"]
[null,"SA","SMA2","Mannum - Adelaide Pipeline 2","ENet","Summer","Non-Coincident",2026,"POE50","NA","NA"]
[null,"SA","SMA2","Mannum - Adelaide Pipeline 2","ENet","Winter","Non-Coincident",2016,"POE10","NA","NA"]
[null,"SA","SMA2","Mannum - Adelaide Pipeline 2","ENet","Winter","Non-Coincident",2017,"POE10","NA","NA"]
[null,"SA","SMA2","Mannum - Adelaide Pipeline 2","ENet","Winter","Non-Coincident",2018,"POE10","NA","NA"]
[null,"SA","SMA2","Mannum - Adelaide Pipeline 2","ENet","Winter","Non-Coincident",2019,"POE10","NA","NA"]
[null,"SA","SMA2","Mannum - Adelaide Pipeline 2","ENet","Winter","Non-Coincident",2020,"POE10","NA","NA"]
[null,"SA","SMA2","Mannum - Adelaide Pipeline 2","ENet","Winter","Non-Coincident",2021,"POE10","NA","NA"]
[null,"SA","SMA2","Mannum - Adelaide Pipeline 2","ENet","Winter","Non-Coincident",2022,"POE10","NA","NA"]
[null,"SA","SMA2","Mannum - Adelaide Pipeline 2","ENet","Winter","Non-Coincident",2023,"POE10","NA","NA"]
[null,"SA","SMA2","Mannum - Adelaide Pipeline 2","ENet","Winter","Non-Coincident",2024,"POE10","NA","NA"]
[null,"SA","SMA2","Mannum - Adelaide Pipeline 2","ENet","Winter","Non-Coincident",2025,"POE10","NA","NA"]
[null,"SA","SMA2","Mannum - Adelaide Pipeline 2","ENet","Winter","Non-Coincident",2016,"POE50","NA","NA"]
[null,"SA","SMA2","Mannum - Adelaide Pipeline 2","ENet","Winter","Non-Coincident",2017,"POE50","NA","NA"]
[null,"SA","SMA2","Mannum - Adelaide Pipeline 2","ENet","Winter","Non-Coincident",2018,"POE50","NA","NA"]
[null,"SA","SMA2","Mannum - Adelaide Pipeline 2","ENet","Winter","Non-Coincident",2019,"POE50","NA","NA"]
[null,"SA","SMA2","Mannum - Adelaide Pipeline 2","ENet","Winter","Non-Coincident",2020,"POE50","NA","NA"]
[null,"SA","SMA2","Mannum - Adelaide Pipeline 2","ENet","Winter","Non-Coincident",2021,"POE50","NA","NA"]
[null,"SA","SMA2","Mannum - Adelaide Pipeline 2","ENet","Winter","Non-Coincident",2022,"POE50","NA","NA"]
[null,"SA","SMA2","Mannum - Adelaide Pipeline 2","ENet","Winter","Non-Coincident",2023,"POE50","NA","NA"]
[null,"SA","SMA2","Mannum - Adelaide Pipeline 2","ENet","Winter","Non-Coincident",2024,"POE50","NA","NA"]
[null,"SA","SMA2","Mannum - Adelaide Pipeline 2","ENet","Winter","Non-Coincident",2025,"POE50","NA","NA"]
[null,"SA","SMA3","Mannum - Adelaide Pipeline 3","ENet","Summer","Non-Coincident",2017,"POE10","NA","NA"]
[null,"SA","SMA3","Mannum - Adelaide Pipeline 3","ENet","Summer","Non-Coincident",2018,"POE10","NA","NA"]
[null,"SA","SMA3","Mannum - Adelaide Pipeline 3","ENet","Summer","Non-Coincident",2019,"POE10","NA","NA"]
[null,"SA","SMA3","Mannum - Adelaide Pipeline 3","ENet","Summer","Non-Coincident",2020,"POE10","NA","NA"]
[null,"SA","SMA3","Mannum - Adelaide Pipeline 3","ENet","Summer","Non-Coincident",2021,"POE10","NA","NA"]
[null,"SA","SMA3","Mannum - Adelaide Pipeline 3","ENet","Summer","Non-Coincident",2022,"POE10","NA","NA"]
[null,"SA","SMA3","Mannum - Adelaide Pipeline 3","ENet","Summer","Non-Coincident",2023,"POE10","NA","NA"]
[null,"SA","SMA3","Mannum - Adelaide Pipeline 3","ENet","Summer","Non-Coincident",2024,"POE10","NA","NA"]
[null,"SA","SMA3","Mannum - Adelaide Pipeline 3","ENet","Summer","Non-Coincident",2025,"POE10","NA","NA"]
[null,"SA","SMA3","Mannum - Adelaide Pipeline 3","ENet","Summer","Non-Coincident",2026,"POE10","NA","NA"]
[null,"SA","SMA3","Mannum - Adelaide Pipeline 3","ENet","Summer","Non-Coincident",2017,"POE50","NA","NA"]
[null,"SA","SMA3","Mannum - Adelaide Pipeline 3","ENet","Summer","Non-Coincident",2018,"POE50","NA","NA"]
[null,"SA","SMA3","Mannum - Adelaide Pipeline 3","ENet","Summer","Non-Coincident",2019,"POE50","NA","NA"]
[null,"SA","SMA3","Mannum - Adelaide Pipeline 3","ENet","Summer","Non-Coincident",2020,"POE50","NA","NA"]
[null,"SA","SMA3","Mannum - Adelaide Pipeline 3","ENet","Summer","Non-Coincident",2021,"POE50","NA","NA"]
[null,"SA","SMA3","Mannum - Adelaide Pipeline 3","ENet","Summer","Non-Coincident",2022,"POE50","NA","NA"]
[null,"SA","SMA3","Mannum - Adelaide Pipeline 3","ENet","Summer","Non-Coincident",2023,"POE50","NA","NA"]
[null,"SA","SMA3","Mannum - Adelaide Pipeline 3","ENet","Summer","Non-Coincident",2024,"POE50","NA","NA"]
[null,"SA","SMA3","Mannum - Adelaide Pipeline 3","ENet","Summer","Non-Coincident",2025,"POE50","NA","NA"]
[null,"SA","SMA3","Mannum - Adelaide Pipeline 3","ENet","Summer","Non-Coincident",2026,"POE50","NA","NA"]
[null,"SA","SMA3","Mannum - Adelaide Pipeline 3","ENet","Winter","Non-Coincident",2016,"POE10","NA","NA"]
[null,"SA","SMA3","Mannum - Adelaide Pipeline 3","ENet","Winter","Non-Coincident",2017,"POE10","NA","NA"]
[null,"SA","SMA3","Mannum - Adelaide Pipeline 3","ENet","Winter","Non-Coincident",2018,"POE10","NA","NA"]
[null,"SA","SMA3","Mannum - Adelaide Pipeline 3","ENet","Winter","Non-Coincident",2019,"POE10","NA","NA"]
[null,"SA","SMA3","Mannum - Adelaide Pipeline 3","ENet","Winter","Non-Coincident",2020,"POE10","NA","NA"]
[null,"SA","SMA3","Mannum - Adelaide Pipeline 3","ENet","Winter","Non-Coincident",2021,"POE10","NA","NA"]
[null,"SA","SMA3","Mannum - Adelaide Pipeline 3","ENet","Winter","Non-Coincident",2022,"POE10","NA","NA"]
[null,"SA","SMA3","Mannum - Adelaide Pipeline 3","ENet","Winter","Non-Coincident",2023,"POE10","NA","NA"]
[null,"SA","SMA3","Mannum - Adelaide Pipeline 3","ENet","Winter","Non-Coincident",2024,"POE10","NA","NA"]
[null,"SA","SMA3","Mannum - Adelaide Pipeline 3","ENet","Winter","Non-Coincident",2025,"POE10","NA","NA"]
[null,"SA","SMA3","Mannum - Adelaide Pipeline 3","ENet","Winter","Non-Coincident",2016,"POE50","NA","NA"]
[null,"SA","SMA3","Mannum - Adelaide Pipeline 3","ENet","Winter","Non-Coincident",2017,"POE50","NA","NA"]
[null,"SA","SMA3","Mannum - Adelaide Pipeline 3","ENet","Winter","Non-Coincident",2018,"POE50","NA","NA"]
[null,"SA","SMA3","Mannum - Adelaide Pipeline 3","ENet","Winter","Non-Coincident",2019,"POE50","NA","NA"]
[null,"SA","SMA3","Mannum - Adelaide Pipeline 3","ENet","Winter","Non-Coincident",2020,"POE50","NA","NA"]
[null,"SA","SMA3","Mannum - Adelaide Pipeline 3","ENet","Winter","Non-Coincident",2021,"POE50","NA","NA"]
[null,"SA","SMA3","Mannum - Adelaide Pipeline 3","ENet","Winter","Non-Coincident",2022,"POE50","NA","NA"]
[null,"SA","SMA3","Mannum - Adelaide Pipeline 3","ENet","Winter","Non-Coincident",2023,"POE50","NA","NA"]
[null,"SA","SMA3","Mannum - Adelaide Pipeline 3","ENet","Winter","Non-Coincident",2024,"POE50","NA","NA"]
[null,"SA","SMA3","Mannum - Adelaide Pipeline 3","ENet","Winter","Non-Coincident",2025,"POE50","NA","NA"]
[null,"SA","SMAN","Mannum","SAPN","Summer","Non-Coincident",2017,"POE10",14.6655362493902,0.77008588656441601]
[null,"SA","SMAN","Mannum","SAPN","Summer","Non-Coincident",2018,"POE10",14.9014494280172,0.76276437661961605]
[null,"SA","SMAN","Mannum","SAPN","Summer","Non-Coincident",2019,"POE10",15.211406089516499,0.76842891069696195]
[null,"SA","SMAN","Mannum","SAPN","Summer","Non-Coincident",2020,"POE10",15.0760586580689,0.76257137043129197]
[null,"SA","SMAN","Mannum","SAPN","Summer","Non-Coincident",2021,"POE10",14.9600581247674,0.77067906387584695]
[null,"SA","SMAN","Mannum","SAPN","Summer","Non-Coincident",2022,"POE10",14.8410277764869,0.77076569166877196]
[null,"SA","SMAN","Mannum","SAPN","Summer","Non-Coincident",2023,"POE10",14.8451987658802,0.77086157558610202]
[null,"SA","SMAN","Mannum","SAPN","Summer","Non-Coincident",2024,"POE10",14.9830774743121,0.770956635976631]
[null,"SA","SMAN","Mannum","SAPN","Summer","Non-Coincident",2025,"POE10",14.9827391051577,0.77105168237213395]
[null,"SA","SMAN","Mannum","SAPN","Summer","Non-Coincident",2026,"POE10",14.867519930811801,0.771144702355265]
[null,"SA","SMAN","Mannum","SAPN","Summer","Non-Coincident",2017,"POE50",13.308948310048599,0.74810581677105303]
[null,"SA","SMAN","Mannum","SAPN","Summer","Non-Coincident",2018,"POE50",13.5570575828899,0.74087110257442901]
[null,"SA","SMAN","Mannum","SAPN","Summer","Non-Coincident",2019,"POE50",13.683251793145001,0.73758201387413203]
[null,"SA","SMAN","Mannum","SAPN","Summer","Non-Coincident",2020,"POE50",13.637719455953199,0.73920793463543899]
[null,"SA","SMAN","Mannum","SAPN","Summer","Non-Coincident",2021,"POE50",13.594126191979401,0.74868430635628203]
[null,"SA","SMAN","Mannum","SAPN","Summer","Non-Coincident",2022,"POE50",13.3907349382497,0.74877886027748997]
[null,"SA","SMAN","Mannum","SAPN","Summer","Non-Coincident",2023,"POE50",13.4926253904954,0.74887192377459599]
[null,"SA","SMAN","Mannum","SAPN","Summer","Non-Coincident",2024,"POE50",13.5941285876221,0.74896647525183502]
[null,"SA","SMAN","Mannum","SAPN","Summer","Non-Coincident",2025,"POE50",13.7305918952383,0.74905675040863595]
[null,"SA","SMAN","Mannum","SAPN","Summer","Non-Coincident",2026,"POE50",13.7719632719375,0.74914013326895201]
[null,"SA","SMAN","Mannum","SAPN","Winter","Non-Coincident",2016,"POE10",7.1875172889623,0.86893298362331495]
[null,"SA","SMAN","Mannum","SAPN","Winter","Non-Coincident",2017,"POE10",7.1562148797074698,0.86724407190490904]
[null,"SA","SMAN","Mannum","SAPN","Winter","Non-Coincident",2018,"POE10",7.1264094153351101,0.86855919596910502]
[null,"SA","SMAN","Mannum","SAPN","Winter","Non-Coincident",2019,"POE10",7.1425400274177804,0.87144877610490101]
[null,"SA","SMAN","Mannum","SAPN","Winter","Non-Coincident",2020,"POE10",7.1290508360014702,0.87035363884895101]
[null,"SA","SMAN","Mannum","SAPN","Winter","Non-Coincident",2021,"POE10",7.1066222814926299,0.87040043399753797]
[null,"SA","SMAN","Mannum","SAPN","Winter","Non-Coincident",2022,"POE10",7.0857764091681803,0.87044882937169299]
[null,"SA","SMAN","Mannum","SAPN","Winter","Non-Coincident",2023,"POE10",7.0514830386991996,0.87049869837096405]
[null,"SA","SMAN","Mannum","SAPN","Winter","Non-Coincident",2024,"POE10",7.0169952176658903,0.87054992334953096]
[null,"SA","SMAN","Mannum","SAPN","Winter","Non-Coincident",2025,"POE10",6.9598573637222696,0.87060239931252903]
[null,"SA","SMAN","Mannum","SAPN","Winter","Non-Coincident",2016,"POE50",6.9360103086954901,0.87134582430702201]
[null,"SA","SMAN","Mannum","SAPN","Winter","Non-Coincident",2017,"POE50",6.9099146534951901,0.869249921291811]
[null,"SA","SMAN","Mannum","SAPN","Winter","Non-Coincident",2018,"POE50",6.8864613807476802,0.87087864718817298]
[null,"SA","SMAN","Mannum","SAPN","Winter","Non-Coincident",2019,"POE50",6.9166029396396098,0.87426528490023503]
[null,"SA","SMAN","Mannum","SAPN","Winter","Non-Coincident",2020,"POE50",6.9261573554595701,0.87282953620358095]
[null,"SA","SMAN","Mannum","SAPN","Winter","Non-Coincident",2021,"POE50",6.9072549129895604,0.87287953387374995]
[null,"SA","SMAN","Mannum","SAPN","Winter","Non-Coincident",2022,"POE50",6.8800516157484299,0.87293137726222103]
[null,"SA","SMAN","Mannum","SAPN","Winter","Non-Coincident",2023,"POE50",6.8448435929233797,0.87298493799897903]
[null,"SA","SMAN","Mannum","SAPN","Winter","Non-Coincident",2024,"POE50",6.8153264937176399,0.87304009410674499]
[null,"SA","SMAN","Mannum","SAPN","Winter","Non-Coincident",2025,"POE50",6.7757531345253499,0.87309673465417403]
[null,"SA","SMBK","Middleback 132 kV","ENet","Summer","Non-Coincident",2017,"POE10","NA","NA"]
[null,"SA","SMBK","Middleback 132 kV","ENet","Summer","Non-Coincident",2018,"POE10","NA","NA"]
[null,"SA","SMBK","Middleback 132 kV","ENet","Summer","Non-Coincident",2019,"POE10","NA","NA"]
[null,"SA","SMBK","Middleback 132 kV","ENet","Summer","Non-Coincident",2020,"POE10","NA","NA"]
[null,"SA","SMBK","Middleback 132 kV","ENet","Summer","Non-Coincident",2021,"POE10","NA","NA"]
[null,"SA","SMBK","Middleback 132 kV","ENet","Summer","Non-Coincident",2022,"POE10","NA","NA"]
[null,"SA","SMBK","Middleback 132 kV","ENet","Summer","Non-Coincident",2023,"POE10","NA","NA"]
[null,"SA","SMBK","Middleback 132 kV","ENet","Summer","Non-Coincident",2024,"POE10","NA","NA"]
[null,"SA","SMBK","Middleback 132 kV","ENet","Summer","Non-Coincident",2025,"POE10","NA","NA"]
[null,"SA","SMBK","Middleback 132 kV","ENet","Summer","Non-Coincident",2026,"POE10","NA","NA"]
[null,"SA","SMBK","Middleback 132 kV","ENet","Summer","Non-Coincident",2017,"POE50","NA","NA"]
[null,"SA","SMBK","Middleback 132 kV","ENet","Summer","Non-Coincident",2018,"POE50","NA","NA"]
[null,"SA","SMBK","Middleback 132 kV","ENet","Summer","Non-Coincident",2019,"POE50","NA","NA"]
[null,"SA","SMBK","Middleback 132 kV","ENet","Summer","Non-Coincident",2020,"POE50","NA","NA"]
[null,"SA","SMBK","Middleback 132 kV","ENet","Summer","Non-Coincident",2021,"POE50","NA","NA"]
[null,"SA","SMBK","Middleback 132 kV","ENet","Summer","Non-Coincident",2022,"POE50","NA","NA"]
[null,"SA","SMBK","Middleback 132 kV","ENet","Summer","Non-Coincident",2023,"POE50","NA","NA"]
[null,"SA","SMBK","Middleback 132 kV","ENet","Summer","Non-Coincident",2024,"POE50","NA","NA"]
[null,"SA","SMBK","Middleback 132 kV","ENet","Summer","Non-Coincident",2025,"POE50","NA","NA"]
[null,"SA","SMBK","Middleback 132 kV","ENet","Summer","Non-Coincident",2026,"POE50","NA","NA"]
[null,"SA","SMBK","Middleback 132 kV","ENet","Winter","Non-Coincident",2016,"POE10","NA","NA"]
[null,"SA","SMBK","Middleback 132 kV","ENet","Winter","Non-Coincident",2017,"POE10","NA","NA"]
[null,"SA","SMBK","Middleback 132 kV","ENet","Winter","Non-Coincident",2018,"POE10","NA","NA"]
[null,"SA","SMBK","Middleback 132 kV","ENet","Winter","Non-Coincident",2019,"POE10","NA","NA"]
[null,"SA","SMBK","Middleback 132 kV","ENet","Winter","Non-Coincident",2020,"POE10","NA","NA"]
[null,"SA","SMBK","Middleback 132 kV","ENet","Winter","Non-Coincident",2021,"POE10","NA","NA"]
[null,"SA","SMBK","Middleback 132 kV","ENet","Winter","Non-Coincident",2022,"POE10","NA","NA"]
[null,"SA","SMBK","Middleback 132 kV","ENet","Winter","Non-Coincident",2023,"POE10","NA","NA"]
[null,"SA","SMBK","Middleback 132 kV","ENet","Winter","Non-Coincident",2024,"POE10","NA","NA"]
[null,"SA","SMBK","Middleback 132 kV","ENet","Winter","Non-Coincident",2025,"POE10","NA","NA"]
[null,"SA","SMBK","Middleback 132 kV","ENet","Winter","Non-Coincident",2016,"POE50","NA","NA"]
[null,"SA","SMBK","Middleback 132 kV","ENet","Winter","Non-Coincident",2017,"POE50","NA","NA"]
[null,"SA","SMBK","Middleback 132 kV","ENet","Winter","Non-Coincident",2018,"POE50","NA","NA"]
[null,"SA","SMBK","Middleback 132 kV","ENet","Winter","Non-Coincident",2019,"POE50","NA","NA"]
[null,"SA","SMBK","Middleback 132 kV","ENet","Winter","Non-Coincident",2020,"POE50","NA","NA"]
[null,"SA","SMBK","Middleback 132 kV","ENet","Winter","Non-Coincident",2021,"POE50","NA","NA"]
[null,"SA","SMBK","Middleback 132 kV","ENet","Winter","Non-Coincident",2022,"POE50","NA","NA"]
[null,"SA","SMBK","Middleback 132 kV","ENet","Winter","Non-Coincident",2023,"POE50","NA","NA"]
[null,"SA","SMBK","Middleback 132 kV","ENet","Winter","Non-Coincident",2024,"POE50","NA","NA"]
[null,"SA","SMBK","Middleback 132 kV","ENet","Winter","Non-Coincident",2025,"POE50","NA","NA"]
[null,"SA","SMBL","Mobilong","SAPN","Summer","Non-Coincident",2017,"POE10",41.045600498223102,0.90722006752150297]
[null,"SA","SMBL","Mobilong","SAPN","Summer","Non-Coincident",2018,"POE10",41.432502895495503,0.89859476888615997]
[null,"SA","SMBL","Mobilong","SAPN","Summer","Non-Coincident",2019,"POE10",41.976740150485597,0.90526802323062505]
[null,"SA","SMBL","Mobilong","SAPN","Summer","Non-Coincident",2020,"POE10",41.316887281511903,0.89836739283595801]
[null,"SA","SMBL","Mobilong","SAPN","Summer","Non-Coincident",2021,"POE10",40.7567936346558,0.90791887575824404]
[null,"SA","SMBL","Mobilong","SAPN","Summer","Non-Coincident",2022,"POE10",40.265040946288401,0.908020929923263]
[null,"SA","SMBL","Mobilong","SAPN","Summer","Non-Coincident",2023,"POE10",40.256667214939696,0.90813388851070298]
[null,"SA","SMBL","Mobilong","SAPN","Summer","Non-Coincident",2024,"POE10",40.767850045618502,0.908245876920592]
[null,"SA","SMBL","Mobilong","SAPN","Summer","Non-Coincident",2025,"POE10",40.963254532740699,0.90835784884327098]
[null,"SA","SMBL","Mobilong","SAPN","Summer","Non-Coincident",2026,"POE10",40.898946623025402,0.90846743349720205]
[null,"SA","SMBL","Mobilong","SAPN","Summer","Non-Coincident",2017,"POE50",37.635585357710397,0.88132586435538096]
[null,"SA","SMBL","Mobilong","SAPN","Summer","Non-Coincident",2018,"POE50",37.983321803350599,0.872802817749188]
[null,"SA","SMBL","Mobilong","SAPN","Summer","Non-Coincident",2019,"POE50",38.024016108978202,0.86892801972363298]
[null,"SA","SMBL","Mobilong","SAPN","Summer","Non-Coincident",2020,"POE50",37.623851120528101,0.87084347872449697]
[null,"SA","SMBL","Mobilong","SAPN","Summer","Non-Coincident",2021,"POE50",37.278481991992003,0.88200736932739598]
[null,"SA","SMBL","Mobilong","SAPN","Summer","Non-Coincident",2022,"POE50",36.662367393853202,0.88211876107769105]
[null,"SA","SMBL","Mobilong","SAPN","Summer","Non-Coincident",2023,"POE50",37.008763604838201,0.88222839699441402]
[null,"SA","SMBL","Mobilong","SAPN","Summer","Non-Coincident",2024,"POE50",37.409945658584199,0.88233978586552797]
[null,"SA","SMBL","Mobilong","SAPN","Summer","Non-Coincident",2025,"POE50",37.963770644695003,0.88244613690412899]
[null,"SA","SMBL","Mobilong","SAPN","Summer","Non-Coincident",2026,"POE50",38.3090357024276,0.88254436829037497]
[null,"SA","SMBL","Mobilong","SAPN","Winter","Non-Coincident",2016,"POE10",30.532848052120901,0.99107328896456903]
[null,"SA","SMBL","Mobilong","SAPN","Winter","Non-Coincident",2017,"POE10",30.7884002606575,0.98914697781851102]
[null,"SA","SMBL","Mobilong","SAPN","Winter","Non-Coincident",2018,"POE10",31.049714564884798,0.99064696039054301]
[null,"SA","SMBL","Mobilong","SAPN","Winter","Non-Coincident",2019,"POE10",31.5130970790368,0.99394271016973501]
[null,"SA","SMBL","Mobilong","SAPN","Winter","Non-Coincident",2020,"POE10",31.8486365150433,0.99269363653278397]
[null,"SA","SMBL","Mobilong","SAPN","Winter","Non-Coincident",2021,"POE10",32.144963763575703,0.99274700937360305]
[null,"SA","SMBL","Mobilong","SAPN","Winter","Non-Coincident",2022,"POE10",32.448769700724199,0.99280220737337799]
[null,"SA","SMBL","Mobilong","SAPN","Winter","Non-Coincident",2023,"POE10",32.690645486695701,0.99285908613624696]
[null,"SA","SMBL","Mobilong","SAPN","Winter","Non-Coincident",2024,"POE10",32.930493312719001,0.992917511479677]
[null,"SA","SMBL","Mobilong","SAPN","Winter","Non-Coincident",2025,"POE10",33.061596668490402,0.99297736365035105]
[null,"SA","SMBL","Mobilong","SAPN","Winter","Non-Coincident",2016,"POE50",29.7354238428908,0.993825287101615]
[null,"SA","SMBL","Mobilong","SAPN","Winter","Non-Coincident",2017,"POE50",30.008631762474099,0.99143477651704104]
[null,"SA","SMBL","Mobilong","SAPN","Winter","Non-Coincident",2018,"POE50",30.2925815672981,0.99329244190821897]
[null,"SA","SMBL","Mobilong","SAPN","Winter","Non-Coincident",2019,"POE50",30.8147150728662,0.99715511744141005]
[null,"SA","SMBL","Mobilong","SAPN","Winter","Non-Coincident",2020,"POE50",31.2494368638956,0.99551755481030102]
[null,"SA","SMBL","Mobilong","SAPN","Winter","Non-Coincident",2021,"POE50",31.557320611538898,0.99557458033050605]
[null,"SA","SMBL","Mobilong","SAPN","Winter","Non-Coincident",2022,"POE50",31.826746991112699,0.99563371100973197]
[null,"SA","SMBL","Mobilong","SAPN","Winter","Non-Coincident",2023,"POE50",32.057669772107197,0.99569480043381697]
[null,"SA","SMBL","Mobilong","SAPN","Winter","Non-Coincident",2024,"POE50",32.313627227790498,0.99575770947992404]
[null,"SA","SMBL","Mobilong","SAPN","Winter","Non-Coincident",2025,"POE50",32.5200183166248,0.99582231162380297]
[null,"SA","SMDL","Middleback 33 kV","ENet","Summer","Non-Coincident",2017,"POE10","NA","NA"]
[null,"SA","SMDL","Middleback 33 kV","ENet","Summer","Non-Coincident",2018,"POE10","NA","NA"]
[null,"SA","SMDL","Middleback 33 kV","ENet","Summer","Non-Coincident",2019,"POE10","NA","NA"]
[null,"SA","SMDL","Middleback 33 kV","ENet","Summer","Non-Coincident",2020,"POE10","NA","NA"]
[null,"SA","SMDL","Middleback 33 kV","ENet","Summer","Non-Coincident",2021,"POE10","NA","NA"]
[null,"SA","SMDL","Middleback 33 kV","ENet","Summer","Non-Coincident",2022,"POE10","NA","NA"]
[null,"SA","SMDL","Middleback 33 kV","ENet","Summer","Non-Coincident",2023,"POE10","NA","NA"]
[null,"SA","SMDL","Middleback 33 kV","ENet","Summer","Non-Coincident",2024,"POE10","NA","NA"]
[null,"SA","SMDL","Middleback 33 kV","ENet","Summer","Non-Coincident",2025,"POE10","NA","NA"]
[null,"SA","SMDL","Middleback 33 kV","ENet","Summer","Non-Coincident",2026,"POE10","NA","NA"]
[null,"SA","SMDL","Middleback 33 kV","ENet","Summer","Non-Coincident",2017,"POE50","NA","NA"]
[null,"SA","SMDL","Middleback 33 kV","ENet","Summer","Non-Coincident",2018,"POE50","NA","NA"]
[null,"SA","SMDL","Middleback 33 kV","ENet","Summer","Non-Coincident",2019,"POE50","NA","NA"]
[null,"SA","SMDL","Middleback 33 kV","ENet","Summer","Non-Coincident",2020,"POE50","NA","NA"]
[null,"SA","SMDL","Middleback 33 kV","ENet","Summer","Non-Coincident",2021,"POE50","NA","NA"]
[null,"SA","SMDL","Middleback 33 kV","ENet","Summer","Non-Coincident",2022,"POE50","NA","NA"]
[null,"SA","SMDL","Middleback 33 kV","ENet","Summer","Non-Coincident",2023,"POE50","NA","NA"]
[null,"SA","SMDL","Middleback 33 kV","ENet","Summer","Non-Coincident",2024,"POE50","NA","NA"]
[null,"SA","SMDL","Middleback 33 kV","ENet","Summer","Non-Coincident",2025,"POE50","NA","NA"]
[null,"SA","SMDL","Middleback 33 kV","ENet","Summer","Non-Coincident",2026,"POE50","NA","NA"]
[null,"SA","SMDL","Middleback 33 kV","ENet","Winter","Non-Coincident",2016,"POE10","NA","NA"]
[null,"SA","SMDL","Middleback 33 kV","ENet","Winter","Non-Coincident",2017,"POE10","NA","NA"]
[null,"SA","SMDL","Middleback 33 kV","ENet","Winter","Non-Coincident",2018,"POE10","NA","NA"]
[null,"SA","SMDL","Middleback 33 kV","ENet","Winter","Non-Coincident",2019,"POE10","NA","NA"]
[null,"SA","SMDL","Middleback 33 kV","ENet","Winter","Non-Coincident",2020,"POE10","NA","NA"]
[null,"SA","SMDL","Middleback 33 kV","ENet","Winter","Non-Coincident",2021,"POE10","NA","NA"]
[null,"SA","SMDL","Middleback 33 kV","ENet","Winter","Non-Coincident",2022,"POE10","NA","NA"]
[null,"SA","SMDL","Middleback 33 kV","ENet","Winter","Non-Coincident",2023,"POE10","NA","NA"]
[null,"SA","SMDL","Middleback 33 kV","ENet","Winter","Non-Coincident",2024,"POE10","NA","NA"]
[null,"SA","SMDL","Middleback 33 kV","ENet","Winter","Non-Coincident",2025,"POE10","NA","NA"]
[null,"SA","SMDL","Middleback 33 kV","ENet","Winter","Non-Coincident",2016,"POE50","NA","NA"]
[null,"SA","SMDL","Middleback 33 kV","ENet","Winter","Non-Coincident",2017,"POE50","NA","NA"]
[null,"SA","SMDL","Middleback 33 kV","ENet","Winter","Non-Coincident",2018,"POE50","NA","NA"]
[null,"SA","SMDL","Middleback 33 kV","ENet","Winter","Non-Coincident",2019,"POE50","NA","NA"]
[null,"SA","SMDL","Middleback 33 kV","ENet","Winter","Non-Coincident",2020,"POE50","NA","NA"]
[null,"SA","SMDL","Middleback 33 kV","ENet","Winter","Non-Coincident",2021,"POE50","NA","NA"]
[null,"SA","SMDL","Middleback 33 kV","ENet","Winter","Non-Coincident",2022,"POE50","NA","NA"]
[null,"SA","SMDL","Middleback 33 kV","ENet","Winter","Non-Coincident",2023,"POE50","NA","NA"]
[null,"SA","SMDL","Middleback 33 kV","ENet","Winter","Non-Coincident",2024,"POE50","NA","NA"]
[null,"SA","SMDL","Middleback 33 kV","ENet","Winter","Non-Coincident",2025,"POE50","NA","NA"]
[null,"SA","SMGA","Mt Gambier","SAPN","Summer","Non-Coincident",2017,"POE10",22.6809480005663,0.777216859852773]
[null,"SA","SMGA","Mt Gambier","SAPN","Summer","Non-Coincident",2018,"POE10",22.5643749722542,0.76982755293524796]
[null,"SA","SMGA","Mt Gambier","SAPN","Summer","Non-Coincident",2019,"POE10",22.528337407505902,0.77554454043616805]
[null,"SA","SMGA","Mt Gambier","SAPN","Summer","Non-Coincident",2020,"POE10",21.851696715582602,0.76963275951513999]
[null,"SA","SMGA","Mt Gambier","SAPN","Summer","Non-Coincident",2021,"POE10",21.2426588502803,0.77781552996914505]
[null,"SA","SMGA","Mt Gambier","SAPN","Summer","Non-Coincident",2022,"POE10",20.6603307928752,0.777902959932955]
[null,"SA","SMGA","Mt Gambier","SAPN","Summer","Non-Coincident",2023,"POE10",20.269670609011602,0.77799973173261805]
[null,"SA","SMGA","Mt Gambier","SAPN","Summer","Non-Coincident",2024,"POE10",20.086359695814298,0.77809567237964405]
[null,"SA","SMGA","Mt Gambier","SAPN","Summer","Non-Coincident",2025,"POE10",19.741808117738302,0.77819159890205203]
[null,"SA","SMGA","Mt Gambier","SAPN","Summer","Non-Coincident",2026,"POE10",19.274180241151601,0.77828548024756705]
[null,"SA","SMGA","Mt Gambier","SAPN","Summer","Non-Coincident",2017,"POE50",21.1640628243977,0.75503325524166098]
[null,"SA","SMGA","Mt Gambier","SAPN","Summer","Non-Coincident",2018,"POE50",21.051092995618799,0.74773154779845896]
[null,"SA","SMGA","Mt Gambier","SAPN","Summer","Non-Coincident",2019,"POE50",20.7688437543164,0.74441200223085102]
[null,"SA","SMGA","Mt Gambier","SAPN","Summer","Non-Coincident",2020,"POE50",20.255055661186201,0.74605297897191403]
[null,"SA","SMGA","Mt Gambier","SAPN","Summer","Non-Coincident",2021,"POE50",19.765168440203201,0.75561710162390705]
[null,"SA","SMGA","Mt Gambier","SAPN","Summer","Non-Coincident",2022,"POE50",19.071213970895201,0.75571253111172099]
[null,"SA","SMGA","Mt Gambier","SAPN","Summer","Non-Coincident",2023,"POE50",18.843232153126198,0.75580645637415]
[null,"SA","SMGA","Mt Gambier","SAPN","Summer","Non-Coincident",2024,"POE50",18.635904292424801,0.75590188339536402]
[null,"SA","SMGA","Mt Gambier","SAPN","Summer","Non-Coincident",2025,"POE50",18.496471927812301,0.75599299449753499]
[null,"SA","SMGA","Mt Gambier","SAPN","Summer","Non-Coincident",2026,"POE50",18.249342006135901,0.756077149480753]
[null,"SA","SMGA","Mt Gambier","SAPN","Winter","Non-Coincident",2016,"POE10",23.127217984024298,0.95682996479044502]
[null,"SA","SMGA","Mt Gambier","SAPN","Winter","Non-Coincident",2017,"POE10",23.1047709176732,0.95497021108042102]
[null,"SA","SMGA","Mt Gambier","SAPN","Winter","Non-Coincident",2018,"POE10",23.087020287791798,0.95641836661802304]
[null,"SA","SMGA","Mt Gambier","SAPN","Winter","Non-Coincident",2019,"POE10",23.218473964480498,0.95960024244930198]
[null,"SA","SMGA","Mt Gambier","SAPN","Winter","Non-Coincident",2020,"POE10",23.254213872412599,0.95839432650204304]
[null,"SA","SMGA","Mt Gambier","SAPN","Winter","Non-Coincident",2021,"POE10",23.2609403625586,0.958445855217397]
[null,"SA","SMGA","Mt Gambier","SAPN","Winter","Non-Coincident",2022,"POE10",23.272911622350001,0.95849914602925601]
[null,"SA","SMGA","Mt Gambier","SAPN","Winter","Non-Coincident",2023,"POE10",23.240645000345499,0.95855405953089101]
[null,"SA","SMGA","Mt Gambier","SAPN","Winter","Non-Coincident",2024,"POE10",23.207510549998702,0.95861046617600898]
[null,"SA","SMGA","Mt Gambier","SAPN","Winter","Non-Coincident",2025,"POE10",23.098971660814598,0.95866825034898295]
[null,"SA","SMGA","Mt Gambier","SAPN","Winter","Non-Coincident",2016,"POE50",22.396008203815601,0.95948687655458298]
[null,"SA","SMGA","Mt Gambier","SAPN","Winter","Non-Coincident",2017,"POE50",22.3705358949105,0.95717896231258204]
[null,"SA","SMGA","Mt Gambier","SAPN","Winter","Non-Coincident",2018,"POE50",22.353506191120498,0.95897244209921795]
[null,"SA","SMGA","Mt Gambier","SAPN","Winter","Non-Coincident",2019,"POE50",22.510816320890299,0.96270165540319297]
[null,"SA","SMGA","Mt Gambier","SAPN","Winter","Non-Coincident",2020,"POE50",22.601781059152,0.96112067343938301]
[null,"SA","SMGA","Mt Gambier","SAPN","Winter","Non-Coincident",2021,"POE50",22.600121146490999,0.96117572862763001]
[null,"SA","SMGA","Mt Gambier","SAPN","Winter","Non-Coincident",2022,"POE50",22.571219954934399,0.96123281623795198]
[null,"SA","SMGA","Mt Gambier","SAPN","Winter","Non-Coincident",2023,"POE50",22.515832796378699,0.96129179491505601]
[null,"SA","SMGA","Mt Gambier","SAPN","Winter","Non-Coincident",2024,"POE50",22.478918586749099,0.96135253034304302]
[null,"SA","SMGA","Mt Gambier","SAPN","Winter","Non-Coincident",2025,"POE50",22.4085479256422,0.961414900369298]
[null,"SA","SMGU","Mt Gunson","SAPN","Summer","Non-Coincident",2017,"POE10",0.18581969318147301,0.57814641846070003]
[null,"SA","SMGU","Mt Gunson","SAPN","Summer","Non-Coincident",2018,"POE10",0.18581969318147301,0.57814641846070003]
[null,"SA","SMGU","Mt Gunson","SAPN","Summer","Non-Coincident",2019,"POE10",0.18581969318147301,0.57814641846070003]
[null,"SA","SMGU","Mt Gunson","SAPN","Summer","Non-Coincident",2020,"POE10",0.18581969318147301,0.57814641846070003]
[null,"SA","SMGU","Mt Gunson","SAPN","Summer","Non-Coincident",2021,"POE10",0.18581969318147301,0.57814641846070003]
[null,"SA","SMGU","Mt Gunson","SAPN","Summer","Non-Coincident",2022,"POE10",0.18581969318147301,0.57814641846070003]
[null,"SA","SMGU","Mt Gunson","SAPN","Summer","Non-Coincident",2023,"POE10",0.18581969318147301,0.57814641846070003]
[null,"SA","SMGU","Mt Gunson","SAPN","Summer","Non-Coincident",2024,"POE10",0.18581969318147301,0.57814641846070003]
[null,"SA","SMGU","Mt Gunson","SAPN","Summer","Non-Coincident",2025,"POE10",0.18581969318147301,0.57814641846070003]
[null,"SA","SMGU","Mt Gunson","SAPN","Summer","Non-Coincident",2026,"POE10",0.18581969318147301,0.57814641846070003]
[null,"SA","SMGU","Mt Gunson","SAPN","Summer","Non-Coincident",2017,"POE50",0.170257111182851,0.57814641846070003]
[null,"SA","SMGU","Mt Gunson","SAPN","Summer","Non-Coincident",2018,"POE50",0.170257111182851,0.57814641846070003]
[null,"SA","SMGU","Mt Gunson","SAPN","Summer","Non-Coincident",2019,"POE50",0.170257111182851,0.57814641846070003]
[null,"SA","SMGU","Mt Gunson","SAPN","Summer","Non-Coincident",2020,"POE50",0.170257111182851,0.57814641846070003]
[null,"SA","SMGU","Mt Gunson","SAPN","Summer","Non-Coincident",2021,"POE50",0.170257111182851,0.57814641846070003]
[null,"SA","SMGU","Mt Gunson","SAPN","Summer","Non-Coincident",2022,"POE50",0.170257111182851,0.57814641846070003]
[null,"SA","SMGU","Mt Gunson","SAPN","Summer","Non-Coincident",2023,"POE50",0.170257111182851,0.57814641846070003]
[null,"SA","SMGU","Mt Gunson","SAPN","Summer","Non-Coincident",2024,"POE50",0.170257111182851,0.57814641846070003]
[null,"SA","SMGU","Mt Gunson","SAPN","Summer","Non-Coincident",2025,"POE50",0.170257111182851,0.57814641846070003]
[null,"SA","SMGU","Mt Gunson","SAPN","Summer","Non-Coincident",2026,"POE50",0.170257111182851,0.57814641846070003]
[null,"SA","SMGU","Mt Gunson","SAPN","Winter","Non-Coincident",2016,"POE10",0.166977940521947,0.69808238274781798]
[null,"SA","SMGU","Mt Gunson","SAPN","Winter","Non-Coincident",2017,"POE10",0.166977940521947,0.69808238274781798]
[null,"SA","SMGU","Mt Gunson","SAPN","Winter","Non-Coincident",2018,"POE10",0.166977940521947,0.69808238274781798]
[null,"SA","SMGU","Mt Gunson","SAPN","Winter","Non-Coincident",2019,"POE10",0.166977940521947,0.69808238274781798]
[null,"SA","SMGU","Mt Gunson","SAPN","Winter","Non-Coincident",2020,"POE10",0.166977940521947,0.69808238274781798]
[null,"SA","SMGU","Mt Gunson","SAPN","Winter","Non-Coincident",2021,"POE10",0.166977940521947,0.69808238274781798]
[null,"SA","SMGU","Mt Gunson","SAPN","Winter","Non-Coincident",2022,"POE10",0.166977940521947,0.69808238274781798]
[null,"SA","SMGU","Mt Gunson","SAPN","Winter","Non-Coincident",2023,"POE10",0.166977940521947,0.69808238274781798]
[null,"SA","SMGU","Mt Gunson","SAPN","Winter","Non-Coincident",2024,"POE10",0.166977940521947,0.69808238274781798]
[null,"SA","SMGU","Mt Gunson","SAPN","Winter","Non-Coincident",2025,"POE10",0.166977940521947,0.69808238274781798]
[null,"SA","SMGU","Mt Gunson","SAPN","Winter","Non-Coincident",2016,"POE50",0.15126449871915801,0.69808238274781798]
[null,"SA","SMGU","Mt Gunson","SAPN","Winter","Non-Coincident",2017,"POE50",0.15126449871915801,0.69808238274781798]
[null,"SA","SMGU","Mt Gunson","SAPN","Winter","Non-Coincident",2018,"POE50",0.15126449871915801,0.69808238274781798]
[null,"SA","SMGU","Mt Gunson","SAPN","Winter","Non-Coincident",2019,"POE50",0.15126449871915801,0.69808238274781798]
[null,"SA","SMGU","Mt Gunson","SAPN","Winter","Non-Coincident",2020,"POE50",0.15126449871915801,0.69808238274781798]
[null,"SA","SMGU","Mt Gunson","SAPN","Winter","Non-Coincident",2021,"POE50",0.15126449871915801,0.69808238274781798]
[null,"SA","SMGU","Mt Gunson","SAPN","Winter","Non-Coincident",2022,"POE50",0.15126449871915801,0.69808238274781798]
[null,"SA","SMGU","Mt Gunson","SAPN","Winter","Non-Coincident",2023,"POE50",0.15126449871915801,0.69808238274781798]
[null,"SA","SMGU","Mt Gunson","SAPN","Winter","Non-Coincident",2024,"POE50",0.15126449871915801,0.69808238274781798]
[null,"SA","SMGU","Mt Gunson","SAPN","Winter","Non-Coincident",2025,"POE50",0.15126449871915801,0.69808238274781798]
[null,"SA","SMH1","Murray Bridge - Hahndorf Pipeline 1","ENet","Summer","Non-Coincident",2017,"POE10","NA","NA"]
[null,"SA","SMH1","Murray Bridge - Hahndorf Pipeline 1","ENet","Summer","Non-Coincident",2018,"POE10","NA","NA"]
[null,"SA","SMH1","Murray Bridge - Hahndorf Pipeline 1","ENet","Summer","Non-Coincident",2019,"POE10","NA","NA"]
[null,"SA","SMH1","Murray Bridge - Hahndorf Pipeline 1","ENet","Summer","Non-Coincident",2020,"POE10","NA","NA"]
[null,"SA","SMH1","Murray Bridge - Hahndorf Pipeline 1","ENet","Summer","Non-Coincident",2021,"POE10","NA","NA"]
[null,"SA","SMH1","Murray Bridge - Hahndorf Pipeline 1","ENet","Summer","Non-Coincident",2022,"POE10","NA","NA"]
[null,"SA","SMH1","Murray Bridge - Hahndorf Pipeline 1","ENet","Summer","Non-Coincident",2023,"POE10","NA","NA"]
[null,"SA","SMH1","Murray Bridge - Hahndorf Pipeline 1","ENet","Summer","Non-Coincident",2024,"POE10","NA","NA"]
[null,"SA","SMH1","Murray Bridge - Hahndorf Pipeline 1","ENet","Summer","Non-Coincident",2025,"POE10","NA","NA"]
[null,"SA","SMH1","Murray Bridge - Hahndorf Pipeline 1","ENet","Summer","Non-Coincident",2026,"POE10","NA","NA"]
[null,"SA","SMH1","Murray Bridge - Hahndorf Pipeline 1","ENet","Summer","Non-Coincident",2017,"POE50","NA","NA"]
[null,"SA","SMH1","Murray Bridge - Hahndorf Pipeline 1","ENet","Summer","Non-Coincident",2018,"POE50","NA","NA"]
[null,"SA","SMH1","Murray Bridge - Hahndorf Pipeline 1","ENet","Summer","Non-Coincident",2019,"POE50","NA","NA"]
[null,"SA","SMH1","Murray Bridge - Hahndorf Pipeline 1","ENet","Summer","Non-Coincident",2020,"POE50","NA","NA"]
[null,"SA","SMH1","Murray Bridge - Hahndorf Pipeline 1","ENet","Summer","Non-Coincident",2021,"POE50","NA","NA"]
[null,"SA","SMH1","Murray Bridge - Hahndorf Pipeline 1","ENet","Summer","Non-Coincident",2022,"POE50","NA","NA"]
[null,"SA","SMH1","Murray Bridge - Hahndorf Pipeline 1","ENet","Summer","Non-Coincident",2023,"POE50","NA","NA"]
[null,"SA","SMH1","Murray Bridge - Hahndorf Pipeline 1","ENet","Summer","Non-Coincident",2024,"POE50","NA","NA"]
[null,"SA","SMH1","Murray Bridge - Hahndorf Pipeline 1","ENet","Summer","Non-Coincident",2025,"POE50","NA","NA"]
[null,"SA","SMH1","Murray Bridge - Hahndorf Pipeline 1","ENet","Summer","Non-Coincident",2026,"POE50","NA","NA"]
[null,"SA","SMH1","Murray Bridge - Hahndorf Pipeline 1","ENet","Winter","Non-Coincident",2016,"POE10","NA","NA"]
[null,"SA","SMH1","Murray Bridge - Hahndorf Pipeline 1","ENet","Winter","Non-Coincident",2017,"POE10","NA","NA"]
[null,"SA","SMH1","Murray Bridge - Hahndorf Pipeline 1","ENet","Winter","Non-Coincident",2018,"POE10","NA","NA"]
[null,"SA","SMH1","Murray Bridge - Hahndorf Pipeline 1","ENet","Winter","Non-Coincident",2019,"POE10","NA","NA"]
[null,"SA","SMH1","Murray Bridge - Hahndorf Pipeline 1","ENet","Winter","Non-Coincident",2020,"POE10","NA","NA"]
[null,"SA","SMH1","Murray Bridge - Hahndorf Pipeline 1","ENet","Winter","Non-Coincident",2021,"POE10","NA","NA"]
[null,"SA","SMH1","Murray Bridge - Hahndorf Pipeline 1","ENet","Winter","Non-Coincident",2022,"POE10","NA","NA"]
[null,"SA","SMH1","Murray Bridge - Hahndorf Pipeline 1","ENet","Winter","Non-Coincident",2023,"POE10","NA","NA"]
[null,"SA","SMH1","Murray Bridge - Hahndorf Pipeline 1","ENet","Winter","Non-Coincident",2024,"POE10","NA","NA"]
[null,"SA","SMH1","Murray Bridge - Hahndorf Pipeline 1","ENet","Winter","Non-Coincident",2025,"POE10","NA","NA"]
[null,"SA","SMH1","Murray Bridge - Hahndorf Pipeline 1","ENet","Winter","Non-Coincident",2016,"POE50","NA","NA"]
[null,"SA","SMH1","Murray Bridge - Hahndorf Pipeline 1","ENet","Winter","Non-Coincident",2017,"POE50","NA","NA"]
[null,"SA","SMH1","Murray Bridge - Hahndorf Pipeline 1","ENet","Winter","Non-Coincident",2018,"POE50","NA","NA"]
[null,"SA","SMH1","Murray Bridge - Hahndorf Pipeline 1","ENet","Winter","Non-Coincident",2019,"POE50","NA","NA"]
[null,"SA","SMH1","Murray Bridge - Hahndorf Pipeline 1","ENet","Winter","Non-Coincident",2020,"POE50","NA","NA"]
[null,"SA","SMH1","Murray Bridge - Hahndorf Pipeline 1","ENet","Winter","Non-Coincident",2021,"POE50","NA","NA"]
[null,"SA","SMH1","Murray Bridge - Hahndorf Pipeline 1","ENet","Winter","Non-Coincident",2022,"POE50","NA","NA"]
[null,"SA","SMH1","Murray Bridge - Hahndorf Pipeline 1","ENet","Winter","Non-Coincident",2023,"POE50","NA","NA"]
[null,"SA","SMH1","Murray Bridge - Hahndorf Pipeline 1","ENet","Winter","Non-Coincident",2024,"POE50","NA","NA"]
[null,"SA","SMH1","Murray Bridge - Hahndorf Pipeline 1","ENet","Winter","Non-Coincident",2025,"POE50","NA","NA"]
[null,"SA","SMH2","Murray Bridge - Hahndorf Pipeline 2","ENet","Summer","Non-Coincident",2017,"POE10","NA","NA"]
[null,"SA","SMH2","Murray Bridge - Hahndorf Pipeline 2","ENet","Summer","Non-Coincident",2018,"POE10","NA","NA"]
[null,"SA","SMH2","Murray Bridge - Hahndorf Pipeline 2","ENet","Summer","Non-Coincident",2019,"POE10","NA","NA"]
[null,"SA","SMH2","Murray Bridge - Hahndorf Pipeline 2","ENet","Summer","Non-Coincident",2020,"POE10","NA","NA"]
[null,"SA","SMH2","Murray Bridge - Hahndorf Pipeline 2","ENet","Summer","Non-Coincident",2021,"POE10","NA","NA"]
[null,"SA","SMH2","Murray Bridge - Hahndorf Pipeline 2","ENet","Summer","Non-Coincident",2022,"POE10","NA","NA"]
[null,"SA","SMH2","Murray Bridge - Hahndorf Pipeline 2","ENet","Summer","Non-Coincident",2023,"POE10","NA","NA"]
[null,"SA","SMH2","Murray Bridge - Hahndorf Pipeline 2","ENet","Summer","Non-Coincident",2024,"POE10","NA","NA"]
[null,"SA","SMH2","Murray Bridge - Hahndorf Pipeline 2","ENet","Summer","Non-Coincident",2025,"POE10","NA","NA"]
[null,"SA","SMH2","Murray Bridge - Hahndorf Pipeline 2","ENet","Summer","Non-Coincident",2026,"POE10","NA","NA"]
[null,"SA","SMH2","Murray Bridge - Hahndorf Pipeline 2","ENet","Summer","Non-Coincident",2017,"POE50","NA","NA"]
[null,"SA","SMH2","Murray Bridge - Hahndorf Pipeline 2","ENet","Summer","Non-Coincident",2018,"POE50","NA","NA"]
[null,"SA","SMH2","Murray Bridge - Hahndorf Pipeline 2","ENet","Summer","Non-Coincident",2019,"POE50","NA","NA"]
[null,"SA","SMH2","Murray Bridge - Hahndorf Pipeline 2","ENet","Summer","Non-Coincident",2020,"POE50","NA","NA"]
[null,"SA","SMH2","Murray Bridge - Hahndorf Pipeline 2","ENet","Summer","Non-Coincident",2021,"POE50","NA","NA"]
[null,"SA","SMH2","Murray Bridge - Hahndorf Pipeline 2","ENet","Summer","Non-Coincident",2022,"POE50","NA","NA"]
[null,"SA","SMH2","Murray Bridge - Hahndorf Pipeline 2","ENet","Summer","Non-Coincident",2023,"POE50","NA","NA"]
[null,"SA","SMH2","Murray Bridge - Hahndorf Pipeline 2","ENet","Summer","Non-Coincident",2024,"POE50","NA","NA"]
[null,"SA","SMH2","Murray Bridge - Hahndorf Pipeline 2","ENet","Summer","Non-Coincident",2025,"POE50","NA","NA"]
[null,"SA","SMH2","Murray Bridge - Hahndorf Pipeline 2","ENet","Summer","Non-Coincident",2026,"POE50","NA","NA"]
[null,"SA","SMH2","Murray Bridge - Hahndorf Pipeline 2","ENet","Winter","Non-Coincident",2016,"POE10","NA","NA"]
[null,"SA","SMH2","Murray Bridge - Hahndorf Pipeline 2","ENet","Winter","Non-Coincident",2017,"POE10","NA","NA"]
[null,"SA","SMH2","Murray Bridge - Hahndorf Pipeline 2","ENet","Winter","Non-Coincident",2018,"POE10","NA","NA"]
[null,"SA","SMH2","Murray Bridge - Hahndorf Pipeline 2","ENet","Winter","Non-Coincident",2019,"POE10","NA","NA"]
[null,"SA","SMH2","Murray Bridge - Hahndorf Pipeline 2","ENet","Winter","Non-Coincident",2020,"POE10","NA","NA"]
[null,"SA","SMH2","Murray Bridge - Hahndorf Pipeline 2","ENet","Winter","Non-Coincident",2021,"POE10","NA","NA"]
[null,"SA","SMH2","Murray Bridge - Hahndorf Pipeline 2","ENet","Winter","Non-Coincident",2022,"POE10","NA","NA"]
[null,"SA","SMH2","Murray Bridge - Hahndorf Pipeline 2","ENet","Winter","Non-Coincident",2023,"POE10","NA","NA"]
[null,"SA","SMH2","Murray Bridge - Hahndorf Pipeline 2","ENet","Winter","Non-Coincident",2024,"POE10","NA","NA"]
[null,"SA","SMH2","Murray Bridge - Hahndorf Pipeline 2","ENet","Winter","Non-Coincident",2025,"POE10","NA","NA"]
[null,"SA","SMH2","Murray Bridge - Hahndorf Pipeline 2","ENet","Winter","Non-Coincident",2016,"POE50","NA","NA"]
[null,"SA","SMH2","Murray Bridge - Hahndorf Pipeline 2","ENet","Winter","Non-Coincident",2017,"POE50","NA","NA"]
[null,"SA","SMH2","Murray Bridge - Hahndorf Pipeline 2","ENet","Winter","Non-Coincident",2018,"POE50","NA","NA"]
[null,"SA","SMH2","Murray Bridge - Hahndorf Pipeline 2","ENet","Winter","Non-Coincident",2019,"POE50","NA","NA"]
[null,"SA","SMH2","Murray Bridge - Hahndorf Pipeline 2","ENet","Winter","Non-Coincident",2020,"POE50","NA","NA"]
[null,"SA","SMH2","Murray Bridge - Hahndorf Pipeline 2","ENet","Winter","Non-Coincident",2021,"POE50","NA","NA"]
[null,"SA","SMH2","Murray Bridge - Hahndorf Pipeline 2","ENet","Winter","Non-Coincident",2022,"POE50","NA","NA"]
[null,"SA","SMH2","Murray Bridge - Hahndorf Pipeline 2","ENet","Winter","Non-Coincident",2023,"POE50","NA","NA"]
[null,"SA","SMH2","Murray Bridge - Hahndorf Pipeline 2","ENet","Winter","Non-Coincident",2024,"POE50","NA","NA"]
[null,"SA","SMH2","Murray Bridge - Hahndorf Pipeline 2","ENet","Winter","Non-Coincident",2025,"POE50","NA","NA"]
[null,"SA","SMH3","Murray Bridge - Hahndorf Pipeline 3","ENet","Summer","Non-Coincident",2017,"POE10","NA","NA"]
[null,"SA","SMH3","Murray Bridge - Hahndorf Pipeline 3","ENet","Summer","Non-Coincident",2018,"POE10","NA","NA"]
[null,"SA","SMH3","Murray Bridge - Hahndorf Pipeline 3","ENet","Summer","Non-Coincident",2019,"POE10","NA","NA"]
[null,"SA","SMH3","Murray Bridge - Hahndorf Pipeline 3","ENet","Summer","Non-Coincident",2020,"POE10","NA","NA"]
[null,"SA","SMH3","Murray Bridge - Hahndorf Pipeline 3","ENet","Summer","Non-Coincident",2021,"POE10","NA","NA"]
[null,"SA","SMH3","Murray Bridge - Hahndorf Pipeline 3","ENet","Summer","Non-Coincident",2022,"POE10","NA","NA"]
[null,"SA","SMH3","Murray Bridge - Hahndorf Pipeline 3","ENet","Summer","Non-Coincident",2023,"POE10","NA","NA"]
[null,"SA","SMH3","Murray Bridge - Hahndorf Pipeline 3","ENet","Summer","Non-Coincident",2024,"POE10","NA","NA"]
[null,"SA","SMH3","Murray Bridge - Hahndorf Pipeline 3","ENet","Summer","Non-Coincident",2025,"POE10","NA","NA"]
[null,"SA","SMH3","Murray Bridge - Hahndorf Pipeline 3","ENet","Summer","Non-Coincident",2026,"POE10","NA","NA"]
[null,"SA","SMH3","Murray Bridge - Hahndorf Pipeline 3","ENet","Summer","Non-Coincident",2017,"POE50","NA","NA"]
[null,"SA","SMH3","Murray Bridge - Hahndorf Pipeline 3","ENet","Summer","Non-Coincident",2018,"POE50","NA","NA"]
[null,"SA","SMH3","Murray Bridge - Hahndorf Pipeline 3","ENet","Summer","Non-Coincident",2019,"POE50","NA","NA"]
[null,"SA","SMH3","Murray Bridge - Hahndorf Pipeline 3","ENet","Summer","Non-Coincident",2020,"POE50","NA","NA"]
[null,"SA","SMH3","Murray Bridge - Hahndorf Pipeline 3","ENet","Summer","Non-Coincident",2021,"POE50","NA","NA"]
[null,"SA","SMH3","Murray Bridge - Hahndorf Pipeline 3","ENet","Summer","Non-Coincident",2022,"POE50","NA","NA"]
[null,"SA","SMH3","Murray Bridge - Hahndorf Pipeline 3","ENet","Summer","Non-Coincident",2023,"POE50","NA","NA"]
[null,"SA","SMH3","Murray Bridge - Hahndorf Pipeline 3","ENet","Summer","Non-Coincident",2024,"POE50","NA","NA"]
[null,"SA","SMH3","Murray Bridge - Hahndorf Pipeline 3","ENet","Summer","Non-Coincident",2025,"POE50","NA","NA"]
[null,"SA","SMH3","Murray Bridge - Hahndorf Pipeline 3","ENet","Summer","Non-Coincident",2026,"POE50","NA","NA"]
[null,"SA","SMH3","Murray Bridge - Hahndorf Pipeline 3","ENet","Winter","Non-Coincident",2016,"POE10","NA","NA"]
[null,"SA","SMH3","Murray Bridge - Hahndorf Pipeline 3","ENet","Winter","Non-Coincident",2017,"POE10","NA","NA"]
[null,"SA","SMH3","Murray Bridge - Hahndorf Pipeline 3","ENet","Winter","Non-Coincident",2018,"POE10","NA","NA"]
[null,"SA","SMH3","Murray Bridge - Hahndorf Pipeline 3","ENet","Winter","Non-Coincident",2019,"POE10","NA","NA"]
[null,"SA","SMH3","Murray Bridge - Hahndorf Pipeline 3","ENet","Winter","Non-Coincident",2020,"POE10","NA","NA"]
[null,"SA","SMH3","Murray Bridge - Hahndorf Pipeline 3","ENet","Winter","Non-Coincident",2021,"POE10","NA","NA"]
[null,"SA","SMH3","Murray Bridge - Hahndorf Pipeline 3","ENet","Winter","Non-Coincident",2022,"POE10","NA","NA"]
[null,"SA","SMH3","Murray Bridge - Hahndorf Pipeline 3","ENet","Winter","Non-Coincident",2023,"POE10","NA","NA"]
[null,"SA","SMH3","Murray Bridge - Hahndorf Pipeline 3","ENet","Winter","Non-Coincident",2024,"POE10","NA","NA"]
[null,"SA","SMH3","Murray Bridge - Hahndorf Pipeline 3","ENet","Winter","Non-Coincident",2025,"POE10","NA","NA"]
[null,"SA","SMH3","Murray Bridge - Hahndorf Pipeline 3","ENet","Winter","Non-Coincident",2016,"POE50","NA","NA"]
[null,"SA","SMH3","Murray Bridge - Hahndorf Pipeline 3","ENet","Winter","Non-Coincident",2017,"POE50","NA","NA"]
[null,"SA","SMH3","Murray Bridge - Hahndorf Pipeline 3","ENet","Winter","Non-Coincident",2018,"POE50","NA","NA"]
[null,"SA","SMH3","Murray Bridge - Hahndorf Pipeline 3","ENet","Winter","Non-Coincident",2019,"POE50","NA","NA"]
[null,"SA","SMH3","Murray Bridge - Hahndorf Pipeline 3","ENet","Winter","Non-Coincident",2020,"POE50","NA","NA"]
[null,"SA","SMH3","Murray Bridge - Hahndorf Pipeline 3","ENet","Winter","Non-Coincident",2021,"POE50","NA","NA"]
[null,"SA","SMH3","Murray Bridge - Hahndorf Pipeline 3","ENet","Winter","Non-Coincident",2022,"POE50","NA","NA"]
[null,"SA","SMH3","Murray Bridge - Hahndorf Pipeline 3","ENet","Winter","Non-Coincident",2023,"POE50","NA","NA"]
[null,"SA","SMH3","Murray Bridge - Hahndorf Pipeline 3","ENet","Winter","Non-Coincident",2024,"POE50","NA","NA"]
[null,"SA","SMH3","Murray Bridge - Hahndorf Pipeline 3","ENet","Winter","Non-Coincident",2025,"POE50","NA","NA"]
[null,"SA","SMLB","Millbrook","ENet","Summer","Non-Coincident",2017,"POE10","NA","NA"]
[null,"SA","SMLB","Millbrook","ENet","Summer","Non-Coincident",2018,"POE10","NA","NA"]
[null,"SA","SMLB","Millbrook","ENet","Summer","Non-Coincident",2019,"POE10","NA","NA"]
[null,"SA","SMLB","Millbrook","ENet","Summer","Non-Coincident",2020,"POE10","NA","NA"]
[null,"SA","SMLB","Millbrook","ENet","Summer","Non-Coincident",2021,"POE10","NA","NA"]
[null,"SA","SMLB","Millbrook","ENet","Summer","Non-Coincident",2022,"POE10","NA","NA"]
[null,"SA","SMLB","Millbrook","ENet","Summer","Non-Coincident",2023,"POE10","NA","NA"]
[null,"SA","SMLB","Millbrook","ENet","Summer","Non-Coincident",2024,"POE10","NA","NA"]
[null,"SA","SMLB","Millbrook","ENet","Summer","Non-Coincident",2025,"POE10","NA","NA"]
[null,"SA","SMLB","Millbrook","ENet","Summer","Non-Coincident",2026,"POE10","NA","NA"]
[null,"SA","SMLB","Millbrook","ENet","Summer","Non-Coincident",2017,"POE50","NA","NA"]
[null,"SA","SMLB","Millbrook","ENet","Summer","Non-Coincident",2018,"POE50","NA","NA"]
[null,"SA","SMLB","Millbrook","ENet","Summer","Non-Coincident",2019,"POE50","NA","NA"]
[null,"SA","SMLB","Millbrook","ENet","Summer","Non-Coincident",2020,"POE50","NA","NA"]
[null,"SA","SMLB","Millbrook","ENet","Summer","Non-Coincident",2021,"POE50","NA","NA"]
[null,"SA","SMLB","Millbrook","ENet","Summer","Non-Coincident",2022,"POE50","NA","NA"]
[null,"SA","SMLB","Millbrook","ENet","Summer","Non-Coincident",2023,"POE50","NA","NA"]
[null,"SA","SMLB","Millbrook","ENet","Summer","Non-Coincident",2024,"POE50","NA","NA"]
[null,"SA","SMLB","Millbrook","ENet","Summer","Non-Coincident",2025,"POE50","NA","NA"]
[null,"SA","SMLB","Millbrook","ENet","Summer","Non-Coincident",2026,"POE50","NA","NA"]
[null,"SA","SMLB","Millbrook","ENet","Winter","Non-Coincident",2016,"POE10","NA","NA"]
[null,"SA","SMLB","Millbrook","ENet","Winter","Non-Coincident",2017,"POE10","NA","NA"]
[null,"SA","SMLB","Millbrook","ENet","Winter","Non-Coincident",2018,"POE10","NA","NA"]
[null,"SA","SMLB","Millbrook","ENet","Winter","Non-Coincident",2019,"POE10","NA","NA"]
[null,"SA","SMLB","Millbrook","ENet","Winter","Non-Coincident",2020,"POE10","NA","NA"]
[null,"SA","SMLB","Millbrook","ENet","Winter","Non-Coincident",2021,"POE10","NA","NA"]
[null,"SA","SMLB","Millbrook","ENet","Winter","Non-Coincident",2022,"POE10","NA","NA"]
[null,"SA","SMLB","Millbrook","ENet","Winter","Non-Coincident",2023,"POE10","NA","NA"]
[null,"SA","SMLB","Millbrook","ENet","Winter","Non-Coincident",2024,"POE10","NA","NA"]
[null,"SA","SMLB","Millbrook","ENet","Winter","Non-Coincident",2025,"POE10","NA","NA"]
[null,"SA","SMLB","Millbrook","ENet","Winter","Non-Coincident",2016,"POE50","NA","NA"]
[null,"SA","SMLB","Millbrook","ENet","Winter","Non-Coincident",2017,"POE50","NA","NA"]
[null,"SA","SMLB","Millbrook","ENet","Winter","Non-Coincident",2018,"POE50","NA","NA"]
[null,"SA","SMLB","Millbrook","ENet","Winter","Non-Coincident",2019,"POE50","NA","NA"]
[null,"SA","SMLB","Millbrook","ENet","Winter","Non-Coincident",2020,"POE50","NA","NA"]
[null,"SA","SMLB","Millbrook","ENet","Winter","Non-Coincident",2021,"POE50","NA","NA"]
[null,"SA","SMLB","Millbrook","ENet","Winter","Non-Coincident",2022,"POE50","NA","NA"]
[null,"SA","SMLB","Millbrook","ENet","Winter","Non-Coincident",2023,"POE50","NA","NA"]
[null,"SA","SMLB","Millbrook","ENet","Winter","Non-Coincident",2024,"POE50","NA","NA"]
[null,"SA","SMLB","Millbrook","ENet","Winter","Non-Coincident",2025,"POE50","NA","NA"]
[null,"SA","SMW1","Morgan - Whyalla Pipeline 1","ENet","Summer","Non-Coincident",2017,"POE10","NA","NA"]
[null,"SA","SMW1","Morgan - Whyalla Pipeline 1","ENet","Summer","Non-Coincident",2018,"POE10","NA","NA"]
[null,"SA","SMW1","Morgan - Whyalla Pipeline 1","ENet","Summer","Non-Coincident",2019,"POE10","NA","NA"]
[null,"SA","SMW1","Morgan - Whyalla Pipeline 1","ENet","Summer","Non-Coincident",2020,"POE10","NA","NA"]
[null,"SA","SMW1","Morgan - Whyalla Pipeline 1","ENet","Summer","Non-Coincident",2021,"POE10","NA","NA"]
[null,"SA","SMW1","Morgan - Whyalla Pipeline 1","ENet","Summer","Non-Coincident",2022,"POE10","NA","NA"]
[null,"SA","SMW1","Morgan - Whyalla Pipeline 1","ENet","Summer","Non-Coincident",2023,"POE10","NA","NA"]
[null,"SA","SMW1","Morgan - Whyalla Pipeline 1","ENet","Summer","Non-Coincident",2024,"POE10","NA","NA"]
[null,"SA","SMW1","Morgan - Whyalla Pipeline 1","ENet","Summer","Non-Coincident",2025,"POE10","NA","NA"]
[null,"SA","SMW1","Morgan - Whyalla Pipeline 1","ENet","Summer","Non-Coincident",2026,"POE10","NA","NA"]
[null,"SA","SMW1","Morgan - Whyalla Pipeline 1","ENet","Summer","Non-Coincident",2017,"POE50","NA","NA"]
[null,"SA","SMW1","Morgan - Whyalla Pipeline 1","ENet","Summer","Non-Coincident",2018,"POE50","NA","NA"]
[null,"SA","SMW1","Morgan - Whyalla Pipeline 1","ENet","Summer","Non-Coincident",2019,"POE50","NA","NA"]
[null,"SA","SMW1","Morgan - Whyalla Pipeline 1","ENet","Summer","Non-Coincident",2020,"POE50","NA","NA"]
[null,"SA","SMW1","Morgan - Whyalla Pipeline 1","ENet","Summer","Non-Coincident",2021,"POE50","NA","NA"]
[null,"SA","SMW1","Morgan - Whyalla Pipeline 1","ENet","Summer","Non-Coincident",2022,"POE50","NA","NA"]
[null,"SA","SMW1","Morgan - Whyalla Pipeline 1","ENet","Summer","Non-Coincident",2023,"POE50","NA","NA"]
[null,"SA","SMW1","Morgan - Whyalla Pipeline 1","ENet","Summer","Non-Coincident",2024,"POE50","NA","NA"]
[null,"SA","SMW1","Morgan - Whyalla Pipeline 1","ENet","Summer","Non-Coincident",2025,"POE50","NA","NA"]
[null,"SA","SMW1","Morgan - Whyalla Pipeline 1","ENet","Summer","Non-Coincident",2026,"POE50","NA","NA"]
[null,"SA","SMW1","Morgan - Whyalla Pipeline 1","ENet","Winter","Non-Coincident",2016,"POE10","NA","NA"]
[null,"SA","SMW1","Morgan - Whyalla Pipeline 1","ENet","Winter","Non-Coincident",2017,"POE10","NA","NA"]
[null,"SA","SMW1","Morgan - Whyalla Pipeline 1","ENet","Winter","Non-Coincident",2018,"POE10","NA","NA"]
[null,"SA","SMW1","Morgan - Whyalla Pipeline 1","ENet","Winter","Non-Coincident",2019,"POE10","NA","NA"]
[null,"SA","SMW1","Morgan - Whyalla Pipeline 1","ENet","Winter","Non-Coincident",2020,"POE10","NA","NA"]
[null,"SA","SMW1","Morgan - Whyalla Pipeline 1","ENet","Winter","Non-Coincident",2021,"POE10","NA","NA"]
[null,"SA","SMW1","Morgan - Whyalla Pipeline 1","ENet","Winter","Non-Coincident",2022,"POE10","NA","NA"]
[null,"SA","SMW1","Morgan - Whyalla Pipeline 1","ENet","Winter","Non-Coincident",2023,"POE10","NA","NA"]
[null,"SA","SMW1","Morgan - Whyalla Pipeline 1","ENet","Winter","Non-Coincident",2024,"POE10","NA","NA"]
[null,"SA","SMW1","Morgan - Whyalla Pipeline 1","ENet","Winter","Non-Coincident",2025,"POE10","NA","NA"]
[null,"SA","SMW1","Morgan - Whyalla Pipeline 1","ENet","Winter","Non-Coincident",2016,"POE50","NA","NA"]
[null,"SA","SMW1","Morgan - Whyalla Pipeline 1","ENet","Winter","Non-Coincident",2017,"POE50","NA","NA"]
[null,"SA","SMW1","Morgan - Whyalla Pipeline 1","ENet","Winter","Non-Coincident",2018,"POE50","NA","NA"]
[null,"SA","SMW1","Morgan - Whyalla Pipeline 1","ENet","Winter","Non-Coincident",2019,"POE50","NA","NA"]
[null,"SA","SMW1","Morgan - Whyalla Pipeline 1","ENet","Winter","Non-Coincident",2020,"POE50","NA","NA"]
[null,"SA","SMW1","Morgan - Whyalla Pipeline 1","ENet","Winter","Non-Coincident",2021,"POE50","NA","NA"]
[null,"SA","SMW1","Morgan - Whyalla Pipeline 1","ENet","Winter","Non-Coincident",2022,"POE50","NA","NA"]
[null,"SA","SMW1","Morgan - Whyalla Pipeline 1","ENet","Winter","Non-Coincident",2023,"POE50","NA","NA"]
[null,"SA","SMW1","Morgan - Whyalla Pipeline 1","ENet","Winter","Non-Coincident",2024,"POE50","NA","NA"]
[null,"SA","SMW1","Morgan - Whyalla Pipeline 1","ENet","Winter","Non-Coincident",2025,"POE50","NA","NA"]
[null,"SA","SMW2","Morgan - Whyalla Pipeline 2","ENet","Summer","Non-Coincident",2017,"POE10","NA","NA"]
[null,"SA","SMW2","Morgan - Whyalla Pipeline 2","ENet","Summer","Non-Coincident",2018,"POE10","NA","NA"]
[null,"SA","SMW2","Morgan - Whyalla Pipeline 2","ENet","Summer","Non-Coincident",2019,"POE10","NA","NA"]
[null,"SA","SMW2","Morgan - Whyalla Pipeline 2","ENet","Summer","Non-Coincident",2020,"POE10","NA","NA"]
[null,"SA","SMW2","Morgan - Whyalla Pipeline 2","ENet","Summer","Non-Coincident",2021,"POE10","NA","NA"]
[null,"SA","SMW2","Morgan - Whyalla Pipeline 2","ENet","Summer","Non-Coincident",2022,"POE10","NA","NA"]
[null,"SA","SMW2","Morgan - Whyalla Pipeline 2","ENet","Summer","Non-Coincident",2023,"POE10","NA","NA"]
[null,"SA","SMW2","Morgan - Whyalla Pipeline 2","ENet","Summer","Non-Coincident",2024,"POE10","NA","NA"]
[null,"SA","SMW2","Morgan - Whyalla Pipeline 2","ENet","Summer","Non-Coincident",2025,"POE10","NA","NA"]
[null,"SA","SMW2","Morgan - Whyalla Pipeline 2","ENet","Summer","Non-Coincident",2026,"POE10","NA","NA"]
[null,"SA","SMW2","Morgan - Whyalla Pipeline 2","ENet","Summer","Non-Coincident",2017,"POE50","NA","NA"]
[null,"SA","SMW2","Morgan - Whyalla Pipeline 2","ENet","Summer","Non-Coincident",2018,"POE50","NA","NA"]
[null,"SA","SMW2","Morgan - Whyalla Pipeline 2","ENet","Summer","Non-Coincident",2019,"POE50","NA","NA"]
[null,"SA","SMW2","Morgan - Whyalla Pipeline 2","ENet","Summer","Non-Coincident",2020,"POE50","NA","NA"]
[null,"SA","SMW2","Morgan - Whyalla Pipeline 2","ENet","Summer","Non-Coincident",2021,"POE50","NA","NA"]
[null,"SA","SMW2","Morgan - Whyalla Pipeline 2","ENet","Summer","Non-Coincident",2022,"POE50","NA","NA"]
[null,"SA","SMW2","Morgan - Whyalla Pipeline 2","ENet","Summer","Non-Coincident",2023,"POE50","NA","NA"]
[null,"SA","SMW2","Morgan - Whyalla Pipeline 2","ENet","Summer","Non-Coincident",2024,"POE50","NA","NA"]
[null,"SA","SMW2","Morgan - Whyalla Pipeline 2","ENet","Summer","Non-Coincident",2025,"POE50","NA","NA"]
[null,"SA","SMW2","Morgan - Whyalla Pipeline 2","ENet","Summer","Non-Coincident",2026,"POE50","NA","NA"]
[null,"SA","SMW2","Morgan - Whyalla Pipeline 2","ENet","Winter","Non-Coincident",2016,"POE10","NA","NA"]
[null,"SA","SMW2","Morgan - Whyalla Pipeline 2","ENet","Winter","Non-Coincident",2017,"POE10","NA","NA"]
[null,"SA","SMW2","Morgan - Whyalla Pipeline 2","ENet","Winter","Non-Coincident",2018,"POE10","NA","NA"]
[null,"SA","SMW2","Morgan - Whyalla Pipeline 2","ENet","Winter","Non-Coincident",2019,"POE10","NA","NA"]
[null,"SA","SMW2","Morgan - Whyalla Pipeline 2","ENet","Winter","Non-Coincident",2020,"POE10","NA","NA"]
[null,"SA","SMW2","Morgan - Whyalla Pipeline 2","ENet","Winter","Non-Coincident",2021,"POE10","NA","NA"]
[null,"SA","SMW2","Morgan - Whyalla Pipeline 2","ENet","Winter","Non-Coincident",2022,"POE10","NA","NA"]
[null,"SA","SMW2","Morgan - Whyalla Pipeline 2","ENet","Winter","Non-Coincident",2023,"POE10","NA","NA"]
[null,"SA","SMW2","Morgan - Whyalla Pipeline 2","ENet","Winter","Non-Coincident",2024,"POE10","NA","NA"]
[null,"SA","SMW2","Morgan - Whyalla Pipeline 2","ENet","Winter","Non-Coincident",2025,"POE10","NA","NA"]
[null,"SA","SMW2","Morgan - Whyalla Pipeline 2","ENet","Winter","Non-Coincident",2016,"POE50","NA","NA"]
[null,"SA","SMW2","Morgan - Whyalla Pipeline 2","ENet","Winter","Non-Coincident",2017,"POE50","NA","NA"]
[null,"SA","SMW2","Morgan - Whyalla Pipeline 2","ENet","Winter","Non-Coincident",2018,"POE50","NA","NA"]
[null,"SA","SMW2","Morgan - Whyalla Pipeline 2","ENet","Winter","Non-Coincident",2019,"POE50","NA","NA"]
[null,"SA","SMW2","Morgan - Whyalla Pipeline 2","ENet","Winter","Non-Coincident",2020,"POE50","NA","NA"]
[null,"SA","SMW2","Morgan - Whyalla Pipeline 2","ENet","Winter","Non-Coincident",2021,"POE50","NA","NA"]
[null,"SA","SMW2","Morgan - Whyalla Pipeline 2","ENet","Winter","Non-Coincident",2022,"POE50","NA","NA"]
[null,"SA","SMW2","Morgan - Whyalla Pipeline 2","ENet","Winter","Non-Coincident",2023,"POE50","NA","NA"]
[null,"SA","SMW2","Morgan - Whyalla Pipeline 2","ENet","Winter","Non-Coincident",2024,"POE50","NA","NA"]
[null,"SA","SMW2","Morgan - Whyalla Pipeline 2","ENet","Winter","Non-Coincident",2025,"POE50","NA","NA"]
[null,"SA","SMW3","Morgan - Whyalla Pipeline 3","ENet","Summer","Non-Coincident",2017,"POE10","NA","NA"]
[null,"SA","SMW3","Morgan - Whyalla Pipeline 3","ENet","Summer","Non-Coincident",2018,"POE10","NA","NA"]
[null,"SA","SMW3","Morgan - Whyalla Pipeline 3","ENet","Summer","Non-Coincident",2019,"POE10","NA","NA"]
[null,"SA","SMW3","Morgan - Whyalla Pipeline 3","ENet","Summer","Non-Coincident",2020,"POE10","NA","NA"]
[null,"SA","SMW3","Morgan - Whyalla Pipeline 3","ENet","Summer","Non-Coincident",2021,"POE10","NA","NA"]
[null,"SA","SMW3","Morgan - Whyalla Pipeline 3","ENet","Summer","Non-Coincident",2022,"POE10","NA","NA"]
[null,"SA","SMW3","Morgan - Whyalla Pipeline 3","ENet","Summer","Non-Coincident",2023,"POE10","NA","NA"]
[null,"SA","SMW3","Morgan - Whyalla Pipeline 3","ENet","Summer","Non-Coincident",2024,"POE10","NA","NA"]
[null,"SA","SMW3","Morgan - Whyalla Pipeline 3","ENet","Summer","Non-Coincident",2025,"POE10","NA","NA"]
[null,"SA","SMW3","Morgan - Whyalla Pipeline 3","ENet","Summer","Non-Coincident",2026,"POE10","NA","NA"]
[null,"SA","SMW3","Morgan - Whyalla Pipeline 3","ENet","Summer","Non-Coincident",2017,"POE50","NA","NA"]
[null,"SA","SMW3","Morgan - Whyalla Pipeline 3","ENet","Summer","Non-Coincident",2018,"POE50","NA","NA"]
[null,"SA","SMW3","Morgan - Whyalla Pipeline 3","ENet","Summer","Non-Coincident",2019,"POE50","NA","NA"]
[null,"SA","SMW3","Morgan - Whyalla Pipeline 3","ENet","Summer","Non-Coincident",2020,"POE50","NA","NA"]
[null,"SA","SMW3","Morgan - Whyalla Pipeline 3","ENet","Summer","Non-Coincident",2021,"POE50","NA","NA"]
[null,"SA","SMW3","Morgan - Whyalla Pipeline 3","ENet","Summer","Non-Coincident",2022,"POE50","NA","NA"]
[null,"SA","SMW3","Morgan - Whyalla Pipeline 3","ENet","Summer","Non-Coincident",2023,"POE50","NA","NA"]
[null,"SA","SMW3","Morgan - Whyalla Pipeline 3","ENet","Summer","Non-Coincident",2024,"POE50","NA","NA"]
[null,"SA","SMW3","Morgan - Whyalla Pipeline 3","ENet","Summer","Non-Coincident",2025,"POE50","NA","NA"]
[null,"SA","SMW3","Morgan - Whyalla Pipeline 3","ENet","Summer","Non-Coincident",2026,"POE50","NA","NA"]
[null,"SA","SMW3","Morgan - Whyalla Pipeline 3","ENet","Winter","Non-Coincident",2016,"POE10","NA","NA"]
[null,"SA","SMW3","Morgan - Whyalla Pipeline 3","ENet","Winter","Non-Coincident",2017,"POE10","NA","NA"]
[null,"SA","SMW3","Morgan - Whyalla Pipeline 3","ENet","Winter","Non-Coincident",2018,"POE10","NA","NA"]
[null,"SA","SMW3","Morgan - Whyalla Pipeline 3","ENet","Winter","Non-Coincident",2019,"POE10","NA","NA"]
[null,"SA","SMW3","Morgan - Whyalla Pipeline 3","ENet","Winter","Non-Coincident",2020,"POE10","NA","NA"]
[null,"SA","SMW3","Morgan - Whyalla Pipeline 3","ENet","Winter","Non-Coincident",2021,"POE10","NA","NA"]
[null,"SA","SMW3","Morgan - Whyalla Pipeline 3","ENet","Winter","Non-Coincident",2022,"POE10","NA","NA"]
[null,"SA","SMW3","Morgan - Whyalla Pipeline 3","ENet","Winter","Non-Coincident",2023,"POE10","NA","NA"]
[null,"SA","SMW3","Morgan - Whyalla Pipeline 3","ENet","Winter","Non-Coincident",2024,"POE10","NA","NA"]
[null,"SA","SMW3","Morgan - Whyalla Pipeline 3","ENet","Winter","Non-Coincident",2025,"POE10","NA","NA"]
[null,"SA","SMW3","Morgan - Whyalla Pipeline 3","ENet","Winter","Non-Coincident",2016,"POE50","NA","NA"]
[null,"SA","SMW3","Morgan - Whyalla Pipeline 3","ENet","Winter","Non-Coincident",2017,"POE50","NA","NA"]
[null,"SA","SMW3","Morgan - Whyalla Pipeline 3","ENet","Winter","Non-Coincident",2018,"POE50","NA","NA"]
[null,"SA","SMW3","Morgan - Whyalla Pipeline 3","ENet","Winter","Non-Coincident",2019,"POE50","NA","NA"]
[null,"SA","SMW3","Morgan - Whyalla Pipeline 3","ENet","Winter","Non-Coincident",2020,"POE50","NA","NA"]
[null,"SA","SMW3","Morgan - Whyalla Pipeline 3","ENet","Winter","Non-Coincident",2021,"POE50","NA","NA"]
[null,"SA","SMW3","Morgan - Whyalla Pipeline 3","ENet","Winter","Non-Coincident",2022,"POE50","NA","NA"]
[null,"SA","SMW3","Morgan - Whyalla Pipeline 3","ENet","Winter","Non-Coincident",2023,"POE50","NA","NA"]
[null,"SA","SMW3","Morgan - Whyalla Pipeline 3","ENet","Winter","Non-Coincident",2024,"POE50","NA","NA"]
[null,"SA","SMW3","Morgan - Whyalla Pipeline 3","ENet","Winter","Non-Coincident",2025,"POE50","NA","NA"]
[null,"SA","SMW4","Morgan - Whyalla Pipeline 4","ENet","Summer","Non-Coincident",2017,"POE10","NA","NA"]
[null,"SA","SMW4","Morgan - Whyalla Pipeline 4","ENet","Summer","Non-Coincident",2018,"POE10","NA","NA"]
[null,"SA","SMW4","Morgan - Whyalla Pipeline 4","ENet","Summer","Non-Coincident",2019,"POE10","NA","NA"]
[null,"SA","SMW4","Morgan - Whyalla Pipeline 4","ENet","Summer","Non-Coincident",2020,"POE10","NA","NA"]
[null,"SA","SMW4","Morgan - Whyalla Pipeline 4","ENet","Summer","Non-Coincident",2021,"POE10","NA","NA"]
[null,"SA","SMW4","Morgan - Whyalla Pipeline 4","ENet","Summer","Non-Coincident",2022,"POE10","NA","NA"]
[null,"SA","SMW4","Morgan - Whyalla Pipeline 4","ENet","Summer","Non-Coincident",2023,"POE10","NA","NA"]
[null,"SA","SMW4","Morgan - Whyalla Pipeline 4","ENet","Summer","Non-Coincident",2024,"POE10","NA","NA"]
[null,"SA","SMW4","Morgan - Whyalla Pipeline 4","ENet","Summer","Non-Coincident",2025,"POE10","NA","NA"]
[null,"SA","SMW4","Morgan - Whyalla Pipeline 4","ENet","Summer","Non-Coincident",2026,"POE10","NA","NA"]
[null,"SA","SMW4","Morgan - Whyalla Pipeline 4","ENet","Summer","Non-Coincident",2017,"POE50","NA","NA"]
[null,"SA","SMW4","Morgan - Whyalla Pipeline 4","ENet","Summer","Non-Coincident",2018,"POE50","NA","NA"]
[null,"SA","SMW4","Morgan - Whyalla Pipeline 4","ENet","Summer","Non-Coincident",2019,"POE50","NA","NA"]
[null,"SA","SMW4","Morgan - Whyalla Pipeline 4","ENet","Summer","Non-Coincident",2020,"POE50","NA","NA"]
[null,"SA","SMW4","Morgan - Whyalla Pipeline 4","ENet","Summer","Non-Coincident",2021,"POE50","NA","NA"]
[null,"SA","SMW4","Morgan - Whyalla Pipeline 4","ENet","Summer","Non-Coincident",2022,"POE50","NA","NA"]
[null,"SA","SMW4","Morgan - Whyalla Pipeline 4","ENet","Summer","Non-Coincident",2023,"POE50","NA","NA"]
[null,"SA","SMW4","Morgan - Whyalla Pipeline 4","ENet","Summer","Non-Coincident",2024,"POE50","NA","NA"]
[null,"SA","SMW4","Morgan - Whyalla Pipeline 4","ENet","Summer","Non-Coincident",2025,"POE50","NA","NA"]
[null,"SA","SMW4","Morgan - Whyalla Pipeline 4","ENet","Summer","Non-Coincident",2026,"POE50","NA","NA"]
[null,"SA","SMW4","Morgan - Whyalla Pipeline 4","ENet","Winter","Non-Coincident",2016,"POE10","NA","NA"]
[null,"SA","SMW4","Morgan - Whyalla Pipeline 4","ENet","Winter","Non-Coincident",2017,"POE10","NA","NA"]
[null,"SA","SMW4","Morgan - Whyalla Pipeline 4","ENet","Winter","Non-Coincident",2018,"POE10","NA","NA"]
[null,"SA","SMW4","Morgan - Whyalla Pipeline 4","ENet","Winter","Non-Coincident",2019,"POE10","NA","NA"]
[null,"SA","SMW4","Morgan - Whyalla Pipeline 4","ENet","Winter","Non-Coincident",2020,"POE10","NA","NA"]
[null,"SA","SMW4","Morgan - Whyalla Pipeline 4","ENet","Winter","Non-Coincident",2021,"POE10","NA","NA"]
[null,"SA","SMW4","Morgan - Whyalla Pipeline 4","ENet","Winter","Non-Coincident",2022,"POE10","NA","NA"]
[null,"SA","SMW4","Morgan - Whyalla Pipeline 4","ENet","Winter","Non-Coincident",2023,"POE10","NA","NA"]
[null,"SA","SMW4","Morgan - Whyalla Pipeline 4","ENet","Winter","Non-Coincident",2024,"POE10","NA","NA"]
[null,"SA","SMW4","Morgan - Whyalla Pipeline 4","ENet","Winter","Non-Coincident",2025,"POE10","NA","NA"]
[null,"SA","SMW4","Morgan - Whyalla Pipeline 4","ENet","Winter","Non-Coincident",2016,"POE50","NA","NA"]
[null,"SA","SMW4","Morgan - Whyalla Pipeline 4","ENet","Winter","Non-Coincident",2017,"POE50","NA","NA"]
[null,"SA","SMW4","Morgan - Whyalla Pipeline 4","ENet","Winter","Non-Coincident",2018,"POE50","NA","NA"]
[null,"SA","SMW4","Morgan - Whyalla Pipeline 4","ENet","Winter","Non-Coincident",2019,"POE50","NA","NA"]
[null,"SA","SMW4","Morgan - Whyalla Pipeline 4","ENet","Winter","Non-Coincident",2020,"POE50","NA","NA"]
[null,"SA","SMW4","Morgan - Whyalla Pipeline 4","ENet","Winter","Non-Coincident",2021,"POE50","NA","NA"]
[null,"SA","SMW4","Morgan - Whyalla Pipeline 4","ENet","Winter","Non-Coincident",2022,"POE50","NA","NA"]
[null,"SA","SMW4","Morgan - Whyalla Pipeline 4","ENet","Winter","Non-Coincident",2023,"POE50","NA","NA"]
[null,"SA","SMW4","Morgan - Whyalla Pipeline 4","ENet","Winter","Non-Coincident",2024,"POE50","NA","NA"]
[null,"SA","SMW4","Morgan - Whyalla Pipeline 4","ENet","Winter","Non-Coincident",2025,"POE50","NA","NA"]
[null,"SA","SNEU","Neuroodla","SAPN","Summer","Non-Coincident",2017,"POE10",0.96936831228159603,0.62228077483372402]
[null,"SA","SNEU","Neuroodla","SAPN","Summer","Non-Coincident",2018,"POE10",0.96924271024611497,0.61636450632277995]
[null,"SA","SNEU","Neuroodla","SAPN","Summer","Non-Coincident",2019,"POE10",0.97267923880740903,0.62094182778292095]
[null,"SA","SNEU","Neuroodla","SAPN","Summer","Non-Coincident",2020,"POE10",0.94845906607208996,0.61620854444565298]
[null,"SA","SNEU","Neuroodla","SAPN","Summer","Non-Coincident",2021,"POE10",0.92704760651694595,0.622760101676886]
[null,"SA","SNEU","Neuroodla","SAPN","Summer","Non-Coincident",2022,"POE10",0.90661593060835399,0.62283010271319095]
[null,"SA","SNEU","Neuroodla","SAPN","Summer","Non-Coincident",2023,"POE10",0.89440826755951197,0.62290758331556395]
[null,"SA","SNEU","Neuroodla","SAPN","Summer","Non-Coincident",2024,"POE10",0.89123977897553097,0.62298439845333797]
[null,"SA","SNEU","Neuroodla","SAPN","Summer","Non-Coincident",2025,"POE10",0.88078500388416803,0.62306120228219797]
[null,"SA","SNEU","Neuroodla","SAPN","Summer","Non-Coincident",2026,"POE10",0.86517355977644195,0.62313636863466304]
[null,"SA","SNEU","Neuroodla","SAPN","Summer","Non-Coincident",2017,"POE50",0.88758348252704899,0.604519411977258]
[null,"SA","SNEU","Neuroodla","SAPN","Summer","Non-Coincident",2018,"POE50",0.88694521566546103,0.59867328022166799]
[null,"SA","SNEU","Neuroodla","SAPN","Summer","Non-Coincident",2019,"POE50",0.87922551723395703,0.59601547711083802]
[null,"SA","SNEU","Neuroodla","SAPN","Summer","Non-Coincident",2020,"POE50",0.86169518530657296,0.59732932956394302]
[null,"SA","SNEU","Neuroodla","SAPN","Summer","Non-Coincident",2021,"POE50",0.84513260882114505,0.60498687015771602]
[null,"SA","SNEU","Neuroodla","SAPN","Summer","Non-Coincident",2022,"POE50",0.81967804814615097,0.60506327603448795]
[null,"SA","SNEU","Neuroodla","SAPN","Summer","Non-Coincident",2023,"POE50",0.81409160712772399,0.60513847754914796]
[null,"SA","SNEU","Neuroodla","SAPN","Summer","Non-Coincident",2024,"POE50",0.80943986897056897,0.60521488145102997]
[null,"SA","SNEU","Neuroodla","SAPN","Summer","Non-Coincident",2025,"POE50",0.80831021458346597,0.60528782980069096]
[null,"SA","SNEU","Neuroodla","SAPN","Summer","Non-Coincident",2026,"POE50",0.802329025771779,0.60535520871495396]
[null,"SA","SNEU","Neuroodla","SAPN","Winter","Non-Coincident",2016,"POE10",0.884747910058996,0.82533937366842003]
[null,"SA","SNEU","Neuroodla","SAPN","Winter","Non-Coincident",2017,"POE10",0.88220961563357603,0.82373519317795496]
[null,"SA","SNEU","Neuroodla","SAPN","Winter","Non-Coincident",2018,"POE10",0.87985356738231202,0.82498433861482501]
[null,"SA","SNEU","Neuroodla","SAPN","Winter","Non-Coincident",2019,"POE10",0.88317547647219596,0.82772895103533395]
[null,"SA","SNEU","Neuroodla","SAPN","Winter","Non-Coincident",2020,"POE10",0.88284450776821399,0.82668875586040003]
[null,"SA","SNEU","Neuroodla","SAPN","Winter","Non-Coincident",2021,"POE10",0.88140895977609302,0.82673320333719402]
[null,"SA","SNEU","Neuroodla","SAPN","Winter","Non-Coincident",2022,"POE10",0.88017078861013898,0.82677917075763496]
[null,"SA","SNEU","Neuroodla","SAPN","Winter","Non-Coincident",2023,"POE10",0.87726103648908305,0.82682653787270499]
[null,"SA","SNEU","Neuroodla","SAPN","Winter","Non-Coincident",2024,"POE10",0.87432328081717403,0.82687519293877298]
[null,"SA","SNEU","Neuroodla","SAPN","Winter","Non-Coincident",2025,"POE10",0.86855502558039299,0.82692503622847502]
[null,"SA","SNEU","Neuroodla","SAPN","Winter","Non-Coincident",2016,"POE50",0.83980153939264501,0.827631164239366]
[null,"SA","SNEU","Neuroodla","SAPN","Winter","Non-Coincident",2017,"POE50",0.83772301597340904,0.82564041085050199]
[null,"SA","SNEU","Neuroodla","SAPN","Winter","Non-Coincident",2018,"POE50",0.83596278220197295,0.82718742498912501]
[null,"SA","SNEU","Neuroodla","SAPN","Winter","Non-Coincident",2019,"POE50",0.84071535875149395,0.83040415804080403]
[null,"SA","SNEU","Neuroodla","SAPN","Winter","Non-Coincident",2020,"POE50",0.84297765500046695,0.82904043960408302]
[null,"SA","SNEU","Neuroodla","SAPN","Winter","Non-Coincident",2021,"POE50",0.841780849067162,0.82908792893474503]
[null,"SA","SNEU","Neuroodla","SAPN","Winter","Non-Coincident",2022,"POE50",0.83957092895417695,0.82913717138563103]
[null,"SA","SNEU","Neuroodla","SAPN","Winter","Non-Coincident",2023,"POE50",0.83638005558483297,0.82918804502693799]
[null,"SA","SNEU","Neuroodla","SAPN","Winter","Non-Coincident",2024,"POE50",0.83388001910286402,0.82924043400088199]
[null,"SA","SNEU","Neuroodla","SAPN","Winter","Non-Coincident",2025,"POE50",0.83014426649572703,0.829294232941445]
[null,"SA","SNWB","North West Bend","SAPN","Summer","Non-Coincident",2017,"POE10",28.7111900803942,0.67622381314990698]
[null,"SA","SNWB","North West Bend","SAPN","Summer","Non-Coincident",2018,"POE10",28.976620531378,0.66979468691961597]
[null,"SA","SNWB","North West Bend","SAPN","Summer","Non-Coincident",2019,"POE10",29.351299259686702,0.67476879811984802]
[null,"SA","SNWB","North West Bend","SAPN","Summer","Non-Coincident",2020,"POE10",28.888183667627501,0.66962520532943703]
[null,"SA","SNWB","North West Bend","SAPN","Summer","Non-Coincident",2021,"POE10",28.500579109820201,0.67674469092524103]
[null,"SA","SNWB","North West Bend","SAPN","Summer","Non-Coincident",2022,"POE10",28.131831566666399,0.67682076007217395]
[null,"SA","SNWB","North West Bend","SAPN","Summer","Non-Coincident",2023,"POE10",28.008181747212401,0.67690495715892496]
[null,"SA","SNWB","North West Bend","SAPN","Summer","Non-Coincident",2024,"POE10",28.1619150888496,0.67698843109460405]
[null,"SA","SNWB","North West Bend","SAPN","Summer","Non-Coincident",2025,"POE10",28.079330040280698,0.67707189274104596]
[null,"SA","SNWB","North West Bend","SAPN","Summer","Non-Coincident",2026,"POE10",27.804667518432701,0.677153574964794]
[null,"SA","SNWB","North West Bend","SAPN","Summer","Non-Coincident",2017,"POE50",26.008462615255301,0.65692278859110098]
[null,"SA","SNWB","North West Bend","SAPN","Summer","Non-Coincident",2018,"POE50",26.2265898259663,0.65056987899173602]
[null,"SA","SNWB","North West Bend","SAPN","Summer","Non-Coincident",2019,"POE50",26.235310331836999,0.64768168153024797]
[null,"SA","SNWB","North West Bend","SAPN","Summer","Non-Coincident",2020,"POE50",25.947431662535699,0.64910942661202897]
[null,"SA","SNWB","North West Bend","SAPN","Summer","Non-Coincident",2021,"POE50",25.682598807076399,0.65743076885670104]
[null,"SA","SNWB","North West Bend","SAPN","Summer","Non-Coincident",2022,"POE50",25.136972854571098,0.65751379805417398]
[null,"SA","SNWB","North West Bend","SAPN","Summer","Non-Coincident",2023,"POE50",25.191655878387401,0.65759551848818898]
[null,"SA","SNWB","North West Bend","SAPN","Summer","Non-Coincident",2024,"POE50",25.268014614245399,0.65767854553957705]
[null,"SA","SNWB","North West Bend","SAPN","Summer","Non-Coincident",2025,"POE50",25.430211942396301,0.65775781749070605]
[null,"SA","SNWB","North West Bend","SAPN","Summer","Non-Coincident",2026,"POE50",25.436392003996801,0.65783103721429503]
[null,"SA","SNWB","North West Bend","SAPN","Winter","Non-Coincident",2016,"POE10",14.612535830078899,0.74025002403741902]
[null,"SA","SNWB","North West Bend","SAPN","Winter","Non-Coincident",2017,"POE10",14.6840522935273,0.73881122845282299]
[null,"SA","SNWB","North West Bend","SAPN","Winter","Non-Coincident",2018,"POE10",14.7397229035557,0.73993159174720902]
[null,"SA","SNWB","North West Bend","SAPN","Winter","Non-Coincident",2019,"POE10",14.8686883041016,0.74239324506834503]
[null,"SA","SNWB","North West Bend","SAPN","Winter","Non-Coincident",2020,"POE10",14.912164833976901,0.741460290058788]
[null,"SA","SNWB","North West Bend","SAPN","Winter","Non-Coincident",2021,"POE10",14.9112917830531,0.74150015516981405]
[null,"SA","SNWB","North West Bend","SAPN","Winter","Non-Coincident",2022,"POE10",14.8873951318532,0.74154138352407895]
[null,"SA","SNWB","North West Bend","SAPN","Winter","Non-Coincident",2023,"POE10",14.808772842321,0.74158386726978098]
[null,"SA","SNWB","North West Bend","SAPN","Winter","Non-Coincident",2024,"POE10",14.7035709693585,0.74162750618363404]
[null,"SA","SNWB","North West Bend","SAPN","Winter","Non-Coincident",2025,"POE10",14.525502687244501,0.74167221081978296]
[null,"SA","SNWB","North West Bend","SAPN","Winter","Non-Coincident",2016,"POE50",13.710277367925199,0.74230553971903601]
[null,"SA","SNWB","North West Bend","SAPN","Winter","Non-Coincident",2017,"POE50",13.756808430123799,0.74052002543124795]
[null,"SA","SNWB","North West Bend","SAPN","Winter","Non-Coincident",2018,"POE50",13.7929419366523,0.74190754829740102]
[null,"SA","SNWB","North West Bend","SAPN","Winter","Non-Coincident",2019,"POE50",13.918199386190199,0.74479264840869697]
[null,"SA","SNWB","North West Bend","SAPN","Winter","Non-Coincident",2020,"POE50",13.9819246045383,0.74356952415488098]
[null,"SA","SNWB","North West Bend","SAPN","Winter","Non-Coincident",2021,"POE50",13.966389327024601,0.74361211751621303]
[null,"SA","SNWB","North West Bend","SAPN","Winter","Non-Coincident",2022,"POE50",13.9115039145567,0.74365628325774302]
[null,"SA","SNWB","North West Bend","SAPN","Winter","Non-Coincident",2023,"POE50",13.817805175972101,0.743701912020168]
[null,"SA","SNWB","North West Bend","SAPN","Winter","Non-Coincident",2024,"POE50",13.713251087601799,0.74374889989019799]
[null,"SA","SNWB","North West Bend","SAPN","Winter","Non-Coincident",2025,"POE50",13.5666767942524,0.74379715236465405]
[null,"SA","SOUT","Southern Suburbs","SAPN","Summer","Non-Coincident",2017,"POE10",655.99060243195595,0.96887978797736696]
[null,"SA","SOUT","Southern Suburbs","SAPN","Summer","Non-Coincident",2018,"POE10",651.12186536397996,0.95966826608512701]
[null,"SA","SOUT","Southern Suburbs","SAPN","Summer","Non-Coincident",2019,"POE10",648.20063521255304,0.96679507190198799]
[null,"SA","SOUT","Southern Suburbs","SAPN","Summer","Non-Coincident",2020,"POE10",629.061487906244,0.95942543629421195]
[null,"SA","SOUT","Southern Suburbs","SAPN","Summer","Non-Coincident",2021,"POE10",612.22197495963599,0.96962609110765297]
[null,"SA","SOUT","Southern Suburbs","SAPN","Summer","Non-Coincident",2022,"POE10",596.08190063439497,0.96973508144120601]
[null,"SA","SOUT","Southern Suburbs","SAPN","Summer","Non-Coincident",2023,"POE10",585.435409434794,0.96985571732236497]
[null,"SA","SOUT","Southern Suburbs","SAPN","Summer","Non-Coincident",2024,"POE10",580.76339652358104,0.96997531708731]
[null,"SA","SOUT","Southern Suburbs","SAPN","Summer","Non-Coincident",2025,"POE10",571.43212122669502,0.970094899244482]
[null,"SA","SOUT","Southern Suburbs","SAPN","Summer","Non-Coincident",2026,"POE10",558.53816168242702,0.97021193188084798]
[null,"SA","SOUT","Southern Suburbs","SAPN","Summer","Non-Coincident",2017,"POE50",591.22268041822394,0.94122567077736197]
[null,"SA","SOUT","Southern Suburbs","SAPN","Summer","Non-Coincident",2018,"POE50",586.74127211187795,0.93212335053075501]
[null,"SA","SOUT","Southern Suburbs","SAPN","Summer","Non-Coincident",2019,"POE50",579.77580918836099,0.92798519968527005]
[null,"SA","SOUT","Southern Suburbs","SAPN","Summer","Non-Coincident",2020,"POE50",566.36692401558503,0.93003084393088997]
[null,"SA","SOUT","Southern Suburbs","SAPN","Summer","Non-Coincident",2021,"POE50",553.50485112434706,0.94195349461683597]
[null,"SA","SOUT","Southern Suburbs","SAPN","Summer","Non-Coincident",2022,"POE50",534.84546986558303,0.94207245716988397]
[null,"SA","SOUT","Southern Suburbs","SAPN","Summer","Non-Coincident",2023,"POE50",529.21110728879398,0.94218954455314596]
[null,"SA","SOUT","Southern Suburbs","SAPN","Summer","Non-Coincident",2024,"POE50",524.14379832815803,0.94230850403132704]
[null,"SA","SOUT","Southern Suburbs","SAPN","Summer","Non-Coincident",2025,"POE50",520.99342883861402,0.94242208327788501]
[null,"SA","SOUT","Southern Suburbs","SAPN","Summer","Non-Coincident",2026,"POE50",514.82222122136795,0.94252699101536397]
[null,"SA","SOUT","Southern Suburbs","SAPN","Winter","Non-Coincident",2016,"POE10",515.97334144158594,1]
[null,"SA","SOUT","Southern Suburbs","SAPN","Winter","Non-Coincident",2017,"POE10",513.48361926956204,1]
[null,"SA","SOUT","Southern Suburbs","SAPN","Winter","Non-Coincident",2018,"POE10",512.87943970782601,1]
[null,"SA","SOUT","Southern Suburbs","SAPN","Winter","Non-Coincident",2019,"POE10",516.51900171913599,1]
[null,"SA","SOUT","Southern Suburbs","SAPN","Winter","Non-Coincident",2020,"POE10",515.66700680286999,1]
[null,"SA","SOUT","Southern Suburbs","SAPN","Winter","Non-Coincident",2021,"POE10",514.84659435496496,1]
[null,"SA","SOUT","Southern Suburbs","SAPN","Winter","Non-Coincident",2022,"POE10",514.14232567966701,1]
[null,"SA","SOUT","Southern Suburbs","SAPN","Winter","Non-Coincident",2023,"POE10",512.46236106087895,1]
[null,"SA","SOUT","Southern Suburbs","SAPN","Winter","Non-Coincident",2024,"POE10",510.76666375181202,1]
[null,"SA","SOUT","Southern Suburbs","SAPN","Winter","Non-Coincident",2025,"POE10",507.41791827913897,1]
[null,"SA","SOUT","Southern Suburbs","SAPN","Winter","Non-Coincident",2016,"POE50",497.06153645920398,1]
[null,"SA","SOUT","Southern Suburbs","SAPN","Winter","Non-Coincident",2017,"POE50",494.44084222215702,1]
[null,"SA","SOUT","Southern Suburbs","SAPN","Winter","Non-Coincident",2018,"POE50",494.12812195672097,1]
[null,"SA","SOUT","Southern Suburbs","SAPN","Winter","Non-Coincident",2019,"POE50",498.669055365313,1]
[null,"SA","SOUT","Southern Suburbs","SAPN","Winter","Non-Coincident",2020,"POE50",498.98831657076101,1]
[null,"SA","SOUT","Southern Suburbs","SAPN","Winter","Non-Coincident",2021,"POE50",498.10667819612701,1]
[null,"SA","SOUT","Southern Suburbs","SAPN","Winter","Non-Coincident",2022,"POE50",496.62673478476103,1]
[null,"SA","SOUT","Southern Suburbs","SAPN","Winter","Non-Coincident",2023,"POE50",494.568047248249,1]
[null,"SA","SOUT","Southern Suburbs","SAPN","Winter","Non-Coincident",2024,"POE50",492.91936212358002,1]
[null,"SA","SOUT","Southern Suburbs","SAPN","Winter","Non-Coincident",2025,"POE50",490.54176485759302,1]
[null,"SA","SPDIST","Stony Point Distribution","SAPN","Summer","Non-Coincident",2017,"POE10",0.168655038125542,0.56359908884516996]
[null,"SA","SPDIST","Stony Point Distribution","SAPN","Summer","Non-Coincident",2018,"POE10",0.16881940878887999,0.56359908884516996]
[null,"SA","SPDIST","Stony Point Distribution","SAPN","Summer","Non-Coincident",2019,"POE10",0.16896049507890001,0.56359908884516996]
[null,"SA","SPDIST","Stony Point Distribution","SAPN","Summer","Non-Coincident",2020,"POE10",0.16907351205542301,0.56359908884516996]
[null,"SA","SPDIST","Stony Point Distribution","SAPN","Summer","Non-Coincident",2021,"POE10",0.16915685256167601,0.56359908884516996]
[null,"SA","SPDIST","Stony Point Distribution","SAPN","Summer","Non-Coincident",2022,"POE10",0.169225852270288,0.56359908884516996]
[null,"SA","SPDIST","Stony Point Distribution","SAPN","Summer","Non-Coincident",2023,"POE10",0.16929081006021901,0.56359908884516996]
[null,"SA","SPDIST","Stony Point Distribution","SAPN","Summer","Non-Coincident",2024,"POE10",0.16935566623061199,0.56359908884516996]
[null,"SA","SPDIST","Stony Point Distribution","SAPN","Summer","Non-Coincident",2025,"POE10",0.16942710706344699,0.56359908884516996]
[null,"SA","SPDIST","Stony Point Distribution","SAPN","Summer","Non-Coincident",2026,"POE10",0.16950821718542,0.56359908884516996]
[null,"SA","SPDIST","Stony Point Distribution","SAPN","Summer","Non-Coincident",2017,"POE50",0.16123150747916801,0.56359908884516996]
[null,"SA","SPDIST","Stony Point Distribution","SAPN","Summer","Non-Coincident",2018,"POE50",0.16124932262455299,0.56359908884516996]
[null,"SA","SPDIST","Stony Point Distribution","SAPN","Summer","Non-Coincident",2019,"POE50",0.16124385339662001,0.56359908884516996]
[null,"SA","SPDIST","Stony Point Distribution","SAPN","Summer","Non-Coincident",2020,"POE50",0.16121031485519099,0.56359908884516996]
[null,"SA","SPDIST","Stony Point Distribution","SAPN","Summer","Non-Coincident",2021,"POE50",0.16114709984349199,0.56359908884516996]
[null,"SA","SPDIST","Stony Point Distribution","SAPN","Summer","Non-Coincident",2022,"POE50",0.161069544034152,0.56359908884516996]
[null,"SA","SPDIST","Stony Point Distribution","SAPN","Summer","Non-Coincident",2023,"POE50",0.16098794630613,0.56359908884516996]
[null,"SA","SPDIST","Stony Point Distribution","SAPN","Summer","Non-Coincident",2024,"POE50",0.160906246958572,0.56359908884516996]
[null,"SA","SPDIST","Stony Point Distribution","SAPN","Summer","Non-Coincident",2025,"POE50",0.160831132273454,0.56359908884516996]
[null,"SA","SPDIST","Stony Point Distribution","SAPN","Summer","Non-Coincident",2026,"POE50",0.160765686877475,0.56359908884516996]
[null,"SA","SPDIST","Stony Point Distribution","SAPN","Winter","Non-Coincident",2016,"POE10",5.5162948488961798E-2,0.50428438872755299]
[null,"SA","SPDIST","Stony Point Distribution","SAPN","Winter","Non-Coincident",2017,"POE10",0.155162948488962,0.50428438872755299]
[null,"SA","SPDIST","Stony Point Distribution","SAPN","Winter","Non-Coincident",2018,"POE10",0.155162948488962,0.50428438872755299]
[null,"SA","SPDIST","Stony Point Distribution","SAPN","Winter","Non-Coincident",2019,"POE10",0.155162948488962,0.50428438872755299]
[null,"SA","SPDIST","Stony Point Distribution","SAPN","Winter","Non-Coincident",2020,"POE10",0.155162948488962,0.50428438872755299]
[null,"SA","SPDIST","Stony Point Distribution","SAPN","Winter","Non-Coincident",2021,"POE10",0.155162948488962,0.50428438872755299]
[null,"SA","SPDIST","Stony Point Distribution","SAPN","Winter","Non-Coincident",2022,"POE10",0.155162948488962,0.50428438872755299]
[null,"SA","SPDIST","Stony Point Distribution","SAPN","Winter","Non-Coincident",2023,"POE10",0.155162948488962,0.50428438872755299]
[null,"SA","SPDIST","Stony Point Distribution","SAPN","Winter","Non-Coincident",2024,"POE10",0.155162948488962,0.50428438872755299]
[null,"SA","SPDIST","Stony Point Distribution","SAPN","Winter","Non-Coincident",2025,"POE10",0.155162948488962,0.50428438872755299]
[null,"SA","SPDIST","Stony Point Distribution","SAPN","Winter","Non-Coincident",2016,"POE50",5.0514415435945099E-2,0.50428438872755299]
[null,"SA","SPDIST","Stony Point Distribution","SAPN","Winter","Non-Coincident",2017,"POE50",0.15051441543594499,0.50428438872755299]
[null,"SA","SPDIST","Stony Point Distribution","SAPN","Winter","Non-Coincident",2018,"POE50",0.15051441543594499,0.50428438872755299]
[null,"SA","SPDIST","Stony Point Distribution","SAPN","Winter","Non-Coincident",2019,"POE50",0.15051441543594499,0.50428438872755299]
[null,"SA","SPDIST","Stony Point Distribution","SAPN","Winter","Non-Coincident",2020,"POE50",0.15051441543594499,0.50428438872755299]
[null,"SA","SPDIST","Stony Point Distribution","SAPN","Winter","Non-Coincident",2021,"POE50",0.15051441543594499,0.50428438872755299]
[null,"SA","SPDIST","Stony Point Distribution","SAPN","Winter","Non-Coincident",2022,"POE50",0.15051441543594499,0.50428438872755299]
[null,"SA","SPDIST","Stony Point Distribution","SAPN","Winter","Non-Coincident",2023,"POE50",0.15051441543594499,0.50428438872755299]
[null,"SA","SPDIST","Stony Point Distribution","SAPN","Winter","Non-Coincident",2024,"POE50",0.15051441543594499,0.50428438872755299]
[null,"SA","SPDIST","Stony Point Distribution","SAPN","Winter","Non-Coincident",2025,"POE50",0.15051441543594499,0.50428438872755299]
[null,"SA","SPEN","Penola West","SAPN","Summer","Non-Coincident",2017,"POE10",7.0235880346519997,0.75129856576514398]
[null,"SA","SPEN","Penola West","SAPN","Summer","Non-Coincident",2018,"POE10",9.4937055530999093,0.74415567428156604]
[null,"SA","SPEN","Penola West","SAPN","Summer","Non-Coincident",2019,"POE10",9.4803228974336093,0.74968201413831104]
[null,"SA","SPEN","Penola West","SAPN","Summer","Non-Coincident",2020,"POE10",9.197549020836,0.74396737674878299]
[null,"SA","SPEN","Penola West","SAPN","Summer","Non-Coincident",2021,"POE10",8.9433658815734205,0.75187727168755802]
[null,"SA","SPEN","Penola West","SAPN","Summer","Non-Coincident",2022,"POE10",8.7004327306759794,0.75196178607447905]
[null,"SA","SPEN","Penola West","SAPN","Summer","Non-Coincident",2023,"POE10",8.5381538910379309,0.75205533076972197]
[null,"SA","SPEN","Penola West","SAPN","Summer","Non-Coincident",2024,"POE10",8.4631670498789209,0.75214807202925105]
[null,"SA","SPEN","Penola West","SAPN","Summer","Non-Coincident",2025,"POE10",8.3201464691902594,0.75224079963518298]
[null,"SA","SPEN","Penola West","SAPN","Summer","Non-Coincident",2026,"POE10",8.1251054621566805,0.75233155026590204]
[null,"SA","SPEN","Penola West","SAPN","Summer","Non-Coincident",2017,"POE50",6.4902527692746199,0.72985473047445404]
[null,"SA","SPEN","Penola West","SAPN","Summer","Non-Coincident",2018,"POE50",8.96153886863247,0.72279651723554805]
[null,"SA","SPEN","Penola West","SAPN","Summer","Non-Coincident",2019,"POE50",8.8433800397582392,0.71958767044803995]
[null,"SA","SPEN","Penola West","SAPN","Summer","Non-Coincident",2020,"POE50",8.6268292341757107,0.72117392460141405]
[null,"SA","SPEN","Penola West","SAPN","Summer","Non-Coincident",2021,"POE50",8.4206342616717702,0.73041910699826196]
[null,"SA","SPEN","Penola West","SAPN","Summer","Non-Coincident",2022,"POE50",8.1274957929322191,0.73051135414449597]
[null,"SA","SPEN","Penola West","SAPN","Summer","Non-Coincident",2023,"POE50",8.0328692124638206,0.73060214722760697]
[null,"SA","SPEN","Penola West","SAPN","Summer","Non-Coincident",2024,"POE50",7.9470057999109702,0.73069439198949604]
[null,"SA","SPEN","Penola West","SAPN","Summer","Non-Coincident",2025,"POE50",7.8900059719806004,0.73078246475775799]
[null,"SA","SPEN","Penola West","SAPN","Summer","Non-Coincident",2026,"POE50",7.7869442618135896,0.73086381337673301]
[null,"SA","SPEN","Penola West","SAPN","Winter","Non-Coincident",2016,"POE10",5.4329007002701202,0.87739605496130002]
[null,"SA","SPEN","Penola West","SAPN","Winter","Non-Coincident",2017,"POE10",7.9240636465963803,0.875690693895676]
[null,"SA","SPEN","Penola West","SAPN","Winter","Non-Coincident",2018,"POE10",7.9179758510736296,0.87701862675984099]
[null,"SA","SPEN","Penola West","SAPN","Winter","Non-Coincident",2019,"POE10",7.9630594965411099,0.87993635028907102]
[null,"SA","SPEN","Penola West","SAPN","Winter","Non-Coincident",2020,"POE10",7.9753169348938497,0.87883054681962003]
[null,"SA","SPEN","Penola West","SAPN","Winter","Non-Coincident",2021,"POE10",7.9776238669221202,0.87887779773486296]
[null,"SA","SPEN","Penola West","SAPN","Winter","Non-Coincident",2022,"POE10",7.9817295568185802,0.878926664461253]
[null,"SA","SPEN","Penola West","SAPN","Winter","Non-Coincident",2023,"POE10",7.9706633243363001,0.87897701916529802]
[null,"SA","SPEN","Penola West","SAPN","Winter","Non-Coincident",2024,"POE10",7.95929945951469,0.87902874305535295]
[null,"SA","SPEN","Penola West","SAPN","Winter","Non-Coincident",2025,"POE10",7.92207472055967,0.87908173011394397]
[null,"SA","SPEN","Penola West","SAPN","Winter","Non-Coincident",2016,"POE50",5.1882454973339698,0.879832395780481]
[null,"SA","SPEN","Penola West","SAPN","Winter","Non-Coincident",2017,"POE50",7.6783639366800598,0.87771607948016095]
[null,"SA","SPEN","Penola West","SAPN","Winter","Non-Coincident",2018,"POE50",7.6725187363662402,0.87936066853710104]
[null,"SA","SPEN","Penola West","SAPN","Winter","Non-Coincident",2019,"POE50",7.7265131705171601,0.88278029079123199]
[null,"SA","SPEN","Penola West","SAPN","Winter","Non-Coincident",2020,"POE50",7.7577355055143897,0.881330558457321]
[null,"SA","SPEN","Penola West","SAPN","Winter","Non-Coincident",2021,"POE50",7.7571657644239496,0.88138104308546905]
[null,"SA","SPEN","Penola West","SAPN","Winter","Non-Coincident",2022,"POE50",7.7472458470819001,0.88143339140850197]
[null,"SA","SPEN","Penola West","SAPN","Winter","Non-Coincident",2023,"POE50",7.7282350034075398,0.88148747380612902]
[null,"SA","SPEN","Penola West","SAPN","Winter","Non-Coincident",2024,"POE50",7.7155647331331796,0.88154316711306202]
[null,"SA","SPEN","Penola West","SAPN","Winter","Non-Coincident",2025,"POE50",7.6914110182207898,0.881600359317527]
[null,"SA","SPLN","Port Lincoln","SAPN","Summer","Non-Coincident",2017,"POE10",32.056694329564898,0.90459245721395898]
[null,"SA","SPLN","Port Lincoln","SAPN","Summer","Non-Coincident",2018,"POE10",31.8204885515668,0.89599214030511298]
[null,"SA","SPLN","Port Lincoln","SAPN","Summer","Non-Coincident",2019,"POE10",31.680494483597698,0.90264606669098502]
[null,"SA","SPLN","Port Lincoln","SAPN","Summer","Non-Coincident",2020,"POE10",30.658060516816999,0.89576542281139004]
[null,"SA","SPLN","Port Lincoln","SAPN","Summer","Non-Coincident",2021,"POE10",29.857884757001798,0.90528924147019896]
[null,"SA","SPLN","Port Lincoln","SAPN","Summer","Non-Coincident",2022,"POE10",29.125072766841701,0.90539100005249695]
[null,"SA","SPLN","Port Lincoln","SAPN","Summer","Non-Coincident",2023,"POE10",28.714953419318299,0.90550363147439195]
[null,"SA","SPLN","Port Lincoln","SAPN","Summer","Non-Coincident",2024,"POE10",28.595451592940101,0.90561529552869102]
[null,"SA","SPLN","Port Lincoln","SAPN","Summer","Non-Coincident",2025,"POE10",28.241589068370899,0.90572694314353297]
[null,"SA","SPLN","Port Lincoln","SAPN","Summer","Non-Coincident",2026,"POE10",27.703997885581199,0.90583621040394802]
[null,"SA","SPLN","Port Lincoln","SAPN","Summer","Non-Coincident",2017,"POE50",28.841531414923899,0.87877325225122804]
[null,"SA","SPLN","Port Lincoln","SAPN","Summer","Non-Coincident",2018,"POE50",28.6179838383445,0.87027489121573198]
[null,"SA","SPLN","Port Lincoln","SAPN","Summer","Non-Coincident",2019,"POE50",28.1963548203654,0.86641131589081599]
[null,"SA","SPLN","Port Lincoln","SAPN","Summer","Non-Coincident",2020,"POE50",27.556134505016001,0.86832122708691395]
[null,"SA","SPLN","Port Lincoln","SAPN","Summer","Non-Coincident",2021,"POE50",26.984194133503198,0.879452783358739]
[null,"SA","SPLN","Port Lincoln","SAPN","Summer","Non-Coincident",2022,"POE50",26.177741358839501,0.87956385248156799]
[null,"SA","SPLN","Port Lincoln","SAPN","Summer","Non-Coincident",2023,"POE50",26.006131864435101,0.87967317085630203]
[null,"SA","SPLN","Port Lincoln","SAPN","Summer","Non-Coincident",2024,"POE50",25.860683344467599,0.87978423710828901]
[null,"SA","SPLN","Port Lincoln","SAPN","Summer","Non-Coincident",2025,"POE50",25.805813548933301,0.87989028011899795]
[null,"SA","SPLN","Port Lincoln","SAPN","Summer","Non-Coincident",2026,"POE50",25.595850714613398,0.87998822699455903]
[null,"SA","SPLN","Port Lincoln","SAPN","Winter","Non-Coincident",2016,"POE10",32.492695979748497,0.892802504680139]
[null,"SA","SPLN","Port Lincoln","SAPN","Winter","Non-Coincident",2017,"POE10",32.645365493009898,0.89106719868900397]
[null,"SA","SPLN","Port Lincoln","SAPN","Winter","Non-Coincident",2018,"POE10",32.804350247549998,0.89241844910832102]
[null,"SA","SPLN","Port Lincoln","SAPN","Winter","Non-Coincident",2019,"POE10",33.176245937905001,0.89538740578430598]
[null,"SA","SPLN","Port Lincoln","SAPN","Winter","Non-Coincident",2020,"POE10",33.412711806010897,0.89426218519364198]
[null,"SA","SPLN","Port Lincoln","SAPN","Winter","Non-Coincident",2021,"POE10",33.607828446688202,0.89431026580129802]
[null,"SA","SPLN","Port Lincoln","SAPN","Winter","Non-Coincident",2022,"POE10",33.810671896576601,0.89435999059259397]
[null,"SA","SPLN","Port Lincoln","SAPN","Winter","Non-Coincident",2023,"POE10",33.9490851506269,0.89441122948937202]
[null,"SA","SPLN","Port Lincoln","SAPN","Winter","Non-Coincident",2024,"POE10",34.085709291818503,0.89446386161409197]
[null,"SA","SPLN","Port Lincoln","SAPN","Winter","Non-Coincident",2025,"POE10",34.110454694883103,0.89451777908768704]
[null,"SA","SPLN","Port Lincoln","SAPN","Winter","Non-Coincident",2016,"POE50",31.038181597065002,0.89528162590859695]
[null,"SA","SPLN","Port Lincoln","SAPN","Winter","Non-Coincident",2017,"POE50",31.173490318546399,0.89312814860158396]
[null,"SA","SPLN","Port Lincoln","SAPN","Winter","Non-Coincident",2018,"POE50",31.3202397220679,0.89480161547085502]
[null,"SA","SPLN","Port Lincoln","SAPN","Winter","Non-Coincident",2019,"POE50",31.712332312366399,0.89828128385582695]
[null,"SA","SPLN","Port Lincoln","SAPN","Winter","Non-Coincident",2020,"POE50",32.012853668271198,0.89680609525483801]
[null,"SA","SPLN","Port Lincoln","SAPN","Winter","Non-Coincident",2021,"POE50",32.182863823844897,0.89685746635709296]
[null,"SA","SPLN","Port Lincoln","SAPN","Winter","Non-Coincident",2022,"POE50",32.313848970969701,0.89691073387938902]
[null,"SA","SPLN","Port Lincoln","SAPN","Winter","Non-Coincident",2023,"POE50",32.4062729324516,0.89696576592539301]
[null,"SA","SPLN","Port Lincoln","SAPN","Winter","Non-Coincident",2024,"POE50",32.524580439370901,0.89702243716712404]
[null,"SA","SPLN","Port Lincoln","SAPN","Winter","Non-Coincident",2025,"POE50",32.593661840242603,0.89708063362595802]
[null,"SA","SPMB","Pimba","ENet","Summer","Non-Coincident",2017,"POE10","NA","NA"]
[null,"SA","SPMB","Pimba","ENet","Summer","Non-Coincident",2018,"POE10","NA","NA"]
[null,"SA","SPMB","Pimba","ENet","Summer","Non-Coincident",2019,"POE10","NA","NA"]
[null,"SA","SPMB","Pimba","ENet","Summer","Non-Coincident",2020,"POE10","NA","NA"]
[null,"SA","SPMB","Pimba","ENet","Summer","Non-Coincident",2021,"POE10","NA","NA"]
[null,"SA","SPMB","Pimba","ENet","Summer","Non-Coincident",2022,"POE10","NA","NA"]
[null,"SA","SPMB","Pimba","ENet","Summer","Non-Coincident",2023,"POE10","NA","NA"]
[null,"SA","SPMB","Pimba","ENet","Summer","Non-Coincident",2024,"POE10","NA","NA"]
[null,"SA","SPMB","Pimba","ENet","Summer","Non-Coincident",2025,"POE10","NA","NA"]
[null,"SA","SPMB","Pimba","ENet","Summer","Non-Coincident",2026,"POE10","NA","NA"]
[null,"SA","SPMB","Pimba","ENet","Summer","Non-Coincident",2017,"POE50","NA","NA"]
[null,"SA","SPMB","Pimba","ENet","Summer","Non-Coincident",2018,"POE50","NA","NA"]
[null,"SA","SPMB","Pimba","ENet","Summer","Non-Coincident",2019,"POE50","NA","NA"]
[null,"SA","SPMB","Pimba","ENet","Summer","Non-Coincident",2020,"POE50","NA","NA"]
[null,"SA","SPMB","Pimba","ENet","Summer","Non-Coincident",2021,"POE50","NA","NA"]
[null,"SA","SPMB","Pimba","ENet","Summer","Non-Coincident",2022,"POE50","NA","NA"]
[null,"SA","SPMB","Pimba","ENet","Summer","Non-Coincident",2023,"POE50","NA","NA"]
[null,"SA","SPMB","Pimba","ENet","Summer","Non-Coincident",2024,"POE50","NA","NA"]
[null,"SA","SPMB","Pimba","ENet","Summer","Non-Coincident",2025,"POE50","NA","NA"]
[null,"SA","SPMB","Pimba","ENet","Summer","Non-Coincident",2026,"POE50","NA","NA"]
[null,"SA","SPMB","Pimba","ENet","Winter","Non-Coincident",2016,"POE10","NA","NA"]
[null,"SA","SPMB","Pimba","ENet","Winter","Non-Coincident",2017,"POE10","NA","NA"]
[null,"SA","SPMB","Pimba","ENet","Winter","Non-Coincident",2018,"POE10","NA","NA"]
[null,"SA","SPMB","Pimba","ENet","Winter","Non-Coincident",2019,"POE10","NA","NA"]
[null,"SA","SPMB","Pimba","ENet","Winter","Non-Coincident",2020,"POE10","NA","NA"]
[null,"SA","SPMB","Pimba","ENet","Winter","Non-Coincident",2021,"POE10","NA","NA"]
[null,"SA","SPMB","Pimba","ENet","Winter","Non-Coincident",2022,"POE10","NA","NA"]
[null,"SA","SPMB","Pimba","ENet","Winter","Non-Coincident",2023,"POE10","NA","NA"]
[null,"SA","SPMB","Pimba","ENet","Winter","Non-Coincident",2024,"POE10","NA","NA"]
[null,"SA","SPMB","Pimba","ENet","Winter","Non-Coincident",2025,"POE10","NA","NA"]
[null,"SA","SPMB","Pimba","ENet","Winter","Non-Coincident",2016,"POE50","NA","NA"]
[null,"SA","SPMB","Pimba","ENet","Winter","Non-Coincident",2017,"POE50","NA","NA"]
[null,"SA","SPMB","Pimba","ENet","Winter","Non-Coincident",2018,"POE50","NA","NA"]
[null,"SA","SPMB","Pimba","ENet","Winter","Non-Coincident",2019,"POE50","NA","NA"]
[null,"SA","SPMB","Pimba","ENet","Winter","Non-Coincident",2020,"POE50","NA","NA"]
[null,"SA","SPMB","Pimba","ENet","Winter","Non-Coincident",2021,"POE50","NA","NA"]
[null,"SA","SPMB","Pimba","ENet","Winter","Non-Coincident",2022,"POE50","NA","NA"]
[null,"SA","SPMB","Pimba","ENet","Winter","Non-Coincident",2023,"POE50","NA","NA"]
[null,"SA","SPMB","Pimba","ENet","Winter","Non-Coincident",2024,"POE50","NA","NA"]
[null,"SA","SPMB","Pimba","ENet","Winter","Non-Coincident",2025,"POE50","NA","NA"]
[null,"SA","SPREF","Stony Point Industrial","ENet","Summer","Non-Coincident",2017,"POE10","NA","NA"]
[null,"SA","SPREF","Stony Point Industrial","ENet","Summer","Non-Coincident",2018,"POE10","NA","NA"]
[null,"SA","SPREF","Stony Point Industrial","ENet","Summer","Non-Coincident",2019,"POE10","NA","NA"]
[null,"SA","SPREF","Stony Point Industrial","ENet","Summer","Non-Coincident",2020,"POE10","NA","NA"]
[null,"SA","SPREF","Stony Point Industrial","ENet","Summer","Non-Coincident",2021,"POE10","NA","NA"]
[null,"SA","SPREF","Stony Point Industrial","ENet","Summer","Non-Coincident",2022,"POE10","NA","NA"]
[null,"SA","SPREF","Stony Point Industrial","ENet","Summer","Non-Coincident",2023,"POE10","NA","NA"]
[null,"SA","SPREF","Stony Point Industrial","ENet","Summer","Non-Coincident",2024,"POE10","NA","NA"]
[null,"SA","SPREF","Stony Point Industrial","ENet","Summer","Non-Coincident",2025,"POE10","NA","NA"]
[null,"SA","SPREF","Stony Point Industrial","ENet","Summer","Non-Coincident",2026,"POE10","NA","NA"]
[null,"SA","SPREF","Stony Point Industrial","ENet","Summer","Non-Coincident",2017,"POE50","NA","NA"]
[null,"SA","SPREF","Stony Point Industrial","ENet","Summer","Non-Coincident",2018,"POE50","NA","NA"]
[null,"SA","SPREF","Stony Point Industrial","ENet","Summer","Non-Coincident",2019,"POE50","NA","NA"]
[null,"SA","SPREF","Stony Point Industrial","ENet","Summer","Non-Coincident",2020,"POE50","NA","NA"]
[null,"SA","SPREF","Stony Point Industrial","ENet","Summer","Non-Coincident",2021,"POE50","NA","NA"]
[null,"SA","SPREF","Stony Point Industrial","ENet","Summer","Non-Coincident",2022,"POE50","NA","NA"]
[null,"SA","SPREF","Stony Point Industrial","ENet","Summer","Non-Coincident",2023,"POE50","NA","NA"]
[null,"SA","SPREF","Stony Point Industrial","ENet","Summer","Non-Coincident",2024,"POE50","NA","NA"]
[null,"SA","SPREF","Stony Point Industrial","ENet","Summer","Non-Coincident",2025,"POE50","NA","NA"]
[null,"SA","SPREF","Stony Point Industrial","ENet","Summer","Non-Coincident",2026,"POE50","NA","NA"]
[null,"SA","SPREF","Stony Point Industrial","ENet","Winter","Non-Coincident",2016,"POE10","NA","NA"]
[null,"SA","SPREF","Stony Point Industrial","ENet","Winter","Non-Coincident",2017,"POE10","NA","NA"]
[null,"SA","SPREF","Stony Point Industrial","ENet","Winter","Non-Coincident",2018,"POE10","NA","NA"]
[null,"SA","SPREF","Stony Point Industrial","ENet","Winter","Non-Coincident",2019,"POE10","NA","NA"]
[null,"SA","SPREF","Stony Point Industrial","ENet","Winter","Non-Coincident",2020,"POE10","NA","NA"]
[null,"SA","SPREF","Stony Point Industrial","ENet","Winter","Non-Coincident",2021,"POE10","NA","NA"]
[null,"SA","SPREF","Stony Point Industrial","ENet","Winter","Non-Coincident",2022,"POE10","NA","NA"]
[null,"SA","SPREF","Stony Point Industrial","ENet","Winter","Non-Coincident",2023,"POE10","NA","NA"]
[null,"SA","SPREF","Stony Point Industrial","ENet","Winter","Non-Coincident",2024,"POE10","NA","NA"]
[null,"SA","SPREF","Stony Point Industrial","ENet","Winter","Non-Coincident",2025,"POE10","NA","NA"]
[null,"SA","SPREF","Stony Point Industrial","ENet","Winter","Non-Coincident",2017,"POE50","NA","NA"]
[null,"SA","SPREF","Stony Point Industrial","ENet","Winter","Non-Coincident",2021,"POE50","NA","NA"]
[null,"SA","SRSW","Roseworthy","ENet","Summer","Non-Coincident",2019,"POE10","NA","NA"]
[null,"SA","SRSW","Roseworthy","ENet","Summer","Non-Coincident",2022,"POE10","NA","NA"]
[null,"SA","SRSW","Roseworthy","ENet","Summer","Non-Coincident",2017,"POE50","NA","NA"]
[null,"SA","SRSW","Roseworthy","ENet","Summer","Non-Coincident",2022,"POE50","NA","NA"]
[null,"SA","SRSW","Roseworthy","ENet","Winter","Non-Coincident",2016,"POE10","NA","NA"]
[null,"SA","SRSW","Roseworthy","ENet","Winter","Non-Coincident",2021,"POE10","NA","NA"]
[null,"SA","SRSW","Roseworthy","ENet","Winter","Non-Coincident",2024,"POE10","NA","NA"]
[null,"SA","SRSW","Roseworthy","ENet","Winter","Non-Coincident",2021,"POE50","NA","NA"]
[null,"SA","SRSW","Roseworthy","ENet","Winter","Non-Coincident",2025,"POE50","NA","NA"]
[null,"SA","SSNN","Snuggery Industrial","SAPN","Summer","Non-Coincident",2017,"POE10",25.8776370426658,0.12624111377025199]
[null,"SA","SSNN","Snuggery Industrial","SAPN","Summer","Non-Coincident",2022,"POE10",25.8776370426658,0.12624111377025199]
[null,"SA","SSNN","Snuggery Industrial","SAPN","Summer","Non-Coincident",2019,"POE50",24.992954787432801,0.12624111377025199]
[null,"SA","SSNN","Snuggery Industrial","SAPN","Summer","Non-Coincident",2022,"POE50",24.992954787432801,0.12624111377025199]
[null,"SA","SSNN","Snuggery Industrial","SAPN","Winter","Non-Coincident",2016,"POE10",25.635683736899399,0.47728885549486899]
[null,"SA","SSNN","Snuggery Industrial","SAPN","Winter","Non-Coincident",2021,"POE10",25.635627071733701,0.47728885549486899]
[null,"SA","SSNN","Snuggery Industrial","SAPN","Winter","Non-Coincident",2016,"POE50",24.643106710583901,0.47728885549486899]
[null,"SA","SSNN","Snuggery Industrial","SAPN","Winter","Non-Coincident",2022,"POE50",24.6430356642169,0.47728885549486899]
[null,"SA","SSNR","Snuggery Rural","SAPN","Summer","Non-Coincident",2017,"POE10",14.8363156438991,0.85077424693453796]
[null,"SA","SSNR","Snuggery Rural","SAPN","Summer","Non-Coincident",2022,"POE10",13.916796540064301,0.85152528092413704]
[null,"SA","SSNR","Snuggery Rural","SAPN","Summer","Non-Coincident",2026,"POE10",13.4323596257943,0.85194400374065304]
[null,"SA","SSNR","Snuggery Rural","SAPN","Summer","Non-Coincident",2022,"POE50",11.846925153438001,0.82723470470951899]
[null,"SA","SSNR","Snuggery Rural","SAPN","Winter","Non-Coincident",2016,"POE10",11.4064390598542,0.91578307571685202]
[null,"SA","SSNR","Snuggery Rural","SAPN","Winter","Non-Coincident",2018,"POE10",10.833819508198699,0.91538913462577998]
[null,"SA","SSNR","Snuggery Rural","SAPN","Winter","Non-Coincident",2021,"POE10",10.2888850933442,0.91732964632988601]
[null,"SA","SSNR","Snuggery Rural","SAPN","Winter","Non-Coincident",2019,"POE50",10.3601031997826,0.92140287765331996]
[null,"SA","SSNR","Snuggery Rural","SAPN","Winter","Non-Coincident",2021,"POE50",10.027532960902199,0.91994241135599797]
[null,"SA","STAL","Tailem Bend","SAPN","Summer","Non-Coincident",2017,"POE10",21.685077836858099,0.92134251476362405]
[null,"SA","STAL","Tailem Bend","SAPN","Summer","Non-Coincident",2023,"POE10",19.714722198121301,0.92227056095481197]
[null,"SA","STAL","Tailem Bend","SAPN","Summer","Non-Coincident",2017,"POE50",19.920181746947101,0.89504522360244698]
[null,"SA","STAL","Tailem Bend","SAPN","Summer","Non-Coincident",2022,"POE50",18.102267819692599,0.89585046313167904]
[null,"SA","STAL","Tailem Bend","SAPN","Summer","Non-Coincident",2026,"POE50",17.9896114112505,0.89628269565570995]
[null,"SA","STAL","Tailem Bend","SAPN","Winter","Non-Coincident",2021,"POE10",13.5694516050639,0.97834069029984305]
[null,"SA","STAL","Tailem Bend","SAPN","Winter","Non-Coincident",2016,"POE50",14.3932413566019,0.97940332052365298]
[null,"SA","STAL","Tailem Bend","SAPN","Winter","Non-Coincident",2021,"POE50",13.214087371526601,0.98112722875901603]
[null,"SA","STEM","Templers","SAPN","Summer","Non-Coincident",2017,"POE10",31.028423552663401,0.90067050866947196]
[null,"SA","STEM","Templers","SAPN","Summer","Non-Coincident",2020,"POE10",31.032694380031501,0.89188174473273696]
[null,"SA","STEM","Templers","SAPN","Summer","Non-Coincident",2022,"POE10",30.093926237025801,0.901465589347898]
[null,"SA","STEM","Templers","SAPN","Summer","Non-Coincident",2017,"POE50",28.378695548993601,0.87496324538004999]
[null,"SA","STEM","Templers","SAPN","Summer","Non-Coincident",2023,"POE50",27.820434403632099,0.87585926230052003]
[null,"SA","STEM","Templers","SAPN","Winter","Non-Coincident",2016,"POE10",23.449226626945102,0.97449039924325997]
[null,"SA","STEM","Templers","SAPN","Winter","Non-Coincident",2022,"POE10",26.713826245958199,0.97619038895059995]
[null,"SA","STEM","Templers","SAPN","Winter","Non-Coincident",2025,"POE10",28.060960217567398,0.97636261446830697]
[null,"SA","STEM","Templers","SAPN","Winter","Non-Coincident",2021,"POE50",25.461666722853899,0.97891637386001695]
[null,"SA","SWAT","Waterloo","SAPN","Summer","Non-Coincident",2017,"POE10",10.1541695728022,0.638970698996984]
[null,"SA","SWAT","Waterloo","SAPN","Summer","Non-Coincident",2022,"POE10",9.0056644331685494,0.63953476016248501]
[null,"SA","SWAT","Waterloo","SAPN","Summer","Non-Coincident",2017,"POE50",9.2640941498848708,0.620732966290928]
[null,"SA","SWAT","Waterloo","SAPN","Summer","Non-Coincident",2020,"POE50",8.8403799642522891,0.613350041779546]
[null,"SA","SWAT","Waterloo","SAPN","Winter","Non-Coincident",2016,"POE10",6.9585250599390598,0.82134828674674798]
[null,"SA","SWAT","Waterloo","SAPN","Winter","Non-Coincident",2017,"POE10",6.9818439045345704,0.81975186357888197]
[null,"SA","SWAT","Waterloo","SAPN","Winter","Non-Coincident",2022,"POE10",7.1828774772483399,0.82278112142084503]
[null,"SA","SWAT","Waterloo","SAPN","Winter","Non-Coincident",2016,"POE50",6.7436628326616299,0.82362899492459996]
[null,"SA","SWAT","Waterloo","SAPN","Winter","Non-Coincident",2023,"POE50",6.9354602440796604,0.82517834711636295]
[null,"SA","SWMA","Woomera","ENet","Summer","Non-Coincident",2017,"POE10","NA","NA"]
[null,"SA","SWMA","Woomera","ENet","Summer","Non-Coincident",2023,"POE10","NA","NA"]
[null,"SA","SWMA","Woomera","ENet","Summer","Non-Coincident",2017,"POE50","NA","NA"]
[null,"SA","SWMA","Woomera","ENet","Summer","Non-Coincident",2022,"POE50","NA","NA"]
[null,"SA","SWMA","Woomera","ENet","Winter","Non-Coincident",2017,"POE10","NA","NA"]
[null,"SA","SWMA","Woomera","ENet","Winter","Non-Coincident",2019,"POE10","NA","NA"]
[null,"SA","SWMA","Woomera","ENet","Winter","Non-Coincident",2016,"POE50","NA","NA"]
[null,"SA","SWMA","Woomera","ENet","Winter","Non-Coincident",2020,"POE50","NA","NA"]
[null,"SA","SWUD","Wudinna","SAPN","Summer","Non-Coincident",2017,"POE10",14.9940781020524,0.80976309400525903]
[null,"SA","SWUD","Wudinna","SAPN","Summer","Non-Coincident",2018,"POE10",14.796381488620501,0.80206435721611702]
[null,"SA","SWUD","Wudinna","SAPN","Summer","Non-Coincident",2024,"POE10",12.5083292003008,0.81067870712119705]
[null,"SA","SWUD","Wudinna","SAPN","Summer","Non-Coincident",2017,"POE50",13.765628796907899,0.78665054301210802]
[null,"SA","SWUD","Wudinna","SAPN","Summer","Non-Coincident",2023,"POE50",11.712207940956,0.78745612221872896]
[null,"SA","SWUD","Wudinna","SAPN","Winter","Non-Coincident",2016,"POE10",11.5997191407793,0.95709190267623701]
[null,"SA","SWUD","Wudinna","SAPN","Winter","Non-Coincident",2021,"POE10",11.9026374350144,0.95870823546279005]
[null,"SA","SWUD","Wudinna","SAPN","Winter","Non-Coincident",2017,"POE50",11.055113138664399,0.95744099573851804]
[null,"SA","SWUD","Wudinna","SAPN","Winter","Non-Coincident",2021,"POE50",11.3484535354439,0.96143885619208302]
[null,"SA","SYAD","Yadnarie","SAPN","Summer","Non-Coincident",2018,"POE10",9.1688306303840807,0.67770899517644101]
[null,"SA","SYAD","Yadnarie","SAPN","Summer","Non-Coincident",2021,"POE10",8.5078342054169696,0.684741120577115]
[null,"SA","SYAD","Yadnarie","SAPN","Summer","Non-Coincident",2017,"POE50",8.4483817278112099,0.66468500222368998]
[null,"SA","SYAD","Yadnarie","SAPN","Summer","Non-Coincident",2023,"POE50",7.40901520252444,0.66536568111154004]
[null,"SA","SYAD","Yadnarie","SAPN","Summer","Non-Coincident",2024,"POE50",7.3118999164793399,0.66544968921233205]
[null,"SA","SYAD","Yadnarie","SAPN","Winter","Non-Coincident",2017,"POE10",7.39076771689155,0.74788319305633899]
[null,"SA","SYAD","Yadnarie","SAPN","Winter","Non-Coincident",2024,"POE10",7.6160778165034699,0.75073405224842604]
[null,"SA","SYAD","Yadnarie","SAPN","Winter","Non-Coincident",2016,"POE50",6.9836316492920396,0.75142041145078697]
[null,"SA","SYAD","Yadnarie","SAPN","Winter","Non-Coincident",2022,"POE50",7.16712720848854,0.75278774095502898]
[null,"SA","WEST","Western Suburbs","SAPN","Summer","Non-Coincident",2018,"POE10",437.988372128246,0.92111108063171498]
[null,"SA","WEST","Western Suburbs","SAPN","Summer","Non-Coincident",2022,"POE10",390.07601458523902,0.93077343532120005]
[null,"SA","WEST","Western Suburbs","SAPN","Summer","Non-Coincident",2018,"POE50",398.31172669089801,0.89467285418529996]
[null,"SA","WEST","Western Suburbs","SAPN","Summer","Non-Coincident",2021,"POE50",365.11225013140398,0.90410804649277599]
[null,"SA","WEST","Western Suburbs","SAPN","Winter","Non-Coincident",2017,"POE10",342.11372937706301,1]
[null,"SA","WEST","Western Suburbs","SAPN","Winter","Non-Coincident",2022,"POE10",332.01153858719402,1]
[null,"SA","WEST","Western Suburbs","SAPN","Winter","Non-Coincident",2017,"POE50",329.73226040195601,1]
[null,"SA","WEST","Western Suburbs","SAPN","Winter","Non-Coincident",2022,"POE50",319.97179679243999,1]
[null,"SA","WEST","Western Suburbs","SAPN","Winter","Non-Coincident",2024,"POE50",313.07442858709999,1]
[null,"SA","WYAL","Whyalla and Whyalla Central","SAPN","Summer","Non-Coincident",2022,"POE10",74.011252786145604,0.755890922265539]
[null,"SA","WYAL","Whyalla and Whyalla Central","SAPN","Summer","Non-Coincident",2023,"POE10",72.684640776180999,0.75598495574871605]
[null,"SA","WYAL","Whyalla and Whyalla Central","SAPN","Summer","Non-Coincident",2018,"POE50",73.276849371347595,0.72657325962756203]
[null,"SA","WYAL","Whyalla and Whyalla Central","SAPN","Summer","Non-Coincident",2023,"POE50",65.189670816056093,0.73441967544659303]
[null,"SA","WYAL","Whyalla and Whyalla Central","SAPN","Winter","Non-Coincident",2017,"POE10",68.252424441000201,0.834246625602026]
[null,"SA","WYAL","Whyalla and Whyalla Central","SAPN","Winter","Non-Coincident",2024,"POE10",68.444295006485405,0.83742669393776004]
[null,"SA","WYAL","Whyalla and Whyalla Central","SAPN","Winter","Non-Coincident",2017,"POE50",63.931694566516903,0.83617615517357202]
[null,"SA","WYAL","Whyalla and Whyalla Central","SAPN","Winter","Non-Coincident",2021,"POE50",64.656942787789603,0.839667665979837]
[null,"SA","ADEL","Adelaide Central","SAPN","Summer","Coincident",2018,"POE10",173.05177975699999,0.863073338771295]
[null,"SA","ADEL","Adelaide Central","SAPN","Summer","Coincident",2023,"POE10",153.127011371989,0.87223537722106104]
[null,"SA","ADEL","Adelaide Central","SAPN","Summer","Coincident",2025,"POE10",148.47365780611301,0.87245048440694095]
[null,"SA","ADEL","Adelaide Central","SAPN","Summer","Coincident",2023,"POE50",139.53391447954601,0.84735392917614405]
[null,"SA","ADEL","Adelaide Central","SAPN","Winter","Coincident",2017,"POE10",90.247249774516803,0.74115408366594604]
[null,"SA","ADEL","Adelaide Central","SAPN","Winter","Coincident",2021,"POE10",89.144386931645101,0.74385153727821596]
[null,"SA","ADEL","Adelaide Central","SAPN","Winter","Coincident",2022,"POE10",88.844604792499396,0.74389289637232503]
[null,"SA","ADEL","Adelaide Central","SAPN","Winter","Coincident",2018,"POE50",88.756297509432102,0.74426022229617605]
[null,"SA","ADEL","Adelaide Central","SAPN","Winter","Coincident",2022,"POE50",88.032545072090898,0.74601450269581304]
[null,"SA","BARK","Mt Barker and Mt Barker South","SAPN","Summer","Coincident",2018,"POE10",79.855420687972995,0.89674173252528899]
[null,"SA","BARK","Mt Barker and Mt Barker South","SAPN","Summer","Coincident",2022,"POE10",79.854768685547498,0.89674173252528899]
[null,"SA","BARK","Mt Barker and Mt Barker South","SAPN","Summer","Coincident",2018,"POE50",70.786448360634395,0.89674173252528899]
[null,"SA","BARK","Mt Barker and Mt Barker South","SAPN","Summer","Coincident",2023,"POE50",70.836132493153599,0.89674173252528899]
[null,"SA","BARK","Mt Barker and Mt Barker South","SAPN","Winter","Coincident",2018,"POE10",76.738240836309799,0.91678841498138497]
[null,"SA","BARK","Mt Barker and Mt Barker South","SAPN","Winter","Coincident",2022,"POE10",77.983478270577805,0.91678841498138497]
[null,"SA","BARK","Mt Barker and Mt Barker South","SAPN","Winter","Coincident",2025,"POE10",78.917406346278696,0.91678841498138497]
[null,"SA","BARK","Mt Barker and Mt Barker South","SAPN","Winter","Coincident",2022,"POE50",75.170019759315807,0.91678841498138497]
[null,"SA","BERR","Berri","SAPN","Summer","Coincident",2018,"POE10",80.150351116434095,0.90031405015681798]
[null,"SA","BERR","Berri","SAPN","Summer","Coincident",2019,"POE10",81.601474142532993,0.90700007243807301]
[null,"SA","BERR","Berri","SAPN","Summer","Coincident",2023,"POE10",77.505637551654004,0.90987142097786999]
[null,"SA","BERR","Berri","SAPN","Summer","Coincident",2018,"POE50",72.8310324102995,0.87447275128262503]
[null,"SA","BERR","Berri","SAPN","Summer","Coincident",2026,"POE50",71.242018788030094,0.88423294033137101]
[null,"SA","BERR","Berri","SAPN","Winter","Coincident",2017,"POE10",45.7639504139905,0.91993279848862097]
[null,"SA","BERR","Berri","SAPN","Winter","Coincident",2022,"POE10",47.364505827646198,0.92333225845658495]
[null,"SA","BERR","Berri","SAPN","Winter","Coincident",2017,"POE50",44.0493978714509,0.92206051166604897]
[null,"SA","BERR","Berri","SAPN","Winter","Coincident",2022,"POE50",45.651245746006701,0.92596563157760203]
[null,"SA","BERR","Berri","SAPN","Winter","Coincident",2025,"POE50",45.9376024650593,0.92614103512691204]
[null,"SA","BLAN","Blanche","SAPN","Summer","Coincident",2023,"POE10",25.973712312968999,0.88264374524614497]
[null,"SA","BLAN","Blanche","SAPN","Summer","Coincident",2018,"POE50",26.818955165873898,0.84830437192791996]
[null,"SA","BLAN","Blanche","SAPN","Summer","Coincident",2023,"POE50",23.531508000187799,0.85746538735898703]
[null,"SA","BLAN","Blanche","SAPN","Winter","Coincident",2017,"POE10",32.868056631317401,0.98460110908634002]
[null,"SA","BLAN","Blanche","SAPN","Winter","Coincident",2022,"POE10",33.550715739950498,0.98823954013288096]
[null,"SA","BLAN","Blanche","SAPN","Winter","Coincident",2025,"POE10",34.405523424453698,0.98841389143601299]
[null,"SA","BLAN","Blanche","SAPN","Winter","Coincident",2017,"POE50",32.055472557704199,0.98687839364207597]
[null,"SA","BLAN","Blanche","SAPN","Winter","Coincident",2022,"POE50",32.828053321375201,0.99105803089639199]
[null,"SA","EAST","Eastern Suburbs","SAPN","Summer","Coincident",2018,"POE10",674.09854102047302,0.94076427927246298]
[null,"SA","EAST","Eastern Suburbs","SAPN","Summer","Coincident",2023,"POE10",599.78343122679996,0.95075105341048904]
[null,"SA","EAST","Eastern Suburbs","SAPN","Summer","Coincident",2020,"POE50",570.82693328807397,0.91171066868870798]
[null,"SA","EAST","Eastern Suburbs","SAPN","Summer","Coincident",2023,"POE50",530.41090164170396,0.92362986163488003]
[null,"SA","EAST","Eastern Suburbs","SAPN","Winter","Coincident",2017,"POE10",518.51804800187006,1]
[null,"SA","EAST","Eastern Suburbs","SAPN","Winter","Coincident",2022,"POE10",527.38614649392002,1]
[null,"SA","EAST","Eastern Suburbs","SAPN","Winter","Coincident",2017,"POE50",501.95192077665303,1]
[null,"SA","EAST","Eastern Suburbs","SAPN","Winter","Coincident",2019,"POE50",508.80741646471199,1]
[null,"SA","NORT","Northern Suburbs","SAPN","Summer","Coincident",2018,"POE10",297.52339481681298,0.949677403872908]
[null,"SA","NORT","Northern Suburbs","SAPN","Summer","Coincident",2023,"POE10",251.16315699083299,0.95975879614664505]
[null,"SA","NORT","Northern Suburbs","SAPN","Summer","Coincident",2017,"POE50",272.25043176667702,0.93142680973374103]
[null,"SA","NORT","Northern Suburbs","SAPN","Summer","Coincident",2018,"POE50",265.96679280013598,0.92241925142791004]
[null,"SA","NORT","Northern Suburbs","SAPN","Summer","Coincident",2024,"POE50",221.24522603318599,0.93249836988613399]
[null,"SA","NORT","Northern Suburbs","SAPN","Winter","Coincident",2019,"POE10",231.428705251201,1]
[null,"SA","NORT","Northern Suburbs","SAPN","Winter","Coincident",2022,"POE10",233.69532580233701,1]
[null,"SA","NORT","Northern Suburbs","SAPN","Winter","Coincident",2016,"POE50",234.54563216550699,1]
[null,"SA","NORT","Northern Suburbs","SAPN","Winter","Coincident",2022,"POE50",227.25548192181299,1]
[null,"SA","PPIR","Port Pirie Network","SAPN","Summer","Coincident",2018,"POE10",60.254928569805699,0.89028301082629901]
[null,"SA","PPIR","Port Pirie Network","SAPN","Summer","Coincident",2024,"POE10",54.982323839899102,0.89984484872721904]
[null,"SA","PPIR","Port Pirie Network","SAPN","Summer","Coincident",2018,"POE50",54.840128710617698,0.86472962824677402]
[null,"SA","PPIR","Port Pirie Network","SAPN","Summer","Coincident",2024,"POE50",49.797980470585699,0.87417838199290798]
[null,"SA","PPIR","Port Pirie Network","SAPN","Winter","Coincident",2016,"POE10",37.819421664226503,0.87132430546662898]
[null,"SA","PPIR","Port Pirie Network","SAPN","Winter","Coincident",2022,"POE10",50.723196769158299,0.87284432285438196]
[null,"SA","PPIR","Port Pirie Network","SAPN","Winter","Coincident",2023,"POE10",50.5598997439008,0.87289432909418696]
[null,"SA","PPIR","Port Pirie Network","SAPN","Winter","Coincident",2017,"POE50",49.281042893383002,0.87164211535425296]
[null,"SA","PPIR","Port Pirie Network","SAPN","Winter","Coincident",2022,"POE50",49.499146882403402,0.87533370276890898]
[null,"SA","SANC","Angas Creek","SAPN","Summer","Coincident",2021,"POE10",14.6333686646531,0.82247936974334002]
[null,"SA","SANC","Angas Creek","SAPN","Summer","Coincident",2023,"POE10",14.4907516169273,0.82267414876804301]
[null,"SA","SANC","Angas Creek","SAPN","Summer","Coincident",2019,"POE50",13.0221401283471,0.78715773963589497]
[null,"SA","SANC","Angas Creek","SAPN","Summer","Coincident",2024,"POE50",12.917387517316,0.79930739447627797]
[null,"SA","SANC","Angas Creek","SAPN","Winter","Coincident",2017,"POE10",11.711246122588699,0.829573170755036]
[null,"SA","SANC","Angas Creek","SAPN","Winter","Coincident",2020,"POE10",11.795057600300501,0.83254766593235996]
[null,"SA","SANC","Angas Creek","SAPN","Winter","Coincident",2017,"POE50",11.356875544431199,0.83149189108977795]
[null,"SA","SANC","Angas Creek","SAPN","Winter","Coincident",2023,"POE50",11.812436167633701,0.83506466806567903]
[null,"SA","SARW","Ardrossan West","SAPN","Summer","Coincident",2018,"POE10",7.9261500542938697,0.81262020700867899]
[null,"SA","SARW","Ardrossan West","SAPN","Summer","Coincident",2023,"POE10",7.0844473539936903,0.82124665536157304]
[null,"SA","SARW","Ardrossan West","SAPN","Summer","Coincident",2024,"POE10",7.0076542556354404,0.82134792909248799]
[null,"SA","SARW","Ardrossan West","SAPN","Summer","Coincident",2021,"POE50",6.0713602495729599,0.79761983472753795]
[null,"SA","SARW","Ardrossan West","SAPN","Summer","Coincident",2023,"POE50",5.7613331524168796,0.79781971520174699]
[null,"SA","SARW","Ardrossan West","SAPN","Winter","Coincident",2018,"POE10",5.44200362193794,0.87836266279008901]
[null,"SA","SARW","Ardrossan West","SAPN","Winter","Coincident",2023,"POE10",5.0433772622161301,0.88032405644303802]
[null,"SA","SARW","Ardrossan West","SAPN","Winter","Coincident",2018,"POE50",5.1775508431608701,0.88070829375968396]
[null,"SA","SARW","Ardrossan West","SAPN","Winter","Coincident",2024,"POE50",4.7704615323118897,0.88289413702711805]
[null,"SA","SBAC","Back Callington","ENet","Summer","Coincident",2018,"POE10","NA","NA"]
[null,"SA","SBAC","Back Callington","ENet","Summer","Coincident",2024,"POE10","NA","NA"]
[null,"SA","SBAC","Back Callington","ENet","Summer","Coincident",2018,"POE50","NA","NA"]
[null,"SA","SBAC","Back Callington","ENet","Summer","Coincident",2023,"POE50","NA","NA"]
[null,"SA","SBAC","Back Callington","ENet","Winter","Coincident",2018,"POE10","NA","NA"]
[null,"SA","SBAC","Back Callington","ENet","Winter","Coincident",2020,"POE10","NA","NA"]
[null,"SA","SBAC","Back Callington","ENet","Winter","Coincident",2023,"POE10","NA","NA"]
[null,"SA","SBAC","Back Callington","ENet","Winter","Coincident",2021,"POE50","NA","NA"]
[null,"SA","SBAC","Back Callington","ENet","Winter","Coincident",2022,"POE50","NA","NA"]
[null,"SA","SBAR","Baroota","SAPN","Summer","Coincident",2019,"POE10",6.1387132937883901,0.79370571605707996]
[null,"SA","SBAR","Baroota","SAPN","Summer","Coincident",2025,"POE10",5.1318283522262904,0.79641476154133795]
[null,"SA","SBAR","Baroota","SAPN","Summer","Coincident",2019,"POE50",5.2940522262352196,0.76184413720433097]
[null,"SA","SBAR","Baroota","SAPN","Summer","Coincident",2024,"POE50",4.6017546579401003,0.77360308060681005]
[null,"SA","SBAR","Baroota","SAPN","Winter","Coincident",2017,"POE10",5.8221832002744103,0.96349112290050898]
[null,"SA","SBAR","Baroota","SAPN","Winter","Coincident",2023,"POE10",5.5493670704582998,0.96710694895223703]
[null,"SA","SBAR","Baroota","SAPN","Winter","Coincident",2018,"POE50",5.5927549724057597,0.96752906462232002]
[null,"SA","SBAR","Baroota","SAPN","Winter","Coincident",2022,"POE50",5.4446887847959804,0.969809607399294]
[null,"SA","SBHP","Whyalla Terminal LMF","SAPN","Summer","Coincident",2019,"POE10","NA","NA"]
[null,"SA","SBHP","Whyalla Terminal LMF","SAPN","Summer","Coincident",2022,"POE10","NA","NA"]
[null,"SA","SBHP","Whyalla Terminal LMF","SAPN","Summer","Coincident",2024,"POE10","NA","NA"]
[null,"SA","SBHP","Whyalla Terminal LMF","SAPN","Summer","Coincident",2019,"POE50","NA","NA"]
[null,"SA","SBHP","Whyalla Terminal LMF","SAPN","Summer","Coincident",2025,"POE50","NA","NA"]
[null,"SA","SBHP","Whyalla Terminal LMF","SAPN","Winter","Coincident",2018,"POE10","NA","NA"]
[null,"SA","SBHP","Whyalla Terminal LMF","SAPN","Winter","Coincident",2025,"POE10","NA","NA"]
[null,"SA","SBHP","Whyalla Terminal LMF","SAPN","Winter","Coincident",2018,"POE50","NA","NA"]
[null,"SA","SBHP","Whyalla Terminal LMF","SAPN","Winter","Coincident",2023,"POE50","NA","NA"]
[null,"SA","SBRK","Brinkworth","SAPN","Summer","Coincident",2019,"POE10",3.2775334868655399,0.685943274217238]
[null,"SA","SBRK","Brinkworth","SAPN","Summer","Coincident",2024,"POE10",2.9530431322042201,0.68819966531668897]
[null,"SA","SBRK","Brinkworth","SAPN","Summer","Coincident",2019,"POE50",2.8394647795219701,0.65840758274136502]
[null,"SA","SBRK","Brinkworth","SAPN","Summer","Coincident",2022,"POE50",2.6587270675433401,0.668402523556202]
[null,"SA","SBRK","Brinkworth","SAPN","Winter","Coincident",2018,"POE10",3.6902724968459002,0.926810356337608]
[null,"SA","SBRK","Brinkworth","SAPN","Winter","Coincident",2022,"POE10",3.6602232461924702,0.92882672069748995]
[null,"SA","SBRK","Brinkworth","SAPN","Winter","Coincident",2023,"POE10",3.6384165897351002,0.928879934232271]
[null,"SA","SBRK","Brinkworth","SAPN","Winter","Coincident",2018,"POE50",3.5656590306954201,0.92928536485841895]
[null,"SA","SBRK","Brinkworth","SAPN","Winter","Coincident",2025,"POE50",3.4609339618341699,0.93165221152159705]
[null,"SA","SCLN","Clare North","SAPN","Summer","Coincident",2019,"POE10",12.751325486058899,0.93797933636782205]
[null,"SA","SCLN","Clare North","SAPN","Summer","Coincident",2024,"POE10",12.0513194146284,0.94106479300192203]
[null,"SA","SCLN","Clare North","SAPN","Summer","Coincident",2019,"POE50",10.945965367342501,0.90032620878749503]
[null,"SA","SCLN","Clare North","SAPN","Summer","Coincident",2024,"POE50",10.467537379912599,0.91422260099673403]
[null,"SA","SCLN","Clare North","SAPN","Winter","Coincident",2018,"POE10",7.9499086604474103,0.76504415429402095]
[null,"SA","SCLN","Clare North","SAPN","Winter","Coincident",2021,"POE10",7.9430675018680699,0.76666595324204201]
[null,"SA","SCLN","Clare North","SAPN","Winter","Coincident",2018,"POE50",7.6667066909319797,0.76708717289834005]
[null,"SA","SCLN","Clare North","SAPN","Winter","Coincident",2022,"POE50",7.6480294044835304,0.76889525823182403]
[null,"SA","SDAL","Dalrymple","SAPN","Summer","Coincident",2019,"POE10",7.4300190204075696,0.74500299765009603]
[null,"SA","SDAL","Dalrymple","SAPN","Summer","Coincident",2024,"POE10",6.8437418043301799,0.74745366404795599]
[null,"SA","SDAL","Dalrymple","SAPN","Summer","Coincident",2026,"POE10",6.6455530938677896,0.747635997135492]
[null,"SA","SDAL","Dalrymple","SAPN","Summer","Coincident",2019,"POE50",6.3945765555463803,0.715096482836165]
[null,"SA","SDAL","Dalrymple","SAPN","Summer","Coincident",2024,"POE50",5.9638341599204896,0.72613388360929298]
[null,"SA","SDAL","Dalrymple","SAPN","Winter","Coincident",2018,"POE10",5.5491650356708098,0.64893498533306504]
[null,"SA","SDAL","Dalrymple","SAPN","Winter","Coincident",2023,"POE10",5.6869909375198802,0.65038406441546404]
[null,"SA","SDAL","Dalrymple","SAPN","Winter","Coincident",2019,"POE50",5.4176553684366899,0.65319823043370695]
[null,"SA","SDAL","Dalrymple","SAPN","Winter","Coincident",2023,"POE50",5.4738261479927601,0.65224163253981005]
[null,"SA","SDAV","Davenport","ENet","Summer","Coincident",2019,"POE10","NA","NA"]
[null,"SA","SDAV","Davenport","ENet","Summer","Coincident",2023,"POE10","NA","NA"]
[null,"SA","SDAV","Davenport","ENet","Summer","Coincident",2019,"POE50","NA","NA"]
[null,"SA","SDAV","Davenport","ENet","Summer","Coincident",2024,"POE50","NA","NA"]
[null,"SA","SDAV","Davenport","ENet","Summer","Coincident",2026,"POE50","NA","NA"]
[null,"SA","SDAV","Davenport","ENet","Winter","Coincident",2023,"POE10","NA","NA"]
[null,"SA","SDAV","Davenport","ENet","Winter","Coincident",2016,"POE50","NA","NA"]
[null,"SA","SDAV","Davenport","ENet","Winter","Coincident",2018,"POE50","NA","NA"]
[null,"SA","SDAV","Davenport","ENet","Winter","Coincident",2023,"POE50","NA","NA"]
[null,"SA","SDAW","Davenport West","SAPN","Summer","Coincident",2020,"POE10",31.782422891237001,0.92961189829621704]
[null,"SA","SDAW","Davenport West","SAPN","Summer","Coincident",2024,"POE10",29.743101759417499,0.939833948223047]
[null,"SA","SDAW","Davenport West","SAPN","Summer","Coincident",2019,"POE50",29.081470966034502,0.89914864713434295]
[null,"SA","SDAW","Davenport West","SAPN","Summer","Coincident",2023,"POE50",26.904777660829801,0.91291160097855595]
[null,"SA","SDAW","Davenport West","SAPN","Winter","Coincident",2018,"POE10",25.995648953498801,0.94981113454254096]
[null,"SA","SDAW","Davenport West","SAPN","Winter","Coincident",2023,"POE10",26.748437880649799,0.95193207343226305]
[null,"SA","SDAW","Davenport West","SAPN","Winter","Coincident",2018,"POE50",25.2119747713351,0.95234756568519896]
[null,"SA","SDAW","Davenport West","SAPN","Winter","Coincident",2023,"POE50",25.9696209570401,0.954650895698827]
[null,"SA","SDRN","Dorrien","SAPN","Summer","Coincident",2017,"POE10",51.924332598362497,0.85066664219271904]
[null,"SA","SDRN","Dorrien","SAPN","Summer","Coincident",2024,"POE10",45.4267387551917,0.85162850565704495]
[null,"SA","SDRN","Dorrien","SAPN","Summer","Coincident",2019,"POE50",44.974847941283002,0.814761607803557]
[null,"SA","SDRN","Dorrien","SAPN","Summer","Coincident",2020,"POE50",43.838524568058098,0.81655766273538199]
[null,"SA","SDRN","Dorrien","SAPN","Summer","Coincident",2024,"POE50",40.402546267310399,0.82733732397016302]
[null,"SA","SDRN","Dorrien","SAPN","Winter","Coincident",2019,"POE10",42.955469587004302,1]
[null,"SA","SDRN","Dorrien","SAPN","Winter","Coincident",2016,"POE50",43.350009599546098,1]
[null,"SA","SDRN","Dorrien","SAPN","Winter","Coincident",2018,"POE50",41.727461753673097,1]
[null,"SA","SDRN","Dorrien","SAPN","Winter","Coincident",2023,"POE50",38.980527738516599,1]
[null,"SA","SHUM","Hummocks","SAPN","Summer","Coincident",2019,"POE10",13.408213670494799,0.89430529325661501]
[null,"SA","SHUM","Hummocks","SAPN","Summer","Coincident",2025,"POE10",12.802210572393999,0.89735770130563397]
[null,"SA","SHUM","Hummocks","SAPN","Summer","Coincident",2017,"POE50",12.045538664452,0.87065307218543397]
[null,"SA","SHUM","Hummocks","SAPN","Summer","Coincident",2024,"POE50",11.865841467261401,0.871654715179776]
[null,"SA","SHUM","Hummocks","SAPN","Winter","Coincident",2019,"POE10",9.9968583964011302,0.84910485019607096]
[null,"SA","SHUM","Hummocks","SAPN","Winter","Coincident",2023,"POE10",10.255158094810399,0.84817913243265297]
[null,"SA","SHUM","Hummocks","SAPN","Winter","Coincident",2018,"POE50",9.5145406787135105,0.84854933937121901]
[null,"SA","SHUM","Hummocks","SAPN","Winter","Coincident",2020,"POE50",9.7607000605675207,0.85045020763863599]
[null,"SA","SHUM","Hummocks","SAPN","Winter","Coincident",2023,"POE50",9.9030669703231293,0.85060162493569302]
[null,"SA","SKAD","Kadina East","SAPN","Summer","Coincident",2020,"POE10",23.477222608577801,0.86791323065375103]
[null,"SA","SKAD","Kadina East","SAPN","Summer","Coincident",2024,"POE10",22.566272790507298,0.87745683954275]
[null,"SA","SKAD","Kadina East","SAPN","Summer","Coincident",2019,"POE50",20.696842542711799,0.83947183615290999]
[null,"SA","SKAD","Kadina East","SAPN","Summer","Coincident",2025,"POE50",19.879054366680901,0.85253169657086503]
[null,"SA","SKAD","Kadina East","SAPN","Winter","Coincident",2020,"POE10",17.189753345298399,0.86143219089449097]
[null,"SA","SKAD","Kadina East","SAPN","Winter","Coincident",2023,"POE10",17.783379835378302,0.86157576350254295]
[null,"SA","SKAD","Kadina East","SAPN","Winter","Coincident",2017,"POE50",15.7157637215357,0.86033978685211299]
[null,"SA","SKAD","Kadina East","SAPN","Winter","Coincident",2023,"POE50",17.025573842687301,0.86403651825124705]
[null,"SA","SKAN","Kanmantoo","SAPN","Summer","Coincident",2020,"POE10",1.1375745495072001,0.73326202646777205]
[null,"SA","SKAN","Kanmantoo","SAPN","Summer","Coincident",2021,"POE10",1.12666926247184,0.74105810163614805]
[null,"SA","SKAN","Kanmantoo","SAPN","Summer","Coincident",2019,"POE50",1.0030398839361501,0.70923313299008295]
[null,"SA","SKAN","Kanmantoo","SAPN","Summer","Coincident",2020,"POE50",0.98864091380843,0.71079656167170002]
[null,"SA","SKAN","Kanmantoo","SAPN","Winter","Coincident",2017,"POE10",1.3448645507877901,0.86423354780156603]
[null,"SA","SKAN","Kanmantoo","SAPN","Winter","Coincident",2019,"POE10",1.39216591790285,0.86842365592214699]
[null,"SA","SKAN","Kanmantoo","SAPN","Winter","Coincident",2024,"POE10",1.4752714442620301,0.86752792341628204]
[null,"SA","SKAN","Kanmantoo","SAPN","Winter","Coincident",2018,"POE50",1.2954568165770901,0.86785550613321205]
[null,"SA","SKAN","Kanmantoo","SAPN","Winter","Coincident",2024,"POE50",1.4008175441912201,0.870009449872164]
[null,"SA","SKET","Keith","SAPN","Summer","Coincident",2018,"POE10",21.9482744776356,0.89130829239736198]
[null,"SA","SKET","Keith","SAPN","Summer","Coincident",2024,"POE10",19.7507889264105,0.90088114205079906]
[null,"SA","SKET","Keith","SAPN","Summer","Coincident",2020,"POE50",18.252900504626499,0.86378203039110102]
[null,"SA","SKET","Keith","SAPN","Summer","Coincident",2025,"POE50",16.777446335515201,0.87529060556584504]
[null,"SA","SKET","Keith","SAPN","Winter","Coincident",2019,"POE10",13.318214802107599,0.93784778552663395]
[null,"SA","SKET","Keith","SAPN","Winter","Coincident",2021,"POE10",13.1784107610811,0.93671956623156705]
[null,"SA","SKET","Keith","SAPN","Winter","Coincident",2018,"POE50",12.706552339256101,0.93723421631100201]
[null,"SA","SKET","Keith","SAPN","Winter","Coincident",2019,"POE50",12.766820172428,0.94087889488044696]
[null,"SA","SKET","Keith","SAPN","Winter","Coincident",2024,"POE50",12.337407524743099,0.93956035212265199]
[null,"SA","SKNC","Kincraig","SAPN","Summer","Coincident",2020,"POE10",17.5618148309456,0.85653862717502705]
[null,"SA","SKNC","Kincraig","SAPN","Summer","Coincident",2025,"POE10",15.0126221158154,0.86606391887817202]
[null,"SA","SKNC","Kincraig","SAPN","Summer","Coincident",2022,"POE50",14.49576579391,0.84104654581645999]
[null,"SA","SKNC","Kincraig","SAPN","Summer","Coincident",2025,"POE50",13.642341082100801,0.84135867874023096]
[null,"SA","SKNC","Kincraig","SAPN","Winter","Coincident",2019,"POE10",15.106829214580699,0.98506139801553605]
[null,"SA","SKNC","Kincraig","SAPN","Winter","Coincident",2024,"POE10",15.0841214688629,0.98404535992346098]
[null,"SA","SKNC","Kincraig","SAPN","Winter","Coincident",2019,"POE50",14.7673799516107,0.98824510102543195]
[null,"SA","SKNC","Kincraig","SAPN","Winter","Coincident",2021,"POE50",14.802465203403299,0.98667868670380898]
[null,"SA","SLCC","Leigh Creek","ENet","Summer","Coincident",2020,"POE10","NA","NA"]
[null,"SA","SLCC","Leigh Creek","ENet","Summer","Coincident",2025,"POE10","NA","NA"]
[null,"SA","SLCC","Leigh Creek","ENet","Summer","Coincident",2019,"POE50","NA","NA"]
[null,"SA","SLCC","Leigh Creek","ENet","Summer","Coincident",2020,"POE50","NA","NA"]
[null,"SA","SLCC","Leigh Creek","ENet","Summer","Coincident",2025,"POE50","NA","NA"]
[null,"SA","SLCC","Leigh Creek","ENet","Winter","Coincident",2021,"POE10","NA","NA"]
[null,"SA","SLCC","Leigh Creek","ENet","Winter","Coincident",2024,"POE10","NA","NA"]
[null,"SA","SLCC","Leigh Creek","ENet","Winter","Coincident",2018,"POE50","NA","NA"]
[null,"SA","SLCC","Leigh Creek","ENet","Winter","Coincident",2024,"POE50","NA","NA"]
[null,"SA","SLCS","Leigh Creek South","SAPN","Summer","Coincident",2020,"POE10",0.28978046947945202,0.76312080994906795]
[null,"SA","SLCS","Leigh Creek South","SAPN","Summer","Coincident",2026,"POE10",0.23074632598856401,0.77170031903565195]
[null,"SA","SLCS","Leigh Creek South","SAPN","Summer","Coincident",2020,"POE50",0.21525583226683501,0.73974054058799799]
[null,"SA","SLCS","Leigh Creek South","SAPN","Summer","Coincident",2025,"POE50",0.175846095812353,0.74959645252136897]
[null,"SA","SLCS","Leigh Creek South","SAPN","Winter","Coincident",2018,"POE10",0.26953423878805799,0.84156293483976297]
[null,"SA","SLCS","Leigh Creek South","SAPN","Winter","Coincident",2024,"POE10",0.18630312522609399,0.84349178710971995]
[null,"SA","SLCS","Leigh Creek South","SAPN","Winter","Coincident",2025,"POE10",0.17129879013398,0.84354263203270796]
[null,"SA","SLCS","Leigh Creek South","SAPN","Winter","Coincident",2019,"POE50",0.19616736239462201,0.84709166905802202]
[null,"SA","SLCS","Leigh Creek South","SAPN","Winter","Coincident",2024,"POE50",0.127788747849745,0.84590455922751995]
[null,"SA","SMA1","Mannum - Adelaide Pipeline 1","ENet","Summer","Coincident",2023,"POE10","NA","NA"]
[null,"SA","SMA1","Mannum - Adelaide Pipeline 1","ENet","Summer","Coincident",2025,"POE10","NA","NA"]
[null,"SA","SMA1","Mannum - Adelaide Pipeline 1","ENet","Summer","Coincident",2020,"POE50","NA","NA"]
[null,"SA","SMA1","Mannum - Adelaide Pipeline 1","ENet","Summer","Coincident",2026,"POE50","NA","NA"]
[null,"SA","SMA1","Mannum - Adelaide Pipeline 1","ENet","Winter","Coincident",2019,"POE10","NA","NA"]
[null,"SA","SMA1","Mannum - Adelaide Pipeline 1","ENet","Winter","Coincident",2022,"POE10","NA","NA"]
[null,"SA","SMA1","Mannum - Adelaide Pipeline 1","ENet","Winter","Coincident",2019,"POE50","NA","NA"]
[null,"SA","SMA1","Mannum - Adelaide Pipeline 1","ENet","Winter","Coincident",2024,"POE50","NA","NA"]
[null,"SA","SMA2","Mannum - Adelaide Pipeline 2","ENet","Summer","Coincident",2020,"POE10","NA","NA"]
[null,"SA","SMA2","Mannum - Adelaide Pipeline 2","ENet","Summer","Coincident",2025,"POE10","NA","NA"]
[null,"SA","SMA2","Mannum - Adelaide Pipeline 2","ENet","Summer","Coincident",2020,"POE50","NA","NA"]
[null,"SA","SMA2","Mannum - Adelaide Pipeline 2","ENet","Summer","Coincident",2023,"POE50","NA","NA"]
[null,"SA","SMA2","Mannum - Adelaide Pipeline 2","ENet","Summer","Coincident",2025,"POE50","NA","NA"]
[null,"SA","SMA2","Mannum - Adelaide Pipeline 2","ENet","Winter","Coincident",2019,"POE10","NA","NA"]
[null,"SA","SMA2","Mannum - Adelaide Pipeline 2","ENet","Winter","Coincident",2024,"POE10","NA","NA"]
[null,"SA","SMA2","Mannum - Adelaide Pipeline 2","ENet","Winter","Coincident",2019,"POE50","NA","NA"]
[null,"SA","SMA3","Mannum - Adelaide Pipeline 3","ENet","Summer","Coincident",2017,"POE10","NA","NA"]
[null,"SA","SMA3","Mannum - Adelaide Pipeline 3","ENet","Summer","Coincident",2020,"POE10","NA","NA"]
[null,"SA","SMA3","Mannum - Adelaide Pipeline 3","ENet","Summer","Coincident",2025,"POE10","NA","NA"]
[null,"SA","SMA3","Mannum - Adelaide Pipeline 3","ENet","Summer","Coincident",2020,"POE50","NA","NA"]
[null,"SA","SMA3","Mannum - Adelaide Pipeline 3","ENet","Summer","Coincident",2025,"POE50","NA","NA"]
[null,"SA","SMA3","Mannum - Adelaide Pipeline 3","ENet","Winter","Coincident",2019,"POE10","NA","NA"]
[null,"SA","SMA3","Mannum - Adelaide Pipeline 3","ENet","Winter","Coincident",2022,"POE10","NA","NA"]
[null,"SA","SMA3","Mannum - Adelaide Pipeline 3","ENet","Winter","Coincident",2019,"POE50","NA","NA"]
[null,"SA","SMA3","Mannum - Adelaide Pipeline 3","ENet","Winter","Coincident",2023,"POE50","NA","NA"]
[null,"SA","SMA3","Mannum - Adelaide Pipeline 3","ENet","Winter","Coincident",2024,"POE50","NA","NA"]
[null,"SA","SMAN","Mannum","SAPN","Summer","Coincident",2020,"POE10",11.4965707115862,0.76257137043129197]
[null,"SA","SMAN","Mannum","SAPN","Summer","Coincident",2017,"POE50",9.9565016458526596,0.74810581677105303]
[null,"SA","SMAN","Mannum","SAPN","Summer","Coincident",2020,"POE50",10.0811104321727,0.73920793463543899]
[null,"SA","SMAN","Mannum","SAPN","Summer","Coincident",2026,"POE50",10.317130400914399,0.74914013326895201]
[null,"SA","SMAN","Mannum","SAPN","Winter","Coincident",2019,"POE10",6.2243577651734903,0.87144877610490101]
[null,"SA","SMAN","Mannum","SAPN","Winter","Coincident",2024,"POE10",6.1086446488830601,0.87054992334953096]
[null,"SA","SMAN","Mannum","SAPN","Winter","Coincident",2020,"POE50",6.0453547122387903,0.87282953620358095]
[null,"SA","SMAN","Mannum","SAPN","Winter","Coincident",2024,"POE50",5.9500532834434399,0.87304009410674499]
[null,"SA","SMBK","Middleback 132 kV","ENet","Summer","Coincident",2020,"POE10","NA","NA"]
[null,"SA","SMBK","Middleback 132 kV","ENet","Summer","Coincident",2024,"POE10","NA","NA"]
[null,"SA","SMBK","Middleback 132 kV","ENet","Summer","Coincident",2020,"POE50","NA","NA"]
[null,"SA","SMBK","Middleback 132 kV","ENet","Summer","Coincident",2021,"POE50","NA","NA"]
[null,"SA","SMBK","Middleback 132 kV","ENet","Winter","Coincident",2016,"POE10","NA","NA"]
[null,"SA","SMBK","Middleback 132 kV","ENet","Winter","Coincident",2019,"POE10","NA","NA"]
[null,"SA","SMBK","Middleback 132 kV","ENet","Winter","Coincident",2017,"POE50","NA","NA"]
[null,"SA","SMBK","Middleback 132 kV","ENet","Winter","Coincident",2019,"POE50","NA","NA"]
[null,"SA","SMBK","Middleback 132 kV","ENet","Winter","Coincident",2024,"POE50","NA","NA"]
[null,"SA","SMBL","Mobilong","SAPN","Summer","Coincident",2021,"POE10",37.003862256287398,0.90791887575824404]
[null,"SA","SMBL","Mobilong","SAPN","Summer","Coincident",2025,"POE10",37.209293768979698,0.90835784884327098]
[null,"SA","SMBL","Mobilong","SAPN","Summer","Coincident",2021,"POE50",32.879895834275601,0.88200736932739598]
[null,"SA","SMBL","Mobilong","SAPN","Summer","Coincident",2024,"POE50",33.008283441636202,0.88233978586552797]
[null,"SA","SMBL","Mobilong","SAPN","Winter","Coincident",2019,"POE10",31.3222131165798,0.99394271016973501]
[null,"SA","SMBL","Mobilong","SAPN","Winter","Coincident",2024,"POE10",32.697263471863003,0.992917511479677]
[null,"SA","SMBL","Mobilong","SAPN","Winter","Coincident",2019,"POE50",30.727050827407499,0.99715511744141005]
[null,"SA","SMBL","Mobilong","SAPN","Winter","Coincident",2020,"POE50",31.109362975944201,0.99551755481030102]
[null,"SA","SMDL","Middleback 33 kV","ENet","Summer","Coincident",2018,"POE10","NA","NA"]
[null,"SA","SMDL","Middleback 33 kV","ENet","Summer","Coincident",2020,"POE10","NA","NA"]
[null,"SA","SMDL","Middleback 33 kV","ENet","Summer","Coincident",2026,"POE10","NA","NA"]
[null,"SA","SMDL","Middleback 33 kV","ENet","Summer","Coincident",2021,"POE50","NA","NA"]
[null,"SA","SMDL","Middleback 33 kV","ENet","Summer","Coincident",2025,"POE50","NA","NA"]
[null,"SA","SMDL","Middleback 33 kV","ENet","Winter","Coincident",2021,"POE10","NA","NA"]
[null,"SA","SMDL","Middleback 33 kV","ENet","Winter","Coincident",2024,"POE10","NA","NA"]
[null,"SA","SMDL","Middleback 33 kV","ENet","Winter","Coincident",2020,"POE50","NA","NA"]
[null,"SA","SMDL","Middleback 33 kV","ENet","Winter","Coincident",2024,"POE50","NA","NA"]
[null,"SA","SMGA","Mt Gambier","SAPN","Summer","Coincident",2020,"POE10",16.8177816433017,0.76963275951513999]
[null,"SA","SMGA","Mt Gambier","SAPN","Summer","Coincident",2026,"POE10",15.000814625362899,0.77828548024756705]
[null,"SA","SMGA","Mt Gambier","SAPN","Summer","Coincident",2018,"POE50",15.7405663484633,0.74773154779845896]
[null,"SA","SMGA","Mt Gambier","SAPN","Summer","Coincident",2021,"POE50",14.9348992898946,0.75561710162390705]
[null,"SA","SMGA","Mt Gambier","SAPN","Summer","Coincident",2026,"POE50",13.797910483898599,0.756077149480753]
[null,"SA","SMGA","Mt Gambier","SAPN","Winter","Coincident",2020,"POE10",22.286706642585301,0.95839432650204304]
[null,"SA","SMGA","Mt Gambier","SAPN","Winter","Coincident",2025,"POE10",22.1442507469338,0.95866825034898295]
[null,"SA","SMGA","Mt Gambier","SAPN","Winter","Coincident",2021,"POE50",21.722687910051199,0.96117572862763001]
[null,"SA","SMGA","Mt Gambier","SAPN","Winter","Coincident",2024,"POE50",21.610165262746499,0.96135253034304302]
[null,"SA","SMGU","Mt Gunson","SAPN","Summer","Coincident",2021,"POE10",0.107430990092335,0.57814641846070003]
[null,"SA","SMGU","Mt Gunson","SAPN","Summer","Coincident",2025,"POE10",0.107430990092335,0.57814641846070003]
[null,"SA","SMGU","Mt Gunson","SAPN","Summer","Coincident",2021,"POE50",9.8433539047830504E-2,0.57814641846070003]
[null,"SA","SMGU","Mt Gunson","SAPN","Summer","Coincident",2026,"POE50",9.8433539047830504E-2,0.57814641846070003]
[null,"SA","SMGU","Mt Gunson","SAPN","Winter","Coincident",2017,"POE10",0.116564358585884,0.69808238274781798]
[null,"SA","SMGU","Mt Gunson","SAPN","Winter","Coincident",2025,"POE10",0.116564358585884,0.69808238274781798]
[null,"SA","SMGU","Mt Gunson","SAPN","Winter","Coincident",2018,"POE50",0.105595081691024,0.69808238274781798]
[null,"SA","SMGU","Mt Gunson","SAPN","Winter","Coincident",2024,"POE50",0.105595081691024,0.69808238274781798]
[null,"SA","SMGU","Mt Gunson","SAPN","Winter","Coincident",2025,"POE50",0.105595081691024,0.69808238274781798]
[null,"SA","SMH1","Murray Bridge - Hahndorf Pipeline 1","ENet","Summer","Coincident",2022,"POE10","NA","NA"]
[null,"SA","SMH1","Murray Bridge - Hahndorf Pipeline 1","ENet","Summer","Coincident",2026,"POE10","NA","NA"]
[null,"SA","SMH1","Murray Bridge - Hahndorf Pipeline 1","ENet","Summer","Coincident",2021,"POE50","NA","NA"]
[null,"SA","SMH1","Murray Bridge - Hahndorf Pipeline 1","ENet","Summer","Coincident",2025,"POE50","NA","NA"]
[null,"SA","SMH1","Murray Bridge - Hahndorf Pipeline 1","ENet","Winter","Coincident",2020,"POE10","NA","NA"]
[null,"SA","SMH1","Murray Bridge - Hahndorf Pipeline 1","ENet","Winter","Coincident",2025,"POE10","NA","NA"]
[null,"SA","SMH1","Murray Bridge - Hahndorf Pipeline 1","ENet","Winter","Coincident",2020,"POE50","NA","NA"]
[null,"SA","SMH1","Murray Bridge - Hahndorf Pipeline 1","ENet","Winter","Coincident",2025,"POE50","NA","NA"]
[null,"SA","SMH2","Murray Bridge - Hahndorf Pipeline 2","ENet","Summer","Coincident",2019,"POE10","NA","NA"]
[null,"SA","SMH2","Murray Bridge - Hahndorf Pipeline 2","ENet","Summer","Coincident",2026,"POE10","NA","NA"]
[null,"SA","SMH2","Murray Bridge - Hahndorf Pipeline 2","ENet","Summer","Coincident",2021,"POE50","NA","NA"]
[null,"SA","SMH2","Murray Bridge - Hahndorf Pipeline 2","ENet","Summer","Coincident",2022,"POE50","NA","NA"]
[null,"SA","SMH2","Murray Bridge - Hahndorf Pipeline 2","ENet","Summer","Coincident",2026,"POE50","NA","NA"]
[null,"SA","SMH2","Murray Bridge - Hahndorf Pipeline 2","ENet","Winter","Coincident",2022,"POE10","NA","NA"]
[null,"SA","SMH2","Murray Bridge - Hahndorf Pipeline 2","ENet","Winter","Coincident",2025,"POE10","NA","NA"]
[null,"SA","SMH2","Murray Bridge - Hahndorf Pipeline 2","ENet","Winter","Coincident",2020,"POE50","NA","NA"]
[null,"SA","SMH2","Murray Bridge - Hahndorf Pipeline 2","ENet","Winter","Coincident",2025,"POE50","NA","NA"]
[null,"SA","SMH3","Murray Bridge - Hahndorf Pipeline 3","ENet","Summer","Coincident",2021,"POE10","NA","NA"]
[null,"SA","SMH3","Murray Bridge - Hahndorf Pipeline 3","ENet","Summer","Coincident",2026,"POE10","NA","NA"]
[null,"SA","SMH3","Murray Bridge - Hahndorf Pipeline 3","ENet","Summer","Coincident",2019,"POE50","NA","NA"]
[null,"SA","SMH3","Murray Bridge - Hahndorf Pipeline 3","ENet","Summer","Coincident",2026,"POE50","NA","NA"]
[null,"SA","SMH3","Murray Bridge - Hahndorf Pipeline 3","ENet","Winter","Coincident",2019,"POE10","NA","NA"]
[null,"SA","SMH3","Murray Bridge - Hahndorf Pipeline 3","ENet","Winter","Coincident",2025,"POE10","NA","NA"]
[null,"SA","SMH3","Murray Bridge - Hahndorf Pipeline 3","ENet","Winter","Coincident",2020,"POE50","NA","NA"]
[null,"SA","SMH3","Murray Bridge - Hahndorf Pipeline 3","ENet","Winter","Coincident",2022,"POE50","NA","NA"]
[null,"SA","SMH3","Murray Bridge - Hahndorf Pipeline 3","ENet","Winter","Coincident",2025,"POE50","NA","NA"]
[null,"SA","SMLB","Millbrook","ENet","Summer","Coincident",2021,"POE10","NA","NA"]
[null,"SA","SMLB","Millbrook","ENet","Summer","Coincident",2026,"POE10","NA","NA"]
[null,"SA","SMLB","Millbrook","ENet","Summer","Coincident",2021,"POE50","NA","NA"]
[null,"SA","SMLB","Millbrook","ENet","Summer","Coincident",2026,"POE50","NA","NA"]
[null,"SA","SMLB","Millbrook","ENet","Winter","Coincident",2022,"POE10","NA","NA"]
[null,"SA","SMLB","Millbrook","ENet","Winter","Coincident",2025,"POE10","NA","NA"]
[null,"SA","SMLB","Millbrook","ENet","Winter","Coincident",2019,"POE50","NA","NA"]
[null,"SA","SMLB","Millbrook","ENet","Winter","Coincident",2025,"POE50","NA","NA"]
[null,"SA","SMW1","Morgan - Whyalla Pipeline 1","ENet","Summer","Coincident",2021,"POE10","NA","NA"]
[null,"SA","SMW1","Morgan - Whyalla Pipeline 1","ENet","Summer","Coincident",2023,"POE10","NA","NA"]
[null,"SA","SMW1","Morgan - Whyalla Pipeline 1","ENet","Summer","Coincident",2021,"POE50","NA","NA"]
[null,"SA","SMW1","Morgan - Whyalla Pipeline 1","ENet","Summer","Coincident",2026,"POE50","NA","NA"]
[null,"SA","SMW1","Morgan - Whyalla Pipeline 1","ENet","Winter","Coincident",2019,"POE10","NA","NA"]
[null,"SA","SMW1","Morgan - Whyalla Pipeline 1","ENet","Winter","Coincident",2020,"POE10","NA","NA"]
[null,"SA","SMW1","Morgan - Whyalla Pipeline 1","ENet","Winter","Coincident",2016,"POE50","NA","NA"]
[null,"SA","SMW1","Morgan - Whyalla Pipeline 1","ENet","Winter","Coincident",2020,"POE50","NA","NA"]
[null,"SA","SMW1","Morgan - Whyalla Pipeline 1","ENet","Winter","Coincident",2025,"POE50","NA","NA"]
[null,"SA","SMW2","Morgan - Whyalla Pipeline 2","ENet","Summer","Coincident",2020,"POE10","NA","NA"]
[null,"SA","SMW2","Morgan - Whyalla Pipeline 2","ENet","Summer","Coincident",2026,"POE10","NA","NA"]
[null,"SA","SMW2","Morgan - Whyalla Pipeline 2","ENet","Summer","Coincident",2021,"POE50","NA","NA"]
[null,"SA","SMW2","Morgan - Whyalla Pipeline 2","ENet","Winter","Coincident",2016,"POE10","NA","NA"]
[null,"SA","SMW2","Morgan - Whyalla Pipeline 2","ENet","Winter","Coincident",2020,"POE10","NA","NA"]
[null,"SA","SMW2","Morgan - Whyalla Pipeline 2","ENet","Winter","Coincident",2023,"POE10","NA","NA"]
[null,"SA","SMW2","Morgan - Whyalla Pipeline 2","ENet","Winter","Coincident",2020,"POE50","NA","NA"]
[null,"SA","SMW2","Morgan - Whyalla Pipeline 2","ENet","Winter","Coincident",2025,"POE50","NA","NA"]
[null,"SA","SMW3","Morgan - Whyalla Pipeline 3","ENet","Summer","Coincident",2017,"POE10","NA","NA"]
[null,"SA","SMW3","Morgan - Whyalla Pipeline 3","ENet","Summer","Coincident",2021,"POE10","NA","NA"]
[null,"SA","SMW3","Morgan - Whyalla Pipeline 3","ENet","Summer","Coincident",2026,"POE10","NA","NA"]
[null,"SA","SMW3","Morgan - Whyalla Pipeline 3","ENet","Summer","Coincident",2024,"POE50","NA","NA"]
[null,"SA","SMW3","Morgan - Whyalla Pipeline 3","ENet","Summer","Coincident",2026,"POE50","NA","NA"]
[null,"SA","SMW3","Morgan - Whyalla Pipeline 3","ENet","Winter","Coincident",2020,"POE10","NA","NA"]
[null,"SA","SMW3","Morgan - Whyalla Pipeline 3","ENet","Winter","Coincident",2025,"POE10","NA","NA"]
[null,"SA","SMW3","Morgan - Whyalla Pipeline 3","ENet","Winter","Coincident",2020,"POE50","NA","NA"]
[null,"SA","SMW3","Morgan - Whyalla Pipeline 3","ENet","Winter","Coincident",2023,"POE50","NA","NA"]
[null,"SA","SMW4","Morgan - Whyalla Pipeline 4","ENet","Summer","Coincident",2021,"POE10","NA","NA"]
[null,"SA","SMW4","Morgan - Whyalla Pipeline 4","ENet","Summer","Coincident",2017,"POE50","NA","NA"]
[null,"SA","SMW4","Morgan - Whyalla Pipeline 4","ENet","Summer","Coincident",2021,"POE50","NA","NA"]
[null,"SA","SMW4","Morgan - Whyalla Pipeline 4","ENet","Summer","Coincident",2026,"POE50","NA","NA"]
[null,"SA","SMW4","Morgan - Whyalla Pipeline 4","ENet","Winter","Coincident",2017,"POE10","NA","NA"]
[null,"SA","SMW4","Morgan - Whyalla Pipeline 4","ENet","Winter","Coincident",2020,"POE10","NA","NA"]
[null,"SA","SMW4","Morgan - Whyalla Pipeline 4","ENet","Winter","Coincident",2025,"POE10","NA","NA"]
[null,"SA","SMW4","Morgan - Whyalla Pipeline 4","ENet","Winter","Coincident",2020,"POE50","NA","NA"]
[null,"SA","SMW4","Morgan - Whyalla Pipeline 4","ENet","Winter","Coincident",2025,"POE50","NA","NA"]
[null,"SA","SNEU","Neuroodla","SAPN","Summer","Coincident",2022,"POE10",0.56466769318221599,0.62283010271319095]
[null,"SA","SNEU","Neuroodla","SAPN","Summer","Coincident",2018,"POE50",0.53099040163935696,0.59867328022166799]
[null,"SA","SNEU","Neuroodla","SAPN","Summer","Coincident",2021,"POE50",0.51129413187893002,0.60498687015771602]
[null,"SA","SNEU","Neuroodla","SAPN","Winter","Coincident",2016,"POE10",0.73021728594253499,0.82533937366842003]
[null,"SA","SNEU","Neuroodla","SAPN","Winter","Coincident",2020,"POE10",0.72983762774509198,0.82668875586040003]
[null,"SA","SNEU","Neuroodla","SAPN","Winter","Coincident",2025,"POE10",0.71822989599449005,0.82692503622847502]
[null,"SA","SNEU","Neuroodla","SAPN","Winter","Coincident",2017,"POE50",0.69165797508720706,0.82564041085050199]
[null,"SA","SNEU","Neuroodla","SAPN","Winter","Coincident",2025,"POE50",0.68843385271431301,0.829294232941445]
[null,"SA","SNWB","North West Bend","SAPN","Summer","Coincident",2017,"POE10",19.4151904362359,0.67622381314990698]
[null,"SA","SNWB","North West Bend","SAPN","Summer","Coincident",2025,"POE10",19.011725137273299,0.67707189274104596]
[null,"SA","SNWB","North West Bend","SAPN","Summer","Coincident",2026,"POE10",18.828030010814199,0.677153574964794]
[null,"SA","SNWB","North West Bend","SAPN","Summer","Coincident",2022,"POE50",16.527906493193701,0.65751379805417398]
[null,"SA","SNWB","North West Bend","SAPN","Winter","Coincident",2017,"POE10",10.8487427136464,0.73881122845282299]
[null,"SA","SNWB","North West Bend","SAPN","Winter","Coincident",2021,"POE10",11.0567251709162,0.74150015516981405]
[null,"SA","SNWB","North West Bend","SAPN","Winter","Coincident",2024,"POE10",10.9045726699994,0.74162750618363404]
[null,"SA","SNWB","North West Bend","SAPN","Winter","Coincident",2020,"POE50",10.396533024966001,0.74356952415488098]
[null,"SA","SOUT","Southern Suburbs","SAPN","Summer","Coincident",2017,"POE10",635.57603579941804,0.96887978797736696]
[null,"SA","SOUT","Southern Suburbs","SAPN","Summer","Coincident",2022,"POE10",578.04153045732403,0.96973508144120601]
[null,"SA","SOUT","Southern Suburbs","SAPN","Summer","Coincident",2026,"POE10",541.90038887508501,0.97021193188084798]
[null,"SA","SOUT","Southern Suburbs","SAPN","Summer","Coincident",2022,"POE50",503.86318600245102,0.94207245716988397]
[null,"SA","SOUT","Southern Suburbs","SAPN","Summer","Coincident",2025,"POE50",490.995712580175,0.94242208327788501]
[null,"SA","SOUT","Southern Suburbs","SAPN","Winter","Coincident",2016,"POE10",515.97334144158594,1]
[null,"SA","SOUT","Southern Suburbs","SAPN","Winter","Coincident",2021,"POE10",514.84659435496496,1]
[null,"SA","SOUT","Southern Suburbs","SAPN","Winter","Coincident",2025,"POE10",507.41791827913897,1]
[null,"SA","SOUT","Southern Suburbs","SAPN","Winter","Coincident",2021,"POE50",498.10667819612701,1]
[null,"SA","SPDIST","Stony Point Distribution","SAPN","Summer","Coincident",2019,"POE10",9.5225981077296601E-2,0.56359908884516996]
[null,"SA","SPDIST","Stony Point Distribution","SAPN","Summer","Coincident",2022,"POE10",9.5375536148581894E-2,0.56359908884516996]
[null,"SA","SPDIST","Stony Point Distribution","SAPN","Summer","Coincident",2017,"POE50",9.0869930708392097E-2,0.56359908884516996]
[null,"SA","SPDIST","Stony Point Distribution","SAPN","Summer","Coincident",2022,"POE50",9.0778648258355299E-2,0.56359908884516996]
[null,"SA","SPDIST","Stony Point Distribution","SAPN","Winter","Coincident",2016,"POE10",2.7817813759165599E-2,0.50428438872755299]
[null,"SA","SPDIST","Stony Point Distribution","SAPN","Winter","Coincident",2018,"POE10",7.8246252631920907E-2,0.50428438872755299]
[null,"SA","SPDIST","Stony Point Distribution","SAPN","Winter","Coincident",2025,"POE10",7.8246252631920907E-2,0.50428438872755299]
[null,"SA","SPDIST","Stony Point Distribution","SAPN","Winter","Coincident",2021,"POE50",7.5902069982800496E-2,0.50428438872755299]
[null,"SA","SPDIST","Stony Point Distribution","SAPN","Winter","Coincident",2025,"POE50",7.5902069982800496E-2,0.50428438872755299]
[null,"SA","SPEN","Penola West","SAPN","Summer","Coincident",2017,"POE10",5.2768116169592698,0.75129856576514398]
[null,"SA","SPEN","Penola West","SAPN","Summer","Coincident",2022,"POE10",6.5423929357799704,0.75196178607447905]
[null,"SA","SPEN","Penola West","SAPN","Summer","Coincident",2019,"POE50",6.3635872416963197,0.71958767044803995]
[null,"SA","SPEN","Penola West","SAPN","Summer","Coincident",2022,"POE50",5.9372279574986102,0.73051135414449597]
[null,"SA","SPEN","Penola West","SAPN","Winter","Coincident",2016,"POE10",4.7668056414134901,0.87739605496130002]
[null,"SA","SPEN","Penola West","SAPN","Winter","Coincident",2021,"POE10",7.0113564953175898,0.87887779773486296]
[null,"SA","SPEN","Penola West","SAPN","Winter","Coincident",2016,"POE50",4.5647864658166402,0.879832395780481]
[null,"SA","SPEN","Penola West","SAPN","Winter","Coincident",2022,"POE50",6.8286811810688297,0.88143339140850197]
[null,"SA","SPLN","Port Lincoln","SAPN","Summer","Coincident",2017,"POE10",28.9982438937379,0.90459245721395898]
[null,"SA","SPLN","Port Lincoln","SAPN","Summer","Coincident",2022,"POE10",26.369578758972601,0.90539100005249695]
[null,"SA","SPLN","Port Lincoln","SAPN","Summer","Coincident",2026,"POE10",25.095284457713799,0.90583621040394802]
[null,"SA","SPLN","Port Lincoln","SAPN","Summer","Coincident",2022,"POE50",23.024995038846999,0.87956385248156799]
[null,"SA","SPLN","Port Lincoln","SAPN","Winter","Coincident",2016,"POE10",29.0095603545298,0.892802504680139]
[null,"SA","SPLN","Port Lincoln","SAPN","Winter","Coincident",2018,"POE10",29.275207371924701,0.89241844910832102]
[null,"SA","SPLN","Port Lincoln","SAPN","Winter","Coincident",2021,"POE10",30.055825991162202,0.89431026580129802]
[null,"SA","SPLN","Port Lincoln","SAPN","Winter","Coincident",2019,"POE50",28.486594583615101,0.89828128385582695]
[null,"SA","SPLN","Port Lincoln","SAPN","Winter","Coincident",2021,"POE50",28.8634417091689,0.89685746635709296]
[null,"SA","SPMB","Pimba","ENet","Summer","Coincident",2017,"POE10","NA","NA"]
[null,"SA","SPMB","Pimba","ENet","Summer","Coincident",2023,"POE10","NA","NA"]
[null,"SA","SPMB","Pimba","ENet","Summer","Coincident",2017,"POE50","NA","NA"]
[null,"SA","SPMB","Pimba","ENet","Summer","Coincident",2022,"POE50","NA","NA"]
[null,"SA","SPMB","Pimba","ENet","Summer","Coincident",2026,"POE50","NA","NA"]
[null,"SA","SPMB","Pimba","ENet","Winter","Coincident",2021,"POE10","NA","NA"]
[null,"SA","SPMB","Pimba","ENet","Winter","Coincident",2016,"POE50","NA","NA"]
[null,"SA","SPMB","Pimba","ENet","Winter","Coincident",2021,"POE50","NA","NA"]
[null,"SA","SPREF","Stony Point Industrial","ENet","Summer","Coincident",2017,"POE10","NA","NA"]
[null,"SA","SPREF","Stony Point Industrial","ENet","Summer","Coincident",2020,"POE10","NA","NA"]
[null,"SA","SPREF","Stony Point Industrial","ENet","Summer","Coincident",2022,"POE10","NA","NA"]
[null,"SA","SPREF","Stony Point Industrial","ENet","Summer","Coincident",2017,"POE50","NA","NA"]
[null,"SA","SPREF","Stony Point Industrial","ENet","Summer","Coincident",2023,"POE50","NA","NA"]
[null,"SA","SPREF","Stony Point Industrial","ENet","Winter","Coincident",2016,"POE10","NA","NA"]
[null,"SA","SPREF","Stony Point Industrial","ENet","Winter","Coincident",2023,"POE10","NA","NA"]
[null,"SA","SPREF","Stony Point Industrial","ENet","Winter","Coincident",2016,"POE50","NA","NA"]
[null,"SA","SPREF","Stony Point Industrial","ENet","Winter","Coincident",2021,"POE50","NA","NA"]
[null,"SA","SRSW","Roseworthy","ENet","Summer","Coincident",2017,"POE10","NA","NA"]
[null,"SA","SRSW","Roseworthy","ENet","Summer","Coincident",2022,"POE10","NA","NA"]
[null,"SA","SRSW","Roseworthy","ENet","Summer","Coincident",2017,"POE50","NA","NA"]
[null,"SA","SRSW","Roseworthy","ENet","Summer","Coincident",2020,"POE50","NA","NA"]
[null,"SA","SRSW","Roseworthy","ENet","Winter","Coincident",2016,"POE10","NA","NA"]
[null,"SA","SRSW","Roseworthy","ENet","Winter","Coincident",2020,"POE10","NA","NA"]
[null,"SA","SRSW","Roseworthy","ENet","Winter","Coincident",2021,"POE10","NA","NA"]
[null,"SA","SRSW","Roseworthy","ENet","Winter","Coincident",2016,"POE50","NA","NA"]
[null,"SA","SRSW","Roseworthy","ENet","Winter","Coincident",2023,"POE50","NA","NA"]
[null,"SA","SSNN","Snuggery Industrial","SAPN","Summer","Coincident",2017,"POE10",3.2668217220084501,0.12624111377025199]
[null,"SA","SSNN","Snuggery Industrial","SAPN","Summer","Coincident",2022,"POE10",3.2668217220084501,0.12624111377025199]
[null,"SA","SSNN","Snuggery Industrial","SAPN","Summer","Coincident",2017,"POE50",3.1551384487750598,0.12624111377025199]
[null,"SA","SSNN","Snuggery Industrial","SAPN","Summer","Coincident",2022,"POE50",3.1551384487750598,0.12624111377025199]
[null,"SA","SSNN","Snuggery Industrial","SAPN","Winter","Coincident",2017,"POE10",12.235621999430601,0.47728885549486899]
[null,"SA","SSNN","Snuggery Industrial","SAPN","Winter","Coincident",2019,"POE10",12.235611940820901,0.47728885549486899]
[null,"SA","SSNN","Snuggery Industrial","SAPN","Winter","Coincident",2016,"POE50",11.7618801977325,0.47728885549486899]
[null,"SA","SSNN","Snuggery Industrial","SAPN","Winter","Coincident",2020,"POE50",11.76185983895,0.47728885549486899]
[null,"SA","SSNR","Snuggery Rural","SAPN","Summer","Coincident",2017,"POE10",12.6223552692214,0.85077424693453796]
[null,"SA","SSNR","Snuggery Rural","SAPN","Summer","Coincident",2022,"POE10",11.850504083342299,0.85152528092413704]
[null,"SA","SSNR","Snuggery Rural","SAPN","Summer","Coincident",2024,"POE10",11.70508667024,0.85173623206940496]
[null,"SA","SSNR","Snuggery Rural","SAPN","Summer","Coincident",2017,"POE50",10.736516350496601,0.82649114078719199]
[null,"SA","SSNR","Snuggery Rural","SAPN","Summer","Coincident",2023,"POE50",9.7415824575615897,0.82733751925014298]
[null,"SA","SSNR","Snuggery Rural","SAPN","Winter","Coincident",2016,"POE10",10.4458238452101,0.91578307571685202]
[null,"SA","SSNR","Snuggery Rural","SAPN","Winter","Coincident",2021,"POE10",9.4382993238063104,0.91732964632988601]
[null,"SA","SSNR","Snuggery Rural","SAPN","Winter","Coincident",2017,"POE50",9.86930601776446,0.91611710165249505]
[null,"SA","SSNR","Snuggery Rural","SAPN","Winter","Coincident",2021,"POE50",9.2247528520040891,0.91994241135599797]
[null,"SA","STAL","Tailem Bend","SAPN","Summer","Coincident",2017,"POE10",19.9793841470558,0.92134251476362405]
[null,"SA","STAL","Tailem Bend","SAPN","Summer","Coincident",2021,"POE10",18.813222928491701,0.92205220115750497]
[null,"SA","STAL","Tailem Bend","SAPN","Summer","Coincident",2017,"POE50",17.829463525897701,0.89504522360244698]
[null,"SA","STAL","Tailem Bend","SAPN","Summer","Coincident",2023,"POE50",16.143129901720599,0.89596180572080197]
[null,"SA","STAL","Tailem Bend","SAPN","Summer","Coincident",2024,"POE50",16.108603063903502,0.89607492855207804]
[null,"SA","STAL","Tailem Bend","SAPN","Winter","Coincident",2021,"POE10",13.275546650288501,0.97834069029984305]
[null,"SA","STAL","Tailem Bend","SAPN","Winter","Coincident",2024,"POE10",12.540273269548999,0.97850871815243701]
[null,"SA","STAL","Tailem Bend","SAPN","Winter","Coincident",2016,"POE50",14.096788377754301,0.97940332052365298]
[null,"SA","STAL","Tailem Bend","SAPN","Winter","Coincident",2022,"POE50",12.7104209330489,0.98118550135917004]
[null,"SA","STEM","Templers","SAPN","Summer","Coincident",2018,"POE10",27.890558589244002,0.89210747927072298]
[null,"SA","STEM","Templers","SAPN","Summer","Coincident",2022,"POE10",27.128638951052601,0.901465589347898]
[null,"SA","STEM","Templers","SAPN","Summer","Coincident",2018,"POE50",24.849209524826001,0.86650172981505003]
[null,"SA","STEM","Templers","SAPN","Summer","Coincident",2021,"POE50",24.711675891896,0.87563983031437898]
[null,"SA","STEM","Templers","SAPN","Winter","Coincident",2016,"POE10",22.8510462176374,0.97449039924325997]
[null,"SA","STEM","Templers","SAPN","Winter","Coincident",2021,"POE10",25.5560953216794,0.97613611453776294]
[null,"SA","STEM","Templers","SAPN","Winter","Coincident",2016,"POE50",22.077699143054001,0.977196350249253]
[null,"SA","STEM","Templers","SAPN","Winter","Coincident",2022,"POE50",25.415154487116599,0.97897451514971501]
[null,"SA","STEM","Templers","SAPN","Winter","Coincident",2024,"POE50",26.351661306926999,0.97909643884604403]
[null,"SA","SWAT","Waterloo","SAPN","Summer","Coincident",2022,"POE10",5.7594354433702701,0.63953476016248501]
[null,"SA","SWAT","Waterloo","SAPN","Summer","Coincident",2023,"POE10",5.6230623757767297,0.63961431883866404]
[null,"SA","SWAT","Waterloo","SAPN","Summer","Coincident",2018,"POE50",5.6574921558884403,0.61473003795798098]
[null,"SA","SWAT","Waterloo","SAPN","Summer","Coincident",2023,"POE50",5.1065912008239298,0.62136863555341004]
[null,"SA","SWAT","Waterloo","SAPN","Winter","Coincident",2018,"POE10",5.7522556679982202,0.82099496853328502]
[null,"SA","SWAT","Waterloo","SAPN","Winter","Coincident",2021,"POE10",5.8819640777011903,0.82273537628468696]
[null,"SA","SWAT","Waterloo","SAPN","Winter","Coincident",2017,"POE50",5.5529613513998299,0.82164786820576696]
[null,"SA","SWAT","Waterloo","SAPN","Winter","Coincident",2021,"POE50",5.7071137283180304,0.82507871515474496]
[null,"SA","SWMA","Woomera","ENet","Summer","Coincident",2017,"POE10","NA","NA"]
[null,"SA","SWMA","Woomera","ENet","Summer","Coincident",2023,"POE10","NA","NA"]
[null,"SA","SWMA","Woomera","ENet","Summer","Coincident",2025,"POE10","NA","NA"]
[null,"SA","SWMA","Woomera","ENet","Summer","Coincident",2023,"POE50","NA","NA"]
[null,"SA","SWMA","Woomera","ENet","Winter","Coincident",2017,"POE10","NA","NA"]
[null,"SA","SWMA","Woomera","ENet","Winter","Coincident",2021,"POE10","NA","NA"]
[null,"SA","SWMA","Woomera","ENet","Winter","Coincident",2022,"POE10","NA","NA"]
[null,"SA","SWMA","Woomera","ENet","Winter","Coincident",2018,"POE50","NA","NA"]
[null,"SA","SWMA","Woomera","ENet","Winter","Coincident",2021,"POE50","NA","NA"]
[null,"SA","SWUD","Wudinna","SAPN","Summer","Coincident",2018,"POE10",11.867650207794799,0.80206435721611702]
[null,"SA","SWUD","Wudinna","SAPN","Summer","Coincident",2022,"POE10",10.614492693808,0.810477924771836]
[null,"SA","SWUD","Wudinna","SAPN","Summer","Coincident",2018,"POE50",10.589835757506201,0.77904307395662697]
[null,"SA","SWUD","Wudinna","SAPN","Summer","Coincident",2023,"POE50",9.2228498478046195,0.78745612221872896]
[null,"SA","SWUD","Wudinna","SAPN","Winter","Coincident",2018,"POE10",11.167511071952999,0.95668019182636999]
[null,"SA","SWUD","Wudinna","SAPN","Winter","Coincident",2022,"POE10",11.462911827580699,0.95876154086332499]
[null,"SA","SWUD","Wudinna","SAPN","Winter","Coincident",2025,"POE10",11.513998579802401,0.95893069147636401]
[null,"SA","SWUD","Wudinna","SAPN","Winter","Coincident",2022,"POE50",10.940722555091201,0.96149595943047705]
[null,"SA","SYAD","Yadnarie","SAPN","Summer","Coincident",2018,"POE10",6.2137989934605704,0.67770899517644101]
[null,"SA","SYAD","Yadnarie","SAPN","Summer","Coincident",2019,"POE10",6.2183460573317699,0.68274188058033702]
[null,"SA","SYAD","Yadnarie","SAPN","Summer","Coincident",2023,"POE10",5.5107123320771496,0.68490328052002303]
[null,"SA","SYAD","Yadnarie","SAPN","Summer","Coincident",2018,"POE50",5.5143101800143297,0.65825702650947004]
[null,"SA","SYAD","Yadnarie","SAPN","Summer","Coincident",2026,"POE50",4.7441271592245702,0.66560398273192001]
[null,"SA","SYAD","Yadnarie","SAPN","Winter","Coincident",2017,"POE10",5.5274309592465602,0.74788319305633899]
[null,"SA","SYAD","Yadnarie","SAPN","Winter","Coincident",2022,"POE10",5.6917057794646402,0.75064687207689895]
[null,"SA","SYAD","Yadnarie","SAPN","Winter","Coincident",2017,"POE50",5.2450228505914298,0.749612972587689]
[null,"SA","SYAD","Yadnarie","SAPN","Winter","Coincident",2022,"POE50",5.3953255004154101,0.75278774095502898]
[null,"SA","SYAD","Yadnarie","SAPN","Winter","Coincident",2025,"POE50",5.4056174964186097,0.75293033981306201]
[null,"SA","WEST","Western Suburbs","SAPN","Summer","Coincident",2023,"POE10",353.93380507905698,0.93088922433995203]
[null,"SA","WEST","Western Suburbs","SAPN","Summer","Coincident",2018,"POE50",356.35868937402,0.89467285418529996]
[null,"SA","WEST","Western Suburbs","SAPN","Summer","Coincident",2023,"POE50",309.85304350722799,0.90433461250480596]
[null,"SA","WEST","Western Suburbs","SAPN","Winter","Coincident",2017,"POE10",342.11372937706301,1]
[null,"SA","WEST","Western Suburbs","SAPN","Winter","Coincident",2019,"POE10",339.924690056408,1]
[null,"SA","WEST","Western Suburbs","SAPN","Winter","Coincident",2022,"POE10",332.01153858719402,1]
[null,"SA","WEST","Western Suburbs","SAPN","Winter","Coincident",2017,"POE50",329.73226040195601,1]
[null,"SA","WEST","Western Suburbs","SAPN","Winter","Coincident",2022,"POE50",319.97179679243999,1]
[null,"SA","WYAL","Whyalla and Whyalla Central","SAPN","Summer","Coincident",2018,"POE10",61.029620678859601,0.74804402212815901]
[null,"SA","WYAL","Whyalla and Whyalla Central","SAPN","Summer","Coincident",2023,"POE10",54.9484949407925,0.75598495574871605]
[null,"SA","WYAL","Whyalla and Whyalla Central","SAPN","Summer","Coincident",2020,"POE50",50.813226310114999,0.72494218865375804]
[null,"SA","WYAL","Whyalla and Whyalla Central","SAPN","Summer","Coincident",2023,"POE50",47.876576883198098,0.73441967544659303]
[null,"SA","WYAL","Whyalla and Whyalla Central","SAPN","Winter","Coincident",2016,"POE10",57.118950601965402,0.835871276548241]
[null,"SA","WYAL","Whyalla and Whyalla Central","SAPN","Winter","Coincident",2022,"POE10",57.498710555594897,0.83732944644698704]
[null,"SA","WYAL","Whyalla and Whyalla Central","SAPN","Winter","Coincident",2017,"POE50",53.458158556361298,0.83617615517357202]
[null,"SA","WYAL","Whyalla and Whyalla Central","SAPN","Winter","Coincident",2019,"POE50",54.132710383946502,0.84100069108225195]
[null,"SA","SANC","Angas Creek","SAPN","Summer","Non-Coincident",2007,"TempCorrActualPOE10",17.556968732970802,"NA"]
[null,"SA","SANC","Angas Creek","SAPN","Summer","Non-Coincident",2010,"TempCorrActualPOE50",17.1437918716544,"NA"]
[null,"SA","SANC","Angas Creek","SAPN","Summer","Non-Coincident",2012,"TempCorrActualPOE50",17.090005193764402,"NA"]
[null,"SA","SANC","Angas Creek","SAPN","Summer","Non-Coincident",2012,"TempCorrActualPOE10",19.096991398381601,"NA"]
[null,"SA","SANC","Angas Creek","SAPN","Summer","Non-Coincident",2015,"TempCorrActualPOE50",16.1595805568397,"NA"]
[null,"SA","SANC","Angas Creek","SAPN","Winter","Non-Coincident",2007,"TempCorrActualPOE10",14.175468700005,"NA"]
[null,"SA","SANC","Angas Creek","SAPN","Winter","Non-Coincident",2009,"TempCorrActualPOE50",15.340772665366099,"NA"]
[null,"SA","SANC","Angas Creek","SAPN","Winter","Non-Coincident",2011,"TempCorrActualPOE50",14.6340100384793,"NA"]
[null,"SA","SANC","Angas Creek","SAPN","Winter","Non-Coincident",2014,"TempCorrActualPOE50",14.3079279569265,"NA"]
[null,"SA","SARW","Ardrossan West","SAPN","Summer","Non-Coincident",2007,"TempCorrActualPOE10",12.838019521903099,"NA"]
[null,"SA","SARW","Ardrossan West","SAPN","Summer","Non-Coincident",2010,"TempCorrActualPOE10",13.7297881517653,"NA"]
[null,"SA","SARW","Ardrossan West","SAPN","Summer","Non-Coincident",2012,"TempCorrActualPOE10",13.166842105198,"NA"]
[null,"SA","SARW","Ardrossan West","SAPN","Summer","Non-Coincident",2015,"TempCorrActualPOE50",10.471216115986399,"NA"]
[null,"SA","SARW","Ardrossan West","SAPN","Winter","Non-Coincident",2006,"TempCorrActualPOE50",8.8724279037064804,"NA"]
[null,"SA","SARW","Ardrossan West","SAPN","Winter","Non-Coincident",2009,"TempCorrActualPOE50",8.9030533480826204,"NA"]
[null,"SA","SARW","Ardrossan West","SAPN","Winter","Non-Coincident",2009,"TempCorrActualPOE10",9.3264054669137,"NA"]
[null,"SA","SARW","Ardrossan West","SAPN","Winter","Non-Coincident",2011,"TempCorrActualPOE10",9.6923004564565698,"NA"]
[null,"SA","SARW","Ardrossan West","SAPN","Winter","Non-Coincident",2014,"TempCorrActualPOE50",8.2630526057585705,"NA"]
[null,"SA","SBAC","Back Callington","ENet","Summer","Non-Coincident",2014,"TempCorrActualPOE50","NA","NA"]
[null,"SA","SBAC","Back Callington","ENet","Summer","Non-Coincident",2015,"TempCorrActualPOE50","NA","NA"]
[null,"SA","SBAC","Back Callington","ENet","Winter","Non-Coincident",2012,"TempCorrActualPOE10","NA","NA"]
[null,"SA","SBAC","Back Callington","ENet","Winter","Non-Coincident",2015,"TempCorrActualPOE10","NA","NA"]
[null,"SA","SBAR","Baroota","SAPN","Summer","Non-Coincident",2008,"TempCorrActualPOE10",8.9252298549055702,"NA"]
[null,"SA","SBAR","Baroota","SAPN","Summer","Non-Coincident",2010,"TempCorrActualPOE50",8.4539660889851493,"NA"]
[null,"SA","SBAR","Baroota","SAPN","Summer","Non-Coincident",2013,"TempCorrActualPOE10",8.0205852261695707,"NA"]
[null,"SA","SBAR","Baroota","SAPN","Summer","Non-Coincident",2016,"TempCorrActualPOE50",7.4871344870801702,"NA"]
[null,"SA","SBAR","Baroota","SAPN","Winter","Non-Coincident",2007,"TempCorrActualPOE10",6.5599249205511301,"NA"]
[null,"SA","SBAR","Baroota","SAPN","Winter","Non-Coincident",2010,"TempCorrActualPOE50",6.5076605564484504,"NA"]
[null,"SA","SBAR","Baroota","SAPN","Winter","Non-Coincident",2010,"TempCorrActualPOE10",6.71102205459297,"NA"]
[null,"SA","SBAR","Baroota","SAPN","Winter","Non-Coincident",2014,"TempCorrActualPOE50",5.9978103880950897,"NA"]
[null,"SA","SBAR","Baroota","SAPN","Winter","Non-Coincident",2015,"TempCorrActualPOE50",6.0529667368863302,"NA"]
[null,"SA","SBHP","Whyalla Terminal LMF","SAPN","Summer","Non-Coincident",2008,"TempCorrActualPOE10","NA","NA"]
[null,"SA","SBHP","Whyalla Terminal LMF","SAPN","Summer","Non-Coincident",2011,"TempCorrActualPOE50","NA","NA"]
[null,"SA","SBHP","Whyalla Terminal LMF","SAPN","Summer","Non-Coincident",2013,"TempCorrActualPOE10","NA","NA"]
[null,"SA","SBHP","Whyalla Terminal LMF","SAPN","Winter","Non-Coincident",2006,"TempCorrActualPOE50","NA","NA"]
[null,"SA","SBHP","Whyalla Terminal LMF","SAPN","Winter","Non-Coincident",2007,"TempCorrActualPOE10","NA","NA"]
[null,"SA","SBHP","Whyalla Terminal LMF","SAPN","Winter","Non-Coincident",2010,"TempCorrActualPOE10","NA","NA"]
[null,"SA","SBHP","Whyalla Terminal LMF","SAPN","Winter","Non-Coincident",2012,"TempCorrActualPOE10","NA","NA"]
[null,"SA","SBHP","Whyalla Terminal LMF","SAPN","Winter","Non-Coincident",2015,"TempCorrActualPOE50","NA","NA"]
[null,"SA","SBRK","Brinkworth","SAPN","Summer","Non-Coincident",2007,"TempCorrActualPOE50",4.5660679185018598,"NA"]
[null,"SA","SBRK","Brinkworth","SAPN","Summer","Non-Coincident",2011,"TempCorrActualPOE50",4.4420700612485398,"NA"]
[null,"SA","SBRK","Brinkworth","SAPN","Summer","Non-Coincident",2011,"TempCorrActualPOE10",4.8351961606548901,"NA"]
[null,"SA","SBRK","Brinkworth","SAPN","Summer","Non-Coincident",2015,"TempCorrActualPOE10",4.8514710513758903,"NA"]
[null,"SA","SBRK","Brinkworth","SAPN","Summer","Non-Coincident",2016,"TempCorrActualPOE50",4.50515064971332,"NA"]
[null,"SA","SBRK","Brinkworth","SAPN","Winter","Non-Coincident",2009,"TempCorrActualPOE50",3.9922238465276898,"NA"]
[null,"SA","SBRK","Brinkworth","SAPN","Winter","Non-Coincident",2012,"TempCorrActualPOE50",4.0718476800360897,"NA"]
[null,"SA","SBRK","Brinkworth","SAPN","Winter","Non-Coincident",2013,"TempCorrActualPOE10",3.9797727945677601,"NA"]
[null,"SA","SCLN","Clare North","SAPN","Summer","Non-Coincident",2011,"TempCorrActualPOE10",13.1339358636714,"NA"]
[null,"SA","SCLN","Clare North","SAPN","Summer","Non-Coincident",2013,"TempCorrActualPOE10",13.2589322096009,"NA"]
[null,"SA","SCLN","Clare North","SAPN","Summer","Non-Coincident",2016,"TempCorrActualPOE10",12.9633492450843,"NA"]
[null,"SA","SCLN","Clare North","SAPN","Winter","Non-Coincident",2013,"TempCorrActualPOE50",10.407449971282499,"NA"]
[null,"SA","SCLN","Clare North","SAPN","Winter","Non-Coincident",2015,"TempCorrActualPOE50",10.0896207231961,"NA"]
[null,"SA","SDAL","Dalrymple","SAPN","Summer","Non-Coincident",2009,"TempCorrActualPOE50",6.9090737335614403,"NA"]
[null,"SA","SDAL","Dalrymple","SAPN","Summer","Non-Coincident",2010,"TempCorrActualPOE10",8.1713865990754595,"NA"]
[null,"SA","SDAL","Dalrymple","SAPN","Summer","Non-Coincident",2013,"TempCorrActualPOE10",7.7884337832451802,"NA"]
[null,"SA","SDAL","Dalrymple","SAPN","Summer","Non-Coincident",2014,"TempCorrActualPOE50",6.4285720329928404,"NA"]
[null,"SA","SDAL","Dalrymple","SAPN","Winter","Non-Coincident",2006,"TempCorrActualPOE50",5.6709995531087696,"NA"]
[null,"SA","SDAL","Dalrymple","SAPN","Winter","Non-Coincident",2008,"TempCorrActualPOE50",5.5280105200821499,"NA"]
[null,"SA","SDAL","Dalrymple","SAPN","Winter","Non-Coincident",2011,"TempCorrActualPOE10",6.8837006686634101,"NA"]
[null,"SA","SDAL","Dalrymple","SAPN","Winter","Non-Coincident",2012,"TempCorrActualPOE10",6.52109436509906,"NA"]
[null,"SA","SDAL","Dalrymple","SAPN","Winter","Non-Coincident",2015,"TempCorrActualPOE10",6.0130892698059997,"NA"]
[null,"SA","SDAV","Davenport","ENet","Summer","Non-Coincident",2009,"TempCorrActualPOE50","NA","NA"]
[null,"SA","SDAV","Davenport","ENet","Summer","Non-Coincident",2011,"TempCorrActualPOE10","NA","NA"]
[null,"SA","SDAV","Davenport","ENet","Summer","Non-Coincident",2014,"TempCorrActualPOE50","NA","NA"]
[null,"SA","SDAV","Davenport","ENet","Summer","Non-Coincident",2015,"TempCorrActualPOE10","NA","NA"]
[null,"SA","SDAV","Davenport","ENet","Winter","Non-Coincident",2008,"TempCorrActualPOE50","NA","NA"]
[null,"SA","SDAV","Davenport","ENet","Winter","Non-Coincident",2010,"TempCorrActualPOE50","NA","NA"]
[null,"SA","SDAV","Davenport","ENet","Winter","Non-Coincident",2012,"TempCorrActualPOE10","NA","NA"]
[null,"SA","SDAV","Davenport","ENet","Winter","Non-Coincident",2013,"TempCorrActualPOE50","NA","NA"]
[null,"SA","SDAW","Davenport West","SAPN","Summer","Non-Coincident",2010,"TempCorrActualPOE10",32.287501958297199,"NA"]
[null,"SA","SDAW","Davenport West","SAPN","Summer","Non-Coincident",2012,"TempCorrActualPOE50",28.2871446695933,"NA"]
[null,"SA","SDAW","Davenport West","SAPN","Summer","Non-Coincident",2014,"TempCorrActualPOE10",29.551005294882501,"NA"]
[null,"SA","SDAW","Davenport West","SAPN","Winter","Non-Coincident",2010,"TempCorrActualPOE50",19.084568920157,"NA"]
[null,"SA","SDAW","Davenport West","SAPN","Winter","Non-Coincident",2012,"TempCorrActualPOE10",20.838266581500999,"NA"]
[null,"SA","SDAW","Davenport West","SAPN","Winter","Non-Coincident",2015,"TempCorrActualPOE10",21.0071407774759,"NA"]
[null,"SA","SDRN","Dorrien","SAPN","Summer","Non-Coincident",2008,"TempCorrActualPOE50",62.003853546782999,"NA"]
[null,"SA","SDRN","Dorrien","SAPN","Summer","Non-Coincident",2011,"TempCorrActualPOE50",57.731223717151501,"NA"]
[null,"SA","SDRN","Dorrien","SAPN","Summer","Non-Coincident",2013,"TempCorrActualPOE50",60.2538785291989,"NA"]
[null,"SA","SDRN","Dorrien","SAPN","Summer","Non-Coincident",2016,"TempCorrActualPOE50",57.281413308902202,"NA"]
[null,"SA","SDRN","Dorrien","SAPN","Winter","Non-Coincident",2007,"TempCorrActualPOE10",46.988785543936203,"NA"]
[null,"SA","SDRN","Dorrien","SAPN","Winter","Non-Coincident",2008,"TempCorrActualPOE10",48.066210991896803,"NA"]
[null,"SA","SDRN","Dorrien","SAPN","Winter","Non-Coincident",2010,"TempCorrActualPOE50",47.736623053670698,"NA"]
[null,"SA","SDRN","Dorrien","SAPN","Winter","Non-Coincident",2014,"TempCorrActualPOE50",43.838252579116997,"NA"]
[null,"SA","SDRN","Dorrien","SAPN","Winter","Non-Coincident",2015,"TempCorrActualPOE50",43.241666226409002,"NA"]
[null,"SA","SHUM","Hummocks","SAPN","Summer","Non-Coincident",2008,"TempCorrActualPOE10",13.717840232348699,"NA"]
[null,"SA","SHUM","Hummocks","SAPN","Summer","Non-Coincident",2011,"TempCorrActualPOE10",15.9586074131042,"NA"]
[null,"SA","SHUM","Hummocks","SAPN","Summer","Non-Coincident",2013,"TempCorrActualPOE10",14.3861894291311,"NA"]
[null,"SA","SHUM","Hummocks","SAPN","Summer","Non-Coincident",2016,"TempCorrActualPOE50",13.838088775403699,"NA"]
[null,"SA","SHUM","Hummocks","SAPN","Winter","Non-Coincident",2007,"TempCorrActualPOE50",10.2284941362435,"NA"]
[null,"SA","SHUM","Hummocks","SAPN","Winter","Non-Coincident",2010,"TempCorrActualPOE50",10.7956682330832,"NA"]
[null,"SA","SHUM","Hummocks","SAPN","Winter","Non-Coincident",2012,"TempCorrActualPOE10",11.4452804308808,"NA"]
[null,"SA","SHUM","Hummocks","SAPN","Winter","Non-Coincident",2013,"TempCorrActualPOE10",10.852944025683801,"NA"]
[null,"SA","SKAD","Kadina East","SAPN","Summer","Non-Coincident",2010,"TempCorrActualPOE10",27.721176009482999,"NA"]
[null,"SA","SKAD","Kadina East","SAPN","Summer","Non-Coincident",2012,"TempCorrActualPOE50",24.3536564412349,"NA"]
[null,"SA","SKAD","Kadina East","SAPN","Summer","Non-Coincident",2013,"TempCorrActualPOE50",24.1533635158486,"NA"]
[null,"SA","SKAD","Kadina East","SAPN","Summer","Non-Coincident",2015,"TempCorrActualPOE10",26.423200467920498,"NA"]
[null,"SA","SKAD","Kadina East","SAPN","Winter","Non-Coincident",2009,"TempCorrActualPOE10",17.0784918568169,"NA"]
[null,"SA","SKAD","Kadina East","SAPN","Winter","Non-Coincident",2011,"TempCorrActualPOE10",17.8494408637806,"NA"]
[null,"SA","SKAD","Kadina East","SAPN","Winter","Non-Coincident",2014,"TempCorrActualPOE50",17.3873389449226,"NA"]
[null,"SA","SKAN","Kanmantoo","SAPN","Summer","Non-Coincident",2009,"TempCorrActualPOE50",1.40641215087168,"NA"]
[null,"SA","SKAN","Kanmantoo","SAPN","Summer","Non-Coincident",2012,"TempCorrActualPOE50",1.3450233764699899,"NA"]
[null,"SA","SKAN","Kanmantoo","SAPN","Summer","Non-Coincident",2014,"TempCorrActualPOE10",1.5311555483399499,"NA"]
[null,"SA","SKAN","Kanmantoo","SAPN","Winter","Non-Coincident",2008,"TempCorrActualPOE50",1.2959665384347401,"NA"]
[null,"SA","SKAN","Kanmantoo","SAPN","Winter","Non-Coincident",2010,"TempCorrActualPOE10",1.44159650202292,"NA"]
[null,"SA","SKAN","Kanmantoo","SAPN","Winter","Non-Coincident",2012,"TempCorrActualPOE50",1.38132393374037,"NA"]
[null,"SA","SKAN","Kanmantoo","SAPN","Winter","Non-Coincident",2015,"TempCorrActualPOE10",1.50940378311001,"NA"]
[null,"SA","SKET","Keith","SAPN","Summer","Non-Coincident",2009,"TempCorrActualPOE50",25.614547176943901,"NA"]
[null,"SA","SKET","Keith","SAPN","Summer","Non-Coincident",2009,"TempCorrActualPOE10",28.129894742282598,"NA"]
[null,"SA","SKET","Keith","SAPN","Summer","Non-Coincident",2011,"TempCorrActualPOE10",23.6758769559281,"NA"]
[null,"SA","SKET","Keith","SAPN","Summer","Non-Coincident",2015,"TempCorrActualPOE50",23.621047409585699,"NA"]
[null,"SA","SKET","Keith","SAPN","Summer","Non-Coincident",2016,"TempCorrActualPOE10",26.3273526871271,"NA"]
[null,"SA","SKET","Keith","SAPN","Winter","Non-Coincident",2008,"TempCorrActualPOE50",14.1753268527016,"NA"]
[null,"SA","SKET","Keith","SAPN","Winter","Non-Coincident",2010,"TempCorrActualPOE10",15.2580918610177,"NA"]
[null,"SA","SKET","Keith","SAPN","Winter","Non-Coincident",2013,"TempCorrActualPOE50",13.571723255592101,"NA"]
[null,"SA","SKET","Keith","SAPN","Winter","Non-Coincident",2015,"TempCorrActualPOE10",15.155767946594301,"NA"]
[null,"SA","SKNC","Kincraig","SAPN","Summer","Non-Coincident",2010,"TempCorrActualPOE50",23.102016441324501,"NA"]
[null,"SA","SKNC","Kincraig","SAPN","Summer","Non-Coincident",2013,"TempCorrActualPOE10",25.0276254007576,"NA"]
[null,"SA","SKNC","Kincraig","SAPN","Summer","Non-Coincident",2015,"TempCorrActualPOE10",21.8541820153035,"NA"]
[null,"SA","SKNC","Kincraig","SAPN","Winter","Non-Coincident",2009,"TempCorrActualPOE10",16.608394933750599,"NA"]
[null,"SA","SKNC","Kincraig","SAPN","Winter","Non-Coincident",2012,"TempCorrActualPOE50",15.733307644820201,"NA"]
[null,"SA","SKNC","Kincraig","SAPN","Winter","Non-Coincident",2013,"TempCorrActualPOE50",14.743357790450199,"NA"]
[null,"SA","SKNC","Kincraig","SAPN","Winter","Non-Coincident",2014,"TempCorrActualPOE10",15.194349287885601,"NA"]
[null,"SA","SLCC","Leigh Creek","ENet","Summer","Non-Coincident",2008,"TempCorrActualPOE50","NA","NA"]
[null,"SA","SLCC","Leigh Creek","ENet","Summer","Non-Coincident",2010,"TempCorrActualPOE10","NA","NA"]
[null,"SA","SLCC","Leigh Creek","ENet","Summer","Non-Coincident",2013,"TempCorrActualPOE50","NA","NA"]
[null,"SA","SLCC","Leigh Creek","ENet","Summer","Non-Coincident",2016,"TempCorrActualPOE50","NA","NA"]
[null,"SA","SLCC","Leigh Creek","ENet","Winter","Non-Coincident",2008,"TempCorrActualPOE50","NA","NA"]
[null,"SA","SLCC","Leigh Creek","ENet","Winter","Non-Coincident",2009,"TempCorrActualPOE10","NA","NA"]
[null,"SA","SLCC","Leigh Creek","ENet","Winter","Non-Coincident",2011,"TempCorrActualPOE10","NA","NA"]
[null,"SA","SLCC","Leigh Creek","ENet","Winter","Non-Coincident",2014,"TempCorrActualPOE10","NA","NA"]
[null,"SA","SLCS","Leigh Creek South","SAPN","Summer","Non-Coincident",2008,"TempCorrActualPOE10",1.60222291403192,"NA"]
[null,"SA","SLCS","Leigh Creek South","SAPN","Summer","Non-Coincident",2009,"TempCorrActualPOE50",1.5204749514695599,"NA"]
[null,"SA","SLCS","Leigh Creek South","SAPN","Summer","Non-Coincident",2013,"TempCorrActualPOE50",1.4387865963817501,"NA"]
[null,"SA","SLCS","Leigh Creek South","SAPN","Summer","Non-Coincident",2013,"TempCorrActualPOE10",1.53716041404023,"NA"]
[null,"SA","SLCS","Leigh Creek South","SAPN","Winter","Non-Coincident",2006,"TempCorrActualPOE10",1.5639461315930001,"NA"]
[null,"SA","SLCS","Leigh Creek South","SAPN","Winter","Non-Coincident",2007,"TempCorrActualPOE50",1.50827064069662,"NA"]
[null,"SA","SLCS","Leigh Creek South","SAPN","Winter","Non-Coincident",2010,"TempCorrActualPOE50",1.4268593192094601,"NA"]
[null,"SA","SLCS","Leigh Creek South","SAPN","Winter","Non-Coincident",2012,"TempCorrActualPOE50",1.36976743032898,"NA"]
[null,"SA","SLCS","Leigh Creek South","SAPN","Winter","Non-Coincident",2015,"TempCorrActualPOE50",1.3594770031605099,"NA"]
[null,"SA","SMA1","Mannum - Adelaide Pipeline 1","ENet","Summer","Non-Coincident",2007,"TempCorrActualPOE10","NA","NA"]
[null,"SA","SMA1","Mannum - Adelaide Pipeline 1","ENet","Summer","Non-Coincident",2010,"TempCorrActualPOE10","NA","NA"]
[null,"SA","SMA1","Mannum - Adelaide Pipeline 1","ENet","Summer","Non-Coincident",2013,"TempCorrActualPOE10","NA","NA"]
[null,"SA","SMA1","Mannum - Adelaide Pipeline 1","ENet","Summer","Non-Coincident",2016,"TempCorrActualPOE50","NA","NA"]
[null,"SA","SMA1","Mannum - Adelaide Pipeline 1","ENet","Winter","Non-Coincident",2007,"TempCorrActualPOE50","NA","NA"]
[null,"SA","SMA1","Mannum - Adelaide Pipeline 1","ENet","Winter","Non-Coincident",2008,"TempCorrActualPOE10","NA","NA"]
[null,"SA","SMA1","Mannum - Adelaide Pipeline 1","ENet","Winter","Non-Coincident",2012,"TempCorrActualPOE50","NA","NA"]
[null,"SA","SMA1","Mannum - Adelaide Pipeline 1","ENet","Winter","Non-Coincident",2012,"TempCorrActualPOE10","NA","NA"]
[null,"SA","SMA1","Mannum - Adelaide Pipeline 1","ENet","Winter","Non-Coincident",2015,"TempCorrActualPOE50","NA","NA"]
[null,"SA","SMA2","Mannum - Adelaide Pipeline 2","ENet","Summer","Non-Coincident",2008,"TempCorrActualPOE50","NA","NA"]
[null,"SA","SMA2","Mannum - Adelaide Pipeline 2","ENet","Summer","Non-Coincident",2011,"TempCorrActualPOE50","NA","NA"]
[null,"SA","SMA2","Mannum - Adelaide Pipeline 2","ENet","Summer","Non-Coincident",2014,"TempCorrActualPOE10","NA","NA"]
[null,"SA","SMA2","Mannum - Adelaide Pipeline 2","ENet","Summer","Non-Coincident",2016,"TempCorrActualPOE50","NA","NA"]
[null,"SA","SMA2","Mannum - Adelaide Pipeline 2","ENet","Winter","Non-Coincident",2007,"TempCorrActualPOE50","NA","NA"]
[null,"SA","SMA2","Mannum - Adelaide Pipeline 2","ENet","Winter","Non-Coincident",2009,"TempCorrActualPOE10","NA","NA"]
[null,"SA","SMA2","Mannum - Adelaide Pipeline 2","ENet","Winter","Non-Coincident",2012,"TempCorrActualPOE10","NA","NA"]
[null,"SA","SMA2","Mannum - Adelaide Pipeline 2","ENet","Winter","Non-Coincident",2013,"TempCorrActualPOE10","NA","NA"]
[null,"SA","SMA3","Mannum - Adelaide Pipeline 3","ENet","Summer","Non-Coincident",2008,"TempCorrActualPOE50","NA","NA"]
[null,"SA","SMA3","Mannum - Adelaide Pipeline 3","ENet","Summer","Non-Coincident",2011,"TempCorrActualPOE50","NA","NA"]
[null,"SA","SMA3","Mannum - Adelaide Pipeline 3","ENet","Summer","Non-Coincident",2013,"TempCorrActualPOE50","NA","NA"]
[null,"SA","SMA3","Mannum - Adelaide Pipeline 3","ENet","Summer","Non-Coincident",2013,"TempCorrActualPOE10","NA","NA"]
[null,"SA","SMA3","Mannum - Adelaide Pipeline 3","ENet","Summer","Non-Coincident",2016,"TempCorrActualPOE10","NA","NA"]
[null,"SA","SMA3","Mannum - Adelaide Pipeline 3","ENet","Winter","Non-Coincident",2007,"TempCorrActualPOE50","NA","NA"]
[null,"SA","SMA3","Mannum - Adelaide Pipeline 3","ENet","Winter","Non-Coincident",2010,"TempCorrActualPOE50","NA","NA"]
[null,"SA","SMA3","Mannum - Adelaide Pipeline 3","ENet","Winter","Non-Coincident",2012,"TempCorrActualPOE50","NA","NA"]
[null,"SA","SMA3","Mannum - Adelaide Pipeline 3","ENet","Winter","Non-Coincident",2014,"TempCorrActualPOE10","NA","NA"]
[null,"SA","SMAN","Mannum","SAPN","Summer","Non-Coincident",2008,"TempCorrActualPOE10",12.4700455274949,"NA"]
[null,"SA","SMAN","Mannum","SAPN","Summer","Non-Coincident",2011,"TempCorrActualPOE10",13.371135995120101,"NA"]
[null,"SA","SMAN","Mannum","SAPN","Summer","Non-Coincident",2013,"TempCorrActualPOE10",13.4674208706953,"NA"]
[null,"SA","SMAN","Mannum","SAPN","Summer","Non-Coincident",2016,"TempCorrActualPOE50",13.1055291227855,"NA"]
[null,"SA","SMAN","Mannum","SAPN","Winter","Non-Coincident",2007,"TempCorrActualPOE50",6.9310772411700103,"NA"]
[null,"SA","SMAN","Mannum","SAPN","Winter","Non-Coincident",2010,"TempCorrActualPOE50",7.13079694938207,"NA"]
[null,"SA","SMAN","Mannum","SAPN","Winter","Non-Coincident",2010,"TempCorrActualPOE10",7.4359651070795403,"NA"]
[null,"SA","SMAN","Mannum","SAPN","Winter","Non-Coincident",2012,"TempCorrActualPOE10",7.21093654118265,"NA"]
[null,"SA","SMAN","Mannum","SAPN","Winter","Non-Coincident",2015,"TempCorrActualPOE50",7.0489404246393796,"NA"]
[null,"SA","SMBK","Middleback 132 kV","ENet","Summer","Non-Coincident",2011,"TempCorrActualPOE50","NA","NA"]
[null,"SA","SMBK","Middleback 132 kV","ENet","Summer","Non-Coincident",2012,"TempCorrActualPOE50","NA","NA"]
[null,"SA","SMBK","Middleback 132 kV","ENet","Summer","Non-Coincident",2014,"TempCorrActualPOE10","NA","NA"]
[null,"SA","SMBK","Middleback 132 kV","ENet","Winter","Non-Coincident",2008,"TempCorrActualPOE10","NA","NA"]
[null,"SA","SMBK","Middleback 132 kV","ENet","Winter","Non-Coincident",2010,"TempCorrActualPOE10","NA","NA"]
[null,"SA","SMBK","Middleback 132 kV","ENet","Winter","Non-Coincident",2012,"TempCorrActualPOE50","NA","NA"]
[null,"SA","SMBK","Middleback 132 kV","ENet","Winter","Non-Coincident",2015,"TempCorrActualPOE10","NA","NA"]
[null,"SA","SMBL","Mobilong","SAPN","Summer","Non-Coincident",2009,"TempCorrActualPOE50",35.995026246752701,"NA"]
[null,"SA","SMBL","Mobilong","SAPN","Summer","Non-Coincident",2011,"TempCorrActualPOE10",40.8725415717008,"NA"]
[null,"SA","SMBL","Mobilong","SAPN","Summer","Non-Coincident",2014,"TempCorrActualPOE50",36.084505210844398,"NA"]
[null,"SA","SMBL","Mobilong","SAPN","Summer","Non-Coincident",2016,"TempCorrActualPOE10",40.760824651018702,"NA"]
[null,"SA","SMBL","Mobilong","SAPN","Winter","Non-Coincident",2007,"TempCorrActualPOE50",26.199917228148301,"NA"]
[null,"SA","SMBL","Mobilong","SAPN","Winter","Non-Coincident",2008,"TempCorrActualPOE50",27.506466858268301,"NA"]
[null,"SA","SMBL","Mobilong","SAPN","Winter","Non-Coincident",2010,"TempCorrActualPOE10",30.255051271587998,"NA"]
[null,"SA","SMBL","Mobilong","SAPN","Winter","Non-Coincident",2013,"TempCorrActualPOE50",28.2498023065315,"NA"]
[null,"SA","SMBL","Mobilong","SAPN","Winter","Non-Coincident",2015,"TempCorrActualPOE10",29.8793957755727,"NA"]
[null,"SA","SMDL","Middleback 33 kV","ENet","Summer","Non-Coincident",2014,"TempCorrActualPOE50","NA","NA"]
[null,"SA","SMDL","Middleback 33 kV","ENet","Summer","Non-Coincident",2015,"TempCorrActualPOE10","NA","NA"]
[null,"SA","SMDL","Middleback 33 kV","ENet","Winter","Non-Coincident",2012,"TempCorrActualPOE50","NA","NA"]
[null,"SA","SMDL","Middleback 33 kV","ENet","Winter","Non-Coincident",2014,"TempCorrActualPOE10","NA","NA"]
[null,"SA","SMGA","Mt Gambier","SAPN","Summer","Non-Coincident",2008,"TempCorrActualPOE50",22.563021427591199,"NA"]
[null,"SA","SMGA","Mt Gambier","SAPN","Summer","Non-Coincident",2009,"TempCorrActualPOE50",23.114184768063701,"NA"]
[null,"SA","SMGA","Mt Gambier","SAPN","Summer","Non-Coincident",2013,"TempCorrActualPOE50",19.867086702403199,"NA"]
[null,"SA","SMGA","Mt Gambier","SAPN","Summer","Non-Coincident",2015,"TempCorrActualPOE10",22.761174030545899,"NA"]
[null,"SA","SMGA","Mt Gambier","SAPN","Winter","Non-Coincident",2006,"TempCorrActualPOE10",26.8652525491832,"NA"]
[null,"SA","SMGA","Mt Gambier","SAPN","Winter","Non-Coincident",2007,"TempCorrActualPOE50",28.705104549856799,"NA"]
[null,"SA","SMGA","Mt Gambier","SAPN","Winter","Non-Coincident",2009,"TempCorrActualPOE10",24.749702373316701,"NA"]
[null,"SA","SMGA","Mt Gambier","SAPN","Winter","Non-Coincident",2013,"TempCorrActualPOE50",22.454888217567099,"NA"]
[null,"SA","SMGA","Mt Gambier","SAPN","Winter","Non-Coincident",2014,"TempCorrActualPOE10",23.147132626158701,"NA"]
[null,"SA","SMGU","Mt Gunson","SAPN","Summer","Non-Coincident",2007,"TempCorrActualPOE10",0.15460709848735901,"NA"]
[null,"SA","SMGU","Mt Gunson","SAPN","Summer","Non-Coincident",2010,"TempCorrActualPOE10",0.17903357093557401,"NA"]
[null,"SA","SMGU","Mt Gunson","SAPN","Summer","Non-Coincident",2013,"TempCorrActualPOE50",0.17843602580430701,"NA"]
[null,"SA","SMGU","Mt Gunson","SAPN","Summer","Non-Coincident",2016,"TempCorrActualPOE50",0.170257111182851,"NA"]
[null,"SA","SMGU","Mt Gunson","SAPN","Winter","Non-Coincident",2007,"TempCorrActualPOE50",0.13119010658984701,"NA"]
[null,"SA","SMGU","Mt Gunson","SAPN","Winter","Non-Coincident",2009,"TempCorrActualPOE10",0.15637475179034399,"NA"]
[null,"SA","SMGU","Mt Gunson","SAPN","Winter","Non-Coincident",2011,"TempCorrActualPOE10",0.17565787297188401,"NA"]
[null,"SA","SMGU","Mt Gunson","SAPN","Winter","Non-Coincident",2014,"TempCorrActualPOE10",0.166977940521947,"NA"]
[null,"SA","SMH1","Murray Bridge - Hahndorf Pipeline 1","ENet","Summer","Non-Coincident",2008,"TempCorrActualPOE50","NA","NA"]
[null,"SA","SMH1","Murray Bridge - Hahndorf Pipeline 1","ENet","Summer","Non-Coincident",2009,"TempCorrActualPOE50","NA","NA"]
[null,"SA","SMH1","Murray Bridge - Hahndorf Pipeline 1","ENet","Summer","Non-Coincident",2010,"TempCorrActualPOE10","NA","NA"]
[null,"SA","SMH1","Murray Bridge - Hahndorf Pipeline 1","ENet","Summer","Non-Coincident",2014,"TempCorrActualPOE10","NA","NA"]
[null,"SA","SMH1","Murray Bridge - Hahndorf Pipeline 1","ENet","Summer","Non-Coincident",2015,"TempCorrActualPOE10","NA","NA"]
[null,"SA","SMH1","Murray Bridge - Hahndorf Pipeline 1","ENet","Winter","Non-Coincident",2007,"TempCorrActualPOE50","NA","NA"]
[null,"SA","SMH1","Murray Bridge - Hahndorf Pipeline 1","ENet","Winter","Non-Coincident",2010,"TempCorrActualPOE50","NA","NA"]
[null,"SA","SMH1","Murray Bridge - Hahndorf Pipeline 1","ENet","Winter","Non-Coincident",2012,"TempCorrActualPOE50","NA","NA"]
[null,"SA","SMH1","Murray Bridge - Hahndorf Pipeline 1","ENet","Winter","Non-Coincident",2014,"TempCorrActualPOE10","NA","NA"]
[null,"SA","SMH2","Murray Bridge - Hahndorf Pipeline 2","ENet","Summer","Non-Coincident",2007,"TempCorrActualPOE10","NA","NA"]
[null,"SA","SMH2","Murray Bridge - Hahndorf Pipeline 2","ENet","Summer","Non-Coincident",2010,"TempCorrActualPOE10","NA","NA"]
[null,"SA","SMH2","Murray Bridge - Hahndorf Pipeline 2","ENet","Summer","Non-Coincident",2013,"TempCorrActualPOE50","NA","NA"]
[null,"SA","SMH2","Murray Bridge - Hahndorf Pipeline 2","ENet","Summer","Non-Coincident",2015,"TempCorrActualPOE10","NA","NA"]
[null,"SA","SMH2","Murray Bridge - Hahndorf Pipeline 2","ENet","Winter","Non-Coincident",2007,"TempCorrActualPOE50","NA","NA"]
[null,"SA","SMH2","Murray Bridge - Hahndorf Pipeline 2","ENet","Winter","Non-Coincident",2008,"TempCorrActualPOE10","NA","NA"]
[null,"SA","SMH2","Murray Bridge - Hahndorf Pipeline 2","ENet","Winter","Non-Coincident",2009,"TempCorrActualPOE10","NA","NA"]
[null,"SA","SMH2","Murray Bridge - Hahndorf Pipeline 2","ENet","Winter","Non-Coincident",2012,"TempCorrActualPOE10","NA","NA"]
[null,"SA","SMH2","Murray Bridge - Hahndorf Pipeline 2","ENet","Winter","Non-Coincident",2015,"TempCorrActualPOE50","NA","NA"]
[null,"SA","SMH3","Murray Bridge - Hahndorf Pipeline 3","ENet","Summer","Non-Coincident",2008,"TempCorrActualPOE50","NA","NA"]
[null,"SA","SMH3","Murray Bridge - Hahndorf Pipeline 3","ENet","Summer","Non-Coincident",2011,"TempCorrActualPOE10","NA","NA"]
[null,"SA","SMH3","Murray Bridge - Hahndorf Pipeline 3","ENet","Summer","Non-Coincident",2013,"TempCorrActualPOE50","NA","NA"]
[null,"SA","SMH3","Murray Bridge - Hahndorf Pipeline 3","ENet","Summer","Non-Coincident",2015,"TempCorrActualPOE10","NA","NA"]
[null,"SA","SMH3","Murray Bridge - Hahndorf Pipeline 3","ENet","Winter","Non-Coincident",2007,"TempCorrActualPOE50","NA","NA"]
[null,"SA","SMH3","Murray Bridge - Hahndorf Pipeline 3","ENet","Winter","Non-Coincident",2009,"TempCorrActualPOE10","NA","NA"]
[null,"SA","SMH3","Murray Bridge - Hahndorf Pipeline 3","ENet","Winter","Non-Coincident",2012,"TempCorrActualPOE10","NA","NA"]
[null,"SA","SMH3","Murray Bridge - Hahndorf Pipeline 3","ENet","Winter","Non-Coincident",2013,"TempCorrActualPOE10","NA","NA"]
[null,"SA","SMW1","Morgan - Whyalla Pipeline 1","ENet","Summer","Non-Coincident",2008,"TempCorrActualPOE50","NA","NA"]
[null,"SA","SMW1","Morgan - Whyalla Pipeline 1","ENet","Summer","Non-Coincident",2010,"TempCorrActualPOE50","NA","NA"]
[null,"SA","SMW1","Morgan - Whyalla Pipeline 1","ENet","Summer","Non-Coincident",2010,"TempCorrActualPOE10","NA","NA"]
[null,"SA","SMW1","Morgan - Whyalla Pipeline 1","ENet","Summer","Non-Coincident",2013,"TempCorrActualPOE10","NA","NA"]
[null,"SA","SMW1","Morgan - Whyalla Pipeline 1","ENet","Summer","Non-Coincident",2016,"TempCorrActualPOE10","NA","NA"]
[null,"SA","SMW1","Morgan - Whyalla Pipeline 1","ENet","Winter","Non-Coincident",2007,"TempCorrActualPOE50","NA","NA"]
[null,"SA","SMW1","Morgan - Whyalla Pipeline 1","ENet","Winter","Non-Coincident",2010,"TempCorrActualPOE50","NA","NA"]
[null,"SA","SMW1","Morgan - Whyalla Pipeline 1","ENet","Winter","Non-Coincident",2012,"TempCorrActualPOE50","NA","NA"]
[null,"SA","SMW1","Morgan - Whyalla Pipeline 1","ENet","Winter","Non-Coincident",2014,"TempCorrActualPOE10","NA","NA"]
[null,"SA","SMW2","Morgan - Whyalla Pipeline 2","ENet","Summer","Non-Coincident",2008,"TempCorrActualPOE10","NA","NA"]
[null,"SA","SMW2","Morgan - Whyalla Pipeline 2","ENet","Summer","Non-Coincident",2010,"TempCorrActualPOE10","NA","NA"]
[null,"SA","SMW2","Morgan - Whyalla Pipeline 2","ENet","Summer","Non-Coincident",2013,"TempCorrActualPOE10","NA","NA"]
[null,"SA","SMW2","Morgan - Whyalla Pipeline 2","ENet","Summer","Non-Coincident",2015,"TempCorrActualPOE50","NA","NA"]
[null,"SA","SMW2","Morgan - Whyalla Pipeline 2","ENet","Winter","Non-Coincident",2007,"TempCorrActualPOE50","NA","NA"]
[null,"SA","SMW2","Morgan - Whyalla Pipeline 2","ENet","Winter","Non-Coincident",2007,"TempCorrActualPOE10","NA","NA"]
[null,"SA","SMW2","Morgan - Whyalla Pipeline 2","ENet","Winter","Non-Coincident",2010,"TempCorrActualPOE10","NA","NA"]
[null,"SA","SMW2","Morgan - Whyalla Pipeline 2","ENet","Winter","Non-Coincident",2012,"TempCorrActualPOE50","NA","NA"]
[null,"SA","SMW2","Morgan - Whyalla Pipeline 2","ENet","Winter","Non-Coincident",2015,"TempCorrActualPOE50","NA","NA"]
[null,"SA","SMW3","Morgan - Whyalla Pipeline 3","ENet","Summer","Non-Coincident",2008,"TempCorrActualPOE50","NA","NA"]
[null,"SA","SMW3","Morgan - Whyalla Pipeline 3","ENet","Summer","Non-Coincident",2011,"TempCorrActualPOE50","NA","NA"]
[null,"SA","SMW3","Morgan - Whyalla Pipeline 3","ENet","Summer","Non-Coincident",2013,"TempCorrActualPOE10","NA","NA"]
[null,"SA","SMW3","Morgan - Whyalla Pipeline 3","ENet","Summer","Non-Coincident",2015,"TempCorrActualPOE10","NA","NA"]
[null,"SA","SMW3","Morgan - Whyalla Pipeline 3","ENet","Winter","Non-Coincident",2007,"TempCorrActualPOE10","NA","NA"]
[null,"SA","SMW3","Morgan - Whyalla Pipeline 3","ENet","Winter","Non-Coincident",2009,"TempCorrActualPOE50","NA","NA"]
[null,"SA","SMW3","Morgan - Whyalla Pipeline 3","ENet","Winter","Non-Coincident",2012,"TempCorrActualPOE10","NA","NA"]
[null,"SA","SMW3","Morgan - Whyalla Pipeline 3","ENet","Winter","Non-Coincident",2015,"TempCorrActualPOE50","NA","NA"]
[null,"SA","SMW3","Morgan - Whyalla Pipeline 3","ENet","Winter","Non-Coincident",2015,"TempCorrActualPOE10","NA","NA"]
[null,"SA","SMW4","Morgan - Whyalla Pipeline 4","ENet","Summer","Non-Coincident",2008,"TempCorrActualPOE10","NA","NA"]
[null,"SA","SMW4","Morgan - Whyalla Pipeline 4","ENet","Summer","Non-Coincident",2012,"TempCorrActualPOE50","NA","NA"]
[null,"SA","SMW4","Morgan - Whyalla Pipeline 4","ENet","Summer","Non-Coincident",2013,"TempCorrActualPOE50","NA","NA"]
[null,"SA","SMW4","Morgan - Whyalla Pipeline 4","ENet","Summer","Non-Coincident",2016,"TempCorrActualPOE50","NA","NA"]
[null,"SA","SMW4","Morgan - Whyalla Pipeline 4","ENet","Winter","Non-Coincident",2007,"TempCorrActualPOE10","NA","NA"]
[null,"SA","SMW4","Morgan - Whyalla Pipeline 4","ENet","Winter","Non-Coincident",2010,"TempCorrActualPOE50","NA","NA"]
[null,"SA","SMW4","Morgan - Whyalla Pipeline 4","ENet","Winter","Non-Coincident",2012,"TempCorrActualPOE10","NA","NA"]
[null,"SA","SMW4","Morgan - Whyalla Pipeline 4","ENet","Winter","Non-Coincident",2014,"TempCorrActualPOE50","NA","NA"]
[null,"SA","SNEU","Neuroodla","SAPN","Summer","Non-Coincident",2008,"TempCorrActualPOE10",0.98225539172733101,"NA"]
[null,"SA","SNEU","Neuroodla","SAPN","Summer","Non-Coincident",2010,"TempCorrActualPOE10",1.01928657674154,"NA"]
[null,"SA","SNEU","Neuroodla","SAPN","Summer","Non-Coincident",2013,"TempCorrActualPOE10",0.96485096788801294,"NA"]
[null,"SA","SNEU","Neuroodla","SAPN","Summer","Non-Coincident",2016,"TempCorrActualPOE50",0.88149148011200495,"NA"]
[null,"SA","SNEU","Neuroodla","SAPN","Winter","Non-Coincident",2006,"TempCorrActualPOE50",0.82589953469442301,"NA"]
[null,"SA","SNEU","Neuroodla","SAPN","Winter","Non-Coincident",2007,"TempCorrActualPOE10",0.87828280410956705,"NA"]
[null,"SA","SNEU","Neuroodla","SAPN","Winter","Non-Coincident",2010,"TempCorrActualPOE50",0.91192578092648002,"NA"]
[null,"SA","SNEU","Neuroodla","SAPN","Winter","Non-Coincident",2012,"TempCorrActualPOE10",0.85821933498437297,"NA"]
[null,"SA","SNEU","Neuroodla","SAPN","Winter","Non-Coincident",2015,"TempCorrActualPOE50",0.80003439472494897,"NA"]
[null,"SA","SNWB","North West Bend","SAPN","Summer","Non-Coincident",2009,"TempCorrActualPOE50",25.7475593021877,"NA"]
[null,"SA","SNWB","North West Bend","SAPN","Summer","Non-Coincident",2011,"TempCorrActualPOE50",26.250330731759298,"NA"]
[null,"SA","SNWB","North West Bend","SAPN","Summer","Non-Coincident",2013,"TempCorrActualPOE10",27.7266319542064,"NA"]
[null,"SA","SNWB","North West Bend","SAPN","Summer","Non-Coincident",2015,"TempCorrActualPOE10",28.7269355198429,"NA"]
[null,"SA","SNWB","North West Bend","SAPN","Winter","Non-Coincident",2007,"TempCorrActualPOE10",16.509256898457998,"NA"]
[null,"SA","SNWB","North West Bend","SAPN","Winter","Non-Coincident",2010,"TempCorrActualPOE50",13.057856056263899,"NA"]
[null,"SA","SNWB","North West Bend","SAPN","Winter","Non-Coincident",2011,"TempCorrActualPOE50",12.961894997299501,"NA"]
[null,"SA","SNWB","North West Bend","SAPN","Winter","Non-Coincident",2015,"TempCorrActualPOE50",13.7808274952761,"NA"]
[null,"SA","SPEN","Penola West","SAPN","Summer","Non-Coincident",2013,"TempCorrActualPOE10",5.7422571848691204,"NA"]
[null,"SA","SPEN","Penola West","SAPN","Summer","Non-Coincident",2014,"TempCorrActualPOE10",7.3964548043946703,"NA"]
[null,"SA","SPEN","Penola West","SAPN","Winter","Non-Coincident",2013,"TempCorrActualPOE50",5.2687147825394698,"NA"]
[null,"SA","SPLN","Port Lincoln","SAPN","Summer","Non-Coincident",2007,"TempCorrActualPOE50",33.312866725221902,"NA"]
[null,"SA","SPLN","Port Lincoln","SAPN","Summer","Non-Coincident",2009,"TempCorrActualPOE50",34.3512889719333,"NA"]
[null,"SA","SPLN","Port Lincoln","SAPN","Summer","Non-Coincident",2011,"TempCorrActualPOE10",37.475933585280302,"NA"]
[null,"SA","SPLN","Port Lincoln","SAPN","Summer","Non-Coincident",2013,"TempCorrActualPOE10",34.091484580541703,"NA"]
[null,"SA","SPLN","Port Lincoln","SAPN","Summer","Non-Coincident",2016,"TempCorrActualPOE10",32.122368183557803,"NA"]
[null,"SA","SPLN","Port Lincoln","SAPN","Winter","Non-Coincident",2008,"TempCorrActualPOE50",29.813260632228399,"NA"]
[null,"SA","SPLN","Port Lincoln","SAPN","Winter","Non-Coincident",2011,"TempCorrActualPOE50",31.561359137599801,"NA"]
[null,"SA","SPLN","Port Lincoln","SAPN","Winter","Non-Coincident",2013,"TempCorrActualPOE50",29.519386617446699,"NA"]
[null,"SA","SPLN","Port Lincoln","SAPN","Winter","Non-Coincident",2014,"TempCorrActualPOE10",31.141278376812199,"NA"]
[null,"SA","SPMB","Pimba","ENet","Summer","Non-Coincident",2009,"TempCorrActualPOE50","NA","NA"]
[null,"SA","SPMB","Pimba","ENet","Summer","Non-Coincident",2011,"TempCorrActualPOE10","NA","NA"]
[null,"SA","SPMB","Pimba","ENet","Summer","Non-Coincident",2012,"TempCorrActualPOE50","NA","NA"]
[null,"SA","SPMB","Pimba","ENet","Summer","Non-Coincident",2014,"TempCorrActualPOE50","NA","NA"]
[null,"SA","SPMB","Pimba","ENet","Summer","Non-Coincident",2016,"TempCorrActualPOE10","NA","NA"]
[null,"SA","SPMB","Pimba","ENet","Winter","Non-Coincident",2009,"TempCorrActualPOE10","NA","NA"]
[null,"SA","SPMB","Pimba","ENet","Winter","Non-Coincident",2010,"TempCorrActualPOE10","NA","NA"]
[null,"SA","SPMB","Pimba","ENet","Winter","Non-Coincident",2013,"TempCorrActualPOE50","NA","NA"]
[null,"SA","SPMB","Pimba","ENet","Winter","Non-Coincident",2015,"TempCorrActualPOE10","NA","NA"]
[null,"SA","SRSW","Roseworthy","ENet","Summer","Non-Coincident",2009,"TempCorrActualPOE50","NA","NA"]
[null,"SA","SRSW","Roseworthy","ENet","Summer","Non-Coincident",2010,"TempCorrActualPOE10","NA","NA"]
[null,"SA","SRSW","Roseworthy","ENet","Summer","Non-Coincident",2014,"TempCorrActualPOE50","NA","NA"]
[null,"SA","SRSW","Roseworthy","ENet","Summer","Non-Coincident",2016,"TempCorrActualPOE10","NA","NA"]
[null,"SA","SRSW","Roseworthy","ENet","Winter","Non-Coincident",2008,"TempCorrActualPOE50","NA","NA"]
[null,"SA","SRSW","Roseworthy","ENet","Winter","Non-Coincident",2010,"TempCorrActualPOE10","NA","NA"]
[null,"SA","SRSW","Roseworthy","ENet","Winter","Non-Coincident",2011,"TempCorrActualPOE10","NA","NA"]
[null,"SA","SRSW","Roseworthy","ENet","Winter","Non-Coincident",2013,"TempCorrActualPOE50","NA","NA"]
[null,"SA","SRSW","Roseworthy","ENet","Winter","Non-Coincident",2015,"TempCorrActualPOE10","NA","NA"]
[null,"SA","SSNN","Snuggery Industrial","SAPN","Summer","Non-Coincident",2009,"TempCorrActualPOE50",43.151395512574602,"NA"]
[null,"SA","SSNN","Snuggery Industrial","SAPN","Summer","Non-Coincident",2011,"TempCorrActualPOE10",42.194473654392198,"NA"]
[null,"SA","SSNN","Snuggery Industrial","SAPN","Summer","Non-Coincident",2014,"TempCorrActualPOE50",23.657420575381899,"NA"]
[null,"SA","SSNN","Snuggery Industrial","SAPN","Winter","Non-Coincident",2006,"TempCorrActualPOE10",44.823797917512501,"NA"]
[null,"SA","SSNN","Snuggery Industrial","SAPN","Winter","Non-Coincident",2008,"TempCorrActualPOE50",42.9370865064393,"NA"]
[null,"SA","SSNN","Snuggery Industrial","SAPN","Winter","Non-Coincident",2010,"TempCorrActualPOE50",41.813089132982498,"NA"]
[null,"SA","SSNN","Snuggery Industrial","SAPN","Winter","Non-Coincident",2013,"TempCorrActualPOE50",18.266857672749399,"NA"]
[null,"SA","SSNN","Snuggery Industrial","SAPN","Winter","Non-Coincident",2015,"TempCorrActualPOE10",17.022632452321499,"NA"]
[null,"SA","SSNR","Snuggery Rural","SAPN","Summer","Non-Coincident",2007,"TempCorrActualPOE10",14.1463937497131,"NA"]
[null,"SA","SSNR","Snuggery Rural","SAPN","Summer","Non-Coincident",2011,"TempCorrActualPOE10",15.478110649971899,"NA"]
[null,"SA","SSNR","Snuggery Rural","SAPN","Summer","Non-Coincident",2012,"TempCorrActualPOE50",12.691224366734099,"NA"]
[null,"SA","SSNR","Snuggery Rural","SAPN","Summer","Non-Coincident",2016,"TempCorrActualPOE50",12.895453732754801,"NA"]
[null,"SA","SSNR","Snuggery Rural","SAPN","Summer","Non-Coincident",2016,"TempCorrActualPOE10",14.6781756666352,"NA"]
[null,"SA","SSNR","Snuggery Rural","SAPN","Winter","Non-Coincident",2008,"TempCorrActualPOE10",13.2645690489672,"NA"]
[null,"SA","SSNR","Snuggery Rural","SAPN","Winter","Non-Coincident",2010,"TempCorrActualPOE10",13.752882023959,"NA"]
[null,"SA","SSNR","Snuggery Rural","SAPN","Winter","Non-Coincident",2013,"TempCorrActualPOE50",11.7074816018227,"NA"]
[null,"SA","SSNR","Snuggery Rural","SAPN","Winter","Non-Coincident",2015,"TempCorrActualPOE50",11.540383585339301,"NA"]
[null,"SA","STAL","Tailem Bend","SAPN","Summer","Non-Coincident",2011,"TempCorrActualPOE50",20.861875741492,"NA"]
[null,"SA","STAL","Tailem Bend","SAPN","Summer","Non-Coincident",2014,"TempCorrActualPOE50",20.241885249884099,"NA"]
[null,"SA","STAL","Tailem Bend","SAPN","Summer","Non-Coincident",2016,"TempCorrActualPOE10",21.672483380524898,"NA"]
[null,"SA","STAL","Tailem Bend","SAPN","Winter","Non-Coincident",2009,"TempCorrActualPOE10",15.8795633891778,"NA"]
[null,"SA","STAL","Tailem Bend","SAPN","Winter","Non-Coincident",2012,"TempCorrActualPOE10",15.8057627989163,"NA"]
[null,"SA","STAL","Tailem Bend","SAPN","Winter","Non-Coincident",2014,"TempCorrActualPOE50",15.281801334751499,"NA"]
[null,"SA","STEM","Templers","SAPN","Summer","Non-Coincident",2010,"TempCorrActualPOE50",27.695091887116799,"NA"]
[null,"SA","STEM","Templers","SAPN","Summer","Non-Coincident",2010,"TempCorrActualPOE10",30.778496030741302,"NA"]
[null,"SA","STEM","Templers","SAPN","Summer","Non-Coincident",2012,"TempCorrActualPOE10",28.5340429528665,"NA"]
[null,"SA","STEM","Templers","SAPN","Summer","Non-Coincident",2015,"TempCorrActualPOE10",30.572711001944398,"NA"]
[null,"SA","STEM","Templers","SAPN","Winter","Non-Coincident",2010,"TempCorrActualPOE50",20.146338531848102,"NA"]
[null,"SA","STEM","Templers","SAPN","Winter","Non-Coincident",2011,"TempCorrActualPOE50",19.1649810594838,"NA"]
[null,"SA","STEM","Templers","SAPN","Winter","Non-Coincident",2014,"TempCorrActualPOE50",21.526851826910001,"NA"]
[null,"SA","SWAT","Waterloo","SAPN","Summer","Non-Coincident",2012,"TempCorrActualPOE10",10.5173910739466,"NA"]
[null,"SA","SWAT","Waterloo","SAPN","Summer","Non-Coincident",2015,"TempCorrActualPOE50",9.1815798409074105,"NA"]
[null,"SA","SWAT","Waterloo","SAPN","Summer","Non-Coincident",2016,"TempCorrActualPOE50",9.6763275145265606,"NA"]
[null,"SA","SWAT","Waterloo","SAPN","Winter","Non-Coincident",2014,"TempCorrActualPOE10",6.8771847683757503,"NA"]
[null,"SA","SWMA","Woomera","ENet","Summer","Non-Coincident",2008,"TempCorrActualPOE10","NA","NA"]
[null,"SA","SWMA","Woomera","ENet","Summer","Non-Coincident",2010,"TempCorrActualPOE10","NA","NA"]
[null,"SA","SWMA","Woomera","ENet","Summer","Non-Coincident",2013,"TempCorrActualPOE50","NA","NA"]
[null,"SA","SWMA","Woomera","ENet","Summer","Non-Coincident",2013,"TempCorrActualPOE10","NA","NA"]
[null,"SA","SWMA","Woomera","ENet","Winter","Non-Coincident",2006,"TempCorrActualPOE50","NA","NA"]
[null,"SA","SWMA","Woomera","ENet","Winter","Non-Coincident",2007,"TempCorrActualPOE10","NA","NA"]
[null,"SA","SWMA","Woomera","ENet","Winter","Non-Coincident",2009,"TempCorrActualPOE10","NA","NA"]
[null,"SA","SWMA","Woomera","ENet","Winter","Non-Coincident",2012,"TempCorrActualPOE50","NA","NA"]
[null,"SA","SWMA","Woomera","ENet","Winter","Non-Coincident",2015,"TempCorrActualPOE50","NA","NA"]
[null,"SA","SWUD","Wudinna","SAPN","Summer","Non-Coincident",2009,"TempCorrActualPOE50",15.7002555977194,"NA"]
[null,"SA","SWUD","Wudinna","SAPN","Summer","Non-Coincident",2011,"TempCorrActualPOE50",15.0337658279406,"NA"]
[null,"SA","SWUD","Wudinna","SAPN","Summer","Non-Coincident",2013,"TempCorrActualPOE10",15.594197541515999,"NA"]
[null,"SA","SWUD","Wudinna","SAPN","Summer","Non-Coincident",2015,"TempCorrActualPOE10",15.20082954053,"NA"]
[null,"SA","SWUD","Wudinna","SAPN","Winter","Non-Coincident",2007,"TempCorrActualPOE10",10.913565416993601,"NA"]
[null,"SA","SWUD","Wudinna","SAPN","Winter","Non-Coincident",2008,"TempCorrActualPOE50",10.5428425840926,"NA"]
[null,"SA","SWUD","Wudinna","SAPN","Winter","Non-Coincident",2012,"TempCorrActualPOE50",10.9286205697556,"NA"]
[null,"SA","SWUD","Wudinna","SAPN","Winter","Non-Coincident",2012,"TempCorrActualPOE10",11.4751121448428,"NA"]
[null,"SA","SYAD","Yadnarie","SAPN","Summer","Non-Coincident",2007,"TempCorrActualPOE10",9.7160776925723198,"NA"]
[null,"SA","SYAD","Yadnarie","SAPN","Summer","Non-Coincident",2008,"TempCorrActualPOE10",9.8068302895400699,"NA"]
[null,"SA","SYAD","Yadnarie","SAPN","Summer","Non-Coincident",2011,"TempCorrActualPOE50",9.1529704635215499,"NA"]
[null,"SA","SYAD","Yadnarie","SAPN","Summer","Non-Coincident",2014,"TempCorrActualPOE50",8.1519582264223693,"NA"]
[null,"SA","SYAD","Yadnarie","SAPN","Summer","Non-Coincident",2016,"TempCorrActualPOE50",8.7668632227067,"NA"]
[null,"SA","SYAD","Yadnarie","SAPN","Winter","Non-Coincident",2007,"TempCorrActualPOE10",7.2194370999016,"NA"]
[null,"SA","SYAD","Yadnarie","SAPN","Winter","Non-Coincident",2009,"TempCorrActualPOE10",6.9495934243491,"NA"]
[null,"SA","SYAD","Yadnarie","SAPN","Winter","Non-Coincident",2012,"TempCorrActualPOE10",7.0840745224563699,"NA"]
[null,"SA","SYAD","Yadnarie","SAPN","Winter","Non-Coincident",2015,"TempCorrActualPOE50",7.2086919982229896,"NA"]
[null,"SA","SMLB","Millbrook","ENet","Summer","Non-Coincident",2008,"TempCorrActualPOE10","NA","NA"]
[null,"SA","SMLB","Millbrook","ENet","Summer","Non-Coincident",2011,"TempCorrActualPOE50","NA","NA"]
[null,"SA","SMLB","Millbrook","ENet","Summer","Non-Coincident",2012,"TempCorrActualPOE10","NA","NA"]
[null,"SA","SMLB","Millbrook","ENet","Summer","Non-Coincident",2013,"TempCorrActualPOE10","NA","NA"]
[null,"SA","SMLB","Millbrook","ENet","Summer","Non-Coincident",2016,"TempCorrActualPOE50","NA","NA"]
[null,"SA","SMLB","Millbrook","ENet","Winter","Non-Coincident",2008,"TempCorrActualPOE50","NA","NA"]
[null,"SA","SMLB","Millbrook","ENet","Winter","Non-Coincident",2010,"TempCorrActualPOE50","NA","NA"]
[null,"SA","SMLB","Millbrook","ENet","Winter","Non-Coincident",2013,"TempCorrActualPOE10","NA","NA"]
[null,"SA","SMLB","Millbrook","ENet","Winter","Non-Coincident",2015,"TempCorrActualPOE50","NA","NA"]
[null,"SA","ADEL","Adelaide Central","SAPN","Summer","Non-Coincident",2008,"TempCorrActualPOE10",220.67546759447399,"NA"]
[null,"SA","ADEL","Adelaide Central","SAPN","Summer","Non-Coincident",2011,"TempCorrActualPOE50",207.771780008441,"NA"]
[null,"SA","ADEL","Adelaide Central","SAPN","Summer","Non-Coincident",2013,"TempCorrActualPOE10",211.78362858417501,"NA"]
[null,"SA","ADEL","Adelaide Central","SAPN","Summer","Non-Coincident",2016,"TempCorrActualPOE50",195.79608735964601,"NA"]
[null,"SA","ADEL","Adelaide Central","SAPN","Winter","Non-Coincident",2006,"TempCorrActualPOE10",131.42924142910201,"NA"]
[null,"SA","ADEL","Adelaide Central","SAPN","Winter","Non-Coincident",2010,"TempCorrActualPOE50",131.498433779263,"NA"]
[null,"SA","ADEL","Adelaide Central","SAPN","Winter","Non-Coincident",2012,"TempCorrActualPOE50",125.011865822646,"NA"]
[null,"SA","ADEL","Adelaide Central","SAPN","Winter","Non-Coincident",2012,"TempCorrActualPOE10",126.405223097489,"NA"]
[null,"SA","ADEL","Adelaide Central","SAPN","Winter","Non-Coincident",2015,"TempCorrActualPOE50",125.74231827229799,"NA"]
[null,"SA","EAST","Eastern Suburbs","SAPN","Summer","Non-Coincident",2009,"TempCorrActualPOE10",762.08439058656495,"NA"]
[null,"SA","EAST","Eastern Suburbs","SAPN","Summer","Non-Coincident",2011,"TempCorrActualPOE50",703.85986765007499,"NA"]
[null,"SA","EAST","Eastern Suburbs","SAPN","Summer","Non-Coincident",2013,"TempCorrActualPOE10",743.70984070183601,"NA"]
[null,"SA","EAST","Eastern Suburbs","SAPN","Summer","Non-Coincident",2016,"TempCorrActualPOE50",667.87432993580205,"NA"]
[null,"SA","EAST","Eastern Suburbs","SAPN","Winter","Non-Coincident",2007,"TempCorrActualPOE10",490.23626951667802,"NA"]
[null,"SA","EAST","Eastern Suburbs","SAPN","Winter","Non-Coincident",2010,"TempCorrActualPOE10",511.09695799720498,"NA"]
[null,"SA","EAST","Eastern Suburbs","SAPN","Winter","Non-Coincident",2012,"TempCorrActualPOE10",495.19564711685899,"NA"]
[null,"SA","EAST","Eastern Suburbs","SAPN","Winter","Non-Coincident",2015,"TempCorrActualPOE50",480.459305362907,"NA"]
[null,"SA","SOUT","Southern Suburbs","SAPN","Summer","Non-Coincident",2008,"TempCorrActualPOE50",619.26872163082396,"NA"]
[null,"SA","SOUT","Southern Suburbs","SAPN","Summer","Non-Coincident",2011,"TempCorrActualPOE50",625.81551531613104,"NA"]
[null,"SA","SOUT","Southern Suburbs","SAPN","Summer","Non-Coincident",2013,"TempCorrActualPOE10",700.22236682747598,"NA"]
[null,"SA","SOUT","Southern Suburbs","SAPN","Summer","Non-Coincident",2014,"TempCorrActualPOE10",674.80868084489805,"NA"]
[null,"SA","SOUT","Southern Suburbs","SAPN","Summer","Non-Coincident",2016,"TempCorrActualPOE50",600.39710879473796,"NA"]
[null,"SA","SOUT","Southern Suburbs","SAPN","Winter","Non-Coincident",2009,"TempCorrActualPOE50",494.62443345283202,"NA"]
[null,"SA","SOUT","Southern Suburbs","SAPN","Winter","Non-Coincident",2010,"TempCorrActualPOE50",517.65120499944703,"NA"]
[null,"SA","SOUT","Southern Suburbs","SAPN","Winter","Non-Coincident",2012,"TempCorrActualPOE10",520.10598462070197,"NA"]
[null,"SA","SOUT","Southern Suburbs","SAPN","Winter","Non-Coincident",2015,"TempCorrActualPOE10",520.91513110446999,"NA"]
[null,"SA","WEST","Western Suburbs","SAPN","Summer","Non-Coincident",2008,"TempCorrActualPOE10",469.48663069187802,"NA"]
[null,"SA","WEST","Western Suburbs","SAPN","Summer","Non-Coincident",2011,"TempCorrActualPOE50",439.39323061685502,"NA"]
[null,"SA","WEST","Western Suburbs","SAPN","Summer","Non-Coincident",2013,"TempCorrActualPOE50",429.781742871787,"NA"]
[null,"SA","WEST","Western Suburbs","SAPN","Summer","Non-Coincident",2016,"TempCorrActualPOE50",406.84910980904499,"NA"]
[null,"SA","WEST","Western Suburbs","SAPN","Winter","Non-Coincident",2008,"TempCorrActualPOE50",340.16114155427698,"NA"]
[null,"SA","WEST","Western Suburbs","SAPN","Winter","Non-Coincident",2008,"TempCorrActualPOE10",349.66376842712202,"NA"]
[null,"SA","WEST","Western Suburbs","SAPN","Winter","Non-Coincident",2012,"TempCorrActualPOE10",343.90246819039697,"NA"]
[null,"SA","WEST","Western Suburbs","SAPN","Winter","Non-Coincident",2014,"TempCorrActualPOE50",329.42481490428401,"NA"]
[null,"SA","WEST","Western Suburbs","SAPN","Winter","Non-Coincident",2015,"TempCorrActualPOE50",333.06903744705801,"NA"]
[null,"SA","NORT","Northern Suburbs","SAPN","Summer","Non-Coincident",2008,"TempCorrActualPOE10",336.09162006251199,"NA"]
[null,"SA","NORT","Northern Suburbs","SAPN","Summer","Non-Coincident",2011,"TempCorrActualPOE10",357.63467632435101,"NA"]
[null,"SA","NORT","Northern Suburbs","SAPN","Summer","Non-Coincident",2013,"TempCorrActualPOE10",336.971379074504,"NA"]
[null,"SA","NORT","Northern Suburbs","SAPN","Summer","Non-Coincident",2016,"TempCorrActualPOE10",323.05630670588198,"NA"]
[null,"SA","NORT","Northern Suburbs","SAPN","Winter","Non-Coincident",2007,"TempCorrActualPOE50",215.351874440936,"NA"]
[null,"SA","NORT","Northern Suburbs","SAPN","Winter","Non-Coincident",2010,"TempCorrActualPOE50",219.10584161069201,"NA"]
[null,"SA","NORT","Northern Suburbs","SAPN","Winter","Non-Coincident",2012,"TempCorrActualPOE10",230.497576688907,"NA"]
[null,"SA","NORT","Northern Suburbs","SAPN","Winter","Non-Coincident",2015,"TempCorrActualPOE50",226.19630676544401,"NA"]
[null,"SA","PPIR","Port Pirie Network","SAPN","Summer","Non-Coincident",2008,"TempCorrActualPOE10",77.478788299257999,"NA"]
[null,"SA","PPIR","Port Pirie Network","SAPN","Summer","Non-Coincident",2010,"TempCorrActualPOE50",76.881269181702507,"NA"]
[null,"SA","PPIR","Port Pirie Network","SAPN","Summer","Non-Coincident",2013,"TempCorrActualPOE10",65.691127515744398,"NA"]
[null,"SA","PPIR","Port Pirie Network","SAPN","Summer","Non-Coincident",2014,"TempCorrActualPOE50",63.665454745456202,"NA"]
[null,"SA","PPIR","Port Pirie Network","SAPN","Summer","Non-Coincident",2016,"TempCorrActualPOE10",46.587485325145401,"NA"]
[null,"SA","PPIR","Port Pirie Network","SAPN","Winter","Non-Coincident",2007,"TempCorrActualPOE10",63.247957016281497,"NA"]
[null,"SA","PPIR","Port Pirie Network","SAPN","Winter","Non-Coincident",2011,"TempCorrActualPOE50",60.764833331986701,"NA"]
[null,"SA","PPIR","Port Pirie Network","SAPN","Winter","Non-Coincident",2012,"TempCorrActualPOE10",63.630793933855998,"NA"]
[null,"SA","PPIR","Port Pirie Network","SAPN","Winter","Non-Coincident",2015,"TempCorrActualPOE10",42.603169494442596,"NA"]
[null,"SA","BERR","Berri","SAPN","Summer","Non-Coincident",2008,"TempCorrActualPOE10",87.792346432854103,"NA"]
[null,"SA","BERR","Berri","SAPN","Summer","Non-Coincident",2011,"TempCorrActualPOE50",78.294779507174596,"NA"]
[null,"SA","BERR","Berri","SAPN","Summer","Non-Coincident",2014,"TempCorrActualPOE50",80.606661554582999,"NA"]
[null,"SA","BERR","Berri","SAPN","Summer","Non-Coincident",2015,"TempCorrActualPOE50",83.664351304703402,"NA"]
[null,"SA","BERR","Berri","SAPN","Winter","Non-Coincident",2007,"TempCorrActualPOE10",46.393890673399497,"NA"]
[null,"SA","BERR","Berri","SAPN","Winter","Non-Coincident",2009,"TempCorrActualPOE10",49.132749172169902,"NA"]
[null,"SA","BERR","Berri","SAPN","Winter","Non-Coincident",2012,"TempCorrActualPOE10",50.335602837606402,"NA"]
[null,"SA","BERR","Berri","SAPN","Winter","Non-Coincident",2013,"TempCorrActualPOE50",46.455477404631502,"NA"]
[null,"SA","BLAN","Blanche","SAPN","Summer","Non-Coincident",2007,"TempCorrActualPOE50",33.595891940295701,"NA"]
[null,"SA","BLAN","Blanche","SAPN","Summer","Non-Coincident",2008,"TempCorrActualPOE10",36.745340106778499,"NA"]
[null,"SA","BLAN","Blanche","SAPN","Summer","Non-Coincident",2011,"TempCorrActualPOE10",36.3634749598924,"NA"]
[null,"SA","BLAN","Blanche","SAPN","Summer","Non-Coincident",2013,"TempCorrActualPOE10",35.194432030220902,"NA"]
[null,"SA","BLAN","Blanche","SAPN","Summer","Non-Coincident",2016,"TempCorrActualPOE50",32.677199843738499,"NA"]
[null,"SA","BLAN","Blanche","SAPN","Winter","Non-Coincident",2008,"TempCorrActualPOE50",33.734480505899398,"NA"]
[null,"SA","BLAN","Blanche","SAPN","Winter","Non-Coincident",2010,"TempCorrActualPOE50",35.771263634538599,"NA"]
[null,"SA","BLAN","Blanche","SAPN","Winter","Non-Coincident",2013,"TempCorrActualPOE50",31.708621171813299,"NA"]
[null,"SA","BLAN","Blanche","SAPN","Winter","Non-Coincident",2014,"TempCorrActualPOE10",34.497608687754699,"NA"]
[null,"SA","BARK","Mt Barker and Mt Barker South","SAPN","Summer","Non-Coincident",2008,"TempCorrActualPOE10",85.777468324635194,"NA"]
[null,"SA","BARK","Mt Barker and Mt Barker South","SAPN","Summer","Non-Coincident",2011,"TempCorrActualPOE10",94.999418531620606,"NA"]
[null,"SA","BARK","Mt Barker and Mt Barker South","SAPN","Summer","Non-Coincident",2012,"TempCorrActualPOE50",83.567140211339805,"NA"]
[null,"SA","BARK","Mt Barker and Mt Barker South","SAPN","Summer","Non-Coincident",2014,"TempCorrActualPOE50",78.090343540728199,"NA"]
[null,"SA","BARK","Mt Barker and Mt Barker South","SAPN","Summer","Non-Coincident",2016,"TempCorrActualPOE10",90.621254438484996,"NA"]
[null,"SA","BARK","Mt Barker and Mt Barker South","SAPN","Winter","Non-Coincident",2009,"TempCorrActualPOE10",83.610390003412405,"NA"]
[null,"SA","BARK","Mt Barker and Mt Barker South","SAPN","Winter","Non-Coincident",2010,"TempCorrActualPOE10",80.351377561183099,"NA"]
[null,"SA","BARK","Mt Barker and Mt Barker South","SAPN","Winter","Non-Coincident",2013,"TempCorrActualPOE50",76.951226637080396,"NA"]
[null,"SA","BARK","Mt Barker and Mt Barker South","SAPN","Winter","Non-Coincident",2015,"TempCorrActualPOE50",79.1717116381392,"NA"]
[null,"SA","WYAL","Whyalla and Whyalla Central","SAPN","Summer","Non-Coincident",2009,"TempCorrActualPOE50",56.241882708571701,"NA"]
[null,"SA","WYAL","Whyalla and Whyalla Central","SAPN","Summer","Non-Coincident",2010,"TempCorrActualPOE10",73.722429924305601,"NA"]
[null,"SA","WYAL","Whyalla and Whyalla Central","SAPN","Summer","Non-Coincident",2014,"TempCorrActualPOE50",65.756051654502897,"NA"]
[null,"SA","WYAL","Whyalla and Whyalla Central","SAPN","Summer","Non-Coincident",2016,"TempCorrActualPOE10",70.740179240692001,"NA"]
[null,"SA","WYAL","Whyalla and Whyalla Central","SAPN","Winter","Non-Coincident",2008,"TempCorrActualPOE50",62.1804502275101,"NA"]
[null,"SA","WYAL","Whyalla and Whyalla Central","SAPN","Winter","Non-Coincident",2010,"TempCorrActualPOE10",61.580741965138103,"NA"]
[null,"SA","WYAL","Whyalla and Whyalla Central","SAPN","Winter","Non-Coincident",2011,"TempCorrActualPOE10",63.337437412273403,"NA"]
[null,"SA","WYAL","Whyalla and Whyalla Central","SAPN","Winter","Non-Coincident",2013,"TempCorrActualPOE50",63.517185461146198,"NA"]
[null,"SA","WYAL","Whyalla and Whyalla Central","SAPN","Winter","Non-Coincident",2015,"TempCorrActualPOE10",65.805777040937997,"NA"]
[null,"SA","SPDIST","Stony Point Distribution","SAPN","Summer","Non-Coincident",2011,"TempCorrActualPOE50",7.0715768547364999E-2,"NA"]
[null,"SA","SPDIST","Stony Point Distribution","SAPN","Summer","Non-Coincident",2013,"TempCorrActualPOE10",6.7177484758700098E-2,"NA"]
[null,"SA","SPDIST","Stony Point Distribution","SAPN","Summer","Non-Coincident",2016,"TempCorrActualPOE50",6.8378732994585897E-2,"NA"]
[null,"SA","SPDIST","Stony Point Distribution","SAPN","Winter","Non-Coincident",2011,"TempCorrActualPOE10",7.9845089372706499E-2,"NA"]
[null,"SA","SPDIST","Stony Point Distribution","SAPN","Winter","Non-Coincident",2013,"TempCorrActualPOE50",5.7915300076261202E-2,"NA"]
[null,"SA","SPDIST","Stony Point Distribution","SAPN","Winter","Non-Coincident",2015,"TempCorrActualPOE50",5.0514415435945099E-2,"NA"]
[null,"SA","SPREF","Stony Point Industrial","ENet","Summer","Non-Coincident",2009,"TempCorrActualPOE50","NA","NA"]
[null,"SA","SPREF","Stony Point Industrial","ENet","Summer","Non-Coincident",2011,"TempCorrActualPOE10","NA","NA"]
[null,"SA","SPREF","Stony Point Industrial","ENet","Summer","Non-Coincident",2012,"TempCorrActualPOE10","NA","NA"]
[null,"SA","SPREF","Stony Point Industrial","ENet","Summer","Non-Coincident",2016,"TempCorrActualPOE10","NA","NA"]
[null,"SA","SPREF","Stony Point Industrial","ENet","Winter","Non-Coincident",2008,"TempCorrActualPOE50","NA","NA"]
[null,"SA","SPREF","Stony Point Industrial","ENet","Winter","Non-Coincident",2010,"TempCorrActualPOE50","NA","NA"]
[null,"SA","SPREF","Stony Point Industrial","ENet","Winter","Non-Coincident",2010,"TempCorrActualPOE10","NA","NA"]
[null,"SA","SPREF","Stony Point Industrial","ENet","Winter","Non-Coincident",2014,"TempCorrActualPOE10","NA","NA"]
[null,"SA","SANC","Angas Creek","SAPN","Summer","Coincident",2007,"TempCorrActualPOE10",14.2413835629076,"NA"]
[null,"SA","SANC","Angas Creek","SAPN","Summer","Coincident",2010,"TempCorrActualPOE50",16.0237654490595,"NA"]
[null,"SA","SANC","Angas Creek","SAPN","Summer","Coincident",2012,"TempCorrActualPOE50",15.834334710854201,"NA"]
[null,"SA","SANC","Angas Creek","SAPN","Summer","Coincident",2015,"TempCorrActualPOE50",8.1875152371660693,"NA"]
[null,"SA","SANC","Angas Creek","SAPN","Winter","Coincident",2006,"TempCorrActualPOE10",13.0892656856677,"NA"]
[null,"SA","SANC","Angas Creek","SAPN","Winter","Coincident",2009,"TempCorrActualPOE10",12.58384409093,"NA"]
[null,"SA","SANC","Angas Creek","SAPN","Winter","Coincident",2011,"TempCorrActualPOE10",11.829508143429599,"NA"]
[null,"SA","SANC","Angas Creek","SAPN","Winter","Coincident",2013,"TempCorrActualPOE50",12.224213627208,"NA"]
[null,"SA","SARW","Ardrossan West","SAPN","Summer","Coincident",2007,"TempCorrActualPOE10",11.949175423459501,"NA"]
[null,"SA","SARW","Ardrossan West","SAPN","Summer","Coincident",2010,"TempCorrActualPOE50",10.7980547373663,"NA"]
[null,"SA","SARW","Ardrossan West","SAPN","Summer","Coincident",2010,"TempCorrActualPOE10",12.486355097403401,"NA"]
[null,"SA","SARW","Ardrossan West","SAPN","Summer","Coincident",2012,"TempCorrActualPOE10",9.6683214632550101,"NA"]
[null,"SA","SARW","Ardrossan West","SAPN","Summer","Coincident",2015,"TempCorrActualPOE50",8.5622200057400697,"NA"]
[null,"SA","SARW","Ardrossan West","SAPN","Winter","Coincident",2008,"TempCorrActualPOE50",8.6318348110863301,"NA"]
[null,"SA","SARW","Ardrossan West","SAPN","Winter","Coincident",2009,"TempCorrActualPOE50",8.3979220244079205,"NA"]
[null,"SA","SARW","Ardrossan West","SAPN","Winter","Coincident",2011,"TempCorrActualPOE10",9.0539874954251296,"NA"]
[null,"SA","SARW","Ardrossan West","SAPN","Winter","Coincident",2014,"TempCorrActualPOE10",6.9216423110641703,"NA"]
[null,"SA","SBAC","Back Callington","ENet","Summer","Coincident",2012,"TempCorrActualPOE10","NA","NA"]
[null,"SA","SBAC","Back Callington","ENet","Summer","Coincident",2014,"TempCorrActualPOE50","NA","NA"]
[null,"SA","SBAC","Back Callington","ENet","Winter","Coincident",2012,"TempCorrActualPOE10","NA","NA"]
[null,"SA","SBAC","Back Callington","ENet","Winter","Coincident",2015,"TempCorrActualPOE50","NA","NA"]
[null,"SA","SBAR","Baroota","SAPN","Summer","Coincident",2008,"TempCorrActualPOE10",8.0099284948182294,"NA"]
[null,"SA","SBAR","Baroota","SAPN","Summer","Coincident",2011,"TempCorrActualPOE50",7.4779337445764797,"NA"]
[null,"SA","SBAR","Baroota","SAPN","Summer","Coincident",2013,"TempCorrActualPOE10",7.0288737198251097,"NA"]
[null,"SA","SBAR","Baroota","SAPN","Summer","Coincident",2015,"TempCorrActualPOE50",4.8859846805784501,"NA"]
[null,"SA","SBAR","Baroota","SAPN","Summer","Coincident",2016,"TempCorrActualPOE50",6.22213957720008,"NA"]
[null,"SA","SBAR","Baroota","SAPN","Winter","Coincident",2007,"TempCorrActualPOE10",6.2297642609559496,"NA"]
[null,"SA","SBAR","Baroota","SAPN","Winter","Coincident",2010,"TempCorrActualPOE50",6.3116006497778603,"NA"]
[null,"SA","SBAR","Baroota","SAPN","Winter","Coincident",2012,"TempCorrActualPOE10",5.4587702336856099,"NA"]
[null,"SA","SBHP","Whyalla Terminal LMF","SAPN","Summer","Coincident",2007,"TempCorrActualPOE50","NA","NA"]
[null,"SA","SBHP","Whyalla Terminal LMF","SAPN","Summer","Coincident",2008,"TempCorrActualPOE10","NA","NA"]
[null,"SA","SBHP","Whyalla Terminal LMF","SAPN","Summer","Coincident",2011,"TempCorrActualPOE50","NA","NA"]
[null,"SA","SBHP","Whyalla Terminal LMF","SAPN","Summer","Coincident",2013,"TempCorrActualPOE10","NA","NA"]
[null,"SA","SBHP","Whyalla Terminal LMF","SAPN","Summer","Coincident",2016,"TempCorrActualPOE50","NA","NA"]
[null,"SA","SBHP","Whyalla Terminal LMF","SAPN","Winter","Coincident",2006,"TempCorrActualPOE50","NA","NA"]
[null,"SA","SBHP","Whyalla Terminal LMF","SAPN","Winter","Coincident",2010,"TempCorrActualPOE50","NA","NA"]
[null,"SA","SBHP","Whyalla Terminal LMF","SAPN","Winter","Coincident",2012,"TempCorrActualPOE10","NA","NA"]
[null,"SA","SBHP","Whyalla Terminal LMF","SAPN","Winter","Coincident",2014,"TempCorrActualPOE10","NA","NA"]
[null,"SA","SBHP","Whyalla Terminal LMF","SAPN","Winter","Coincident",2015,"TempCorrActualPOE50","NA","NA"]
[null,"SA","SBRK","Brinkworth","SAPN","Summer","Coincident",2009,"TempCorrActualPOE50",3.6992150524446701,"NA"]
[null,"SA","SBRK","Brinkworth","SAPN","Summer","Coincident",2012,"TempCorrActualPOE50",1.5982276894188501,"NA"]
[null,"SA","SBRK","Brinkworth","SAPN","Summer","Coincident",2013,"TempCorrActualPOE10",4.1831512333035104,"NA"]
[null,"SA","SBRK","Brinkworth","SAPN","Summer","Coincident",2015,"TempCorrActualPOE10",4.3632028917967904,"NA"]
[null,"SA","SBRK","Brinkworth","SAPN","Winter","Coincident",2008,"TempCorrActualPOE10",1.9577120225090801,"NA"]
[null,"SA","SBRK","Brinkworth","SAPN","Winter","Coincident",2011,"TempCorrActualPOE50",3.6525954324650498,"NA"]
[null,"SA","SBRK","Brinkworth","SAPN","Winter","Coincident",2014,"TempCorrActualPOE50",3.6384099252543098,"NA"]
[null,"SA","SCLN","Clare North","SAPN","Summer","Coincident",2011,"TempCorrActualPOE50",11.7578900419389,"NA"]
[null,"SA","SCLN","Clare North","SAPN","Summer","Coincident",2014,"TempCorrActualPOE50",11.5670036465637,"NA"]
[null,"SA","SCLN","Clare North","SAPN","Summer","Coincident",2015,"TempCorrActualPOE10",12.5985370564837,"NA"]
[null,"SA","SCLN","Clare North","SAPN","Winter","Coincident",2012,"TempCorrActualPOE10",9.3882394555062998,"NA"]
[null,"SA","SCLN","Clare North","SAPN","Winter","Coincident",2013,"TempCorrActualPOE50",9.6830305786255408,"NA"]
[null,"SA","SCLN","Clare North","SAPN","Winter","Coincident",2015,"TempCorrActualPOE50",9.6258521299058799,"NA"]
[null,"SA","SDAL","Dalrymple","SAPN","Summer","Coincident",2008,"TempCorrActualPOE10",4.5936047035946697,"NA"]
[null,"SA","SDAL","Dalrymple","SAPN","Summer","Coincident",2012,"TempCorrActualPOE10",4.96649502275329,"NA"]
[null,"SA","SDAL","Dalrymple","SAPN","Summer","Coincident",2013,"TempCorrActualPOE10",6.41300476824635,"NA"]
[null,"SA","SDAL","Dalrymple","SAPN","Summer","Coincident",2016,"TempCorrActualPOE10",5.3296738349871902,"NA"]
[null,"SA","SDAL","Dalrymple","SAPN","Winter","Coincident",2008,"TempCorrActualPOE50",5.1838254121114398,"NA"]
[null,"SA","SDAL","Dalrymple","SAPN","Winter","Coincident",2010,"TempCorrActualPOE50",3.7270475057714498,"NA"]
[null,"SA","SDAL","Dalrymple","SAPN","Winter","Coincident",2013,"TempCorrActualPOE50",3.4786206250351799,"NA"]
[null,"SA","SDAL","Dalrymple","SAPN","Winter","Coincident",2014,"TempCorrActualPOE10",3.5983183802813299,"NA"]
[null,"SA","SDAV","Davenport","ENet","Summer","Coincident",2009,"TempCorrActualPOE50","NA","NA"]
[null,"SA","SDAV","Davenport","ENet","Summer","Coincident",2011,"TempCorrActualPOE50","NA","NA"]
[null,"SA","SDAV","Davenport","ENet","Summer","Coincident",2013,"TempCorrActualPOE10","NA","NA"]
[null,"SA","SDAV","Davenport","ENet","Summer","Coincident",2014,"TempCorrActualPOE50","NA","NA"]
[null,"SA","SDAV","Davenport","ENet","Winter","Coincident",2006,"TempCorrActualPOE10","NA","NA"]
[null,"SA","SDAV","Davenport","ENet","Winter","Coincident",2007,"TempCorrActualPOE10","NA","NA"]
[null,"SA","SDAV","Davenport","ENet","Winter","Coincident",2010,"TempCorrActualPOE10","NA","NA"]
[null,"SA","SDAV","Davenport","ENet","Winter","Coincident",2013,"TempCorrActualPOE50","NA","NA"]
[null,"SA","SDAV","Davenport","ENet","Winter","Coincident",2015,"TempCorrActualPOE10","NA","NA"]
[null,"SA","SDAW","Davenport West","SAPN","Summer","Coincident",2012,"TempCorrActualPOE10",28.047646715748201,"NA"]
[null,"SA","SDAW","Davenport West","SAPN","Summer","Coincident",2014,"TempCorrActualPOE50",25.827085886281701,"NA"]
[null,"SA","SDAW","Davenport West","SAPN","Winter","Coincident",2010,"TempCorrActualPOE50",15.476621450304201,"NA"]
[null,"SA","SDAW","Davenport West","SAPN","Winter","Coincident",2012,"TempCorrActualPOE50",16.3695716963019,"NA"]
[null,"SA","SDAW","Davenport West","SAPN","Winter","Coincident",2015,"TempCorrActualPOE50",18.973906054211099,"NA"]
[null,"SA","SDRN","Dorrien","SAPN","Summer","Coincident",2008,"TempCorrActualPOE10",66.424847683561097,"NA"]
[null,"SA","SDRN","Dorrien","SAPN","Summer","Coincident",2009,"TempCorrActualPOE10",64.422013901156802,"NA"]
[null,"SA","SDRN","Dorrien","SAPN","Summer","Coincident",2011,"TempCorrActualPOE50",56.531881988713003,"NA"]
[null,"SA","SDRN","Dorrien","SAPN","Summer","Coincident",2015,"TempCorrActualPOE50",41.986607536704,"NA"]
[null,"SA","SDRN","Dorrien","SAPN","Summer","Coincident",2015,"TempCorrActualPOE10",45.311192685479,"NA"]
[null,"SA","SDRN","Dorrien","SAPN","Winter","Coincident",2007,"TempCorrActualPOE10",46.393818923644503,"NA"]
[null,"SA","SDRN","Dorrien","SAPN","Winter","Coincident",2010,"TempCorrActualPOE10",46.137684966304803,"NA"]
[null,"SA","SDRN","Dorrien","SAPN","Winter","Coincident",2012,"TempCorrActualPOE10",44.934130219460499,"NA"]
[null,"SA","SDRN","Dorrien","SAPN","Winter","Coincident",2015,"TempCorrActualPOE50",41.436509617676897,"NA"]
[null,"SA","SHUM","Hummocks","SAPN","Summer","Coincident",2008,"TempCorrActualPOE50",7.2969480574349896,"NA"]
[null,"SA","SHUM","Hummocks","SAPN","Summer","Coincident",2011,"TempCorrActualPOE50",14.4408552125744,"NA"]
[null,"SA","SHUM","Hummocks","SAPN","Summer","Coincident",2013,"TempCorrActualPOE10",13.9863518883681,"NA"]
[null,"SA","SHUM","Hummocks","SAPN","Summer","Coincident",2015,"TempCorrActualPOE10",13.195328299066199,"NA"]
[null,"SA","SHUM","Hummocks","SAPN","Winter","Coincident",2007,"TempCorrActualPOE10",10.456253047290501,"NA"]
[null,"SA","SHUM","Hummocks","SAPN","Winter","Coincident",2009,"TempCorrActualPOE50",10.5247324781313,"NA"]
[null,"SA","SHUM","Hummocks","SAPN","Winter","Coincident",2010,"TempCorrActualPOE50",10.3678594060212,"NA"]
[null,"SA","SHUM","Hummocks","SAPN","Winter","Coincident",2012,"TempCorrActualPOE10",9.8886943009656498,"NA"]
[null,"SA","SHUM","Hummocks","SAPN","Winter","Coincident",2015,"TempCorrActualPOE10",11.4243482184781,"NA"]
[null,"SA","SKAD","Kadina East","SAPN","Summer","Coincident",2010,"TempCorrActualPOE10",25.848510342651601,"NA"]
[null,"SA","SKAD","Kadina East","SAPN","Summer","Coincident",2014,"TempCorrActualPOE50",23.524083133020302,"NA"]
[null,"SA","SKAD","Kadina East","SAPN","Summer","Coincident",2015,"TempCorrActualPOE10",21.671080448716001,"NA"]
[null,"SA","SKAD","Kadina East","SAPN","Winter","Coincident",2009,"TempCorrActualPOE50",15.2667611625074,"NA"]
[null,"SA","SKAD","Kadina East","SAPN","Winter","Coincident",2011,"TempCorrActualPOE10",15.115680196528,"NA"]
[null,"SA","SKAD","Kadina East","SAPN","Winter","Coincident",2014,"TempCorrActualPOE50",14.696683570225,"NA"]
[null,"SA","SKAN","Kanmantoo","SAPN","Summer","Coincident",2009,"TempCorrActualPOE10",1.4499965792090601,"NA"]
[null,"SA","SKAN","Kanmantoo","SAPN","Summer","Coincident",2011,"TempCorrActualPOE50",1.3956679412534401,"NA"]
[null,"SA","SKAN","Kanmantoo","SAPN","Summer","Coincident",2014,"TempCorrActualPOE10",1.4840626205568299,"NA"]
[null,"SA","SKAN","Kanmantoo","SAPN","Winter","Coincident",2008,"TempCorrActualPOE50",1.0087521792629299,"NA"]
[null,"SA","SKAN","Kanmantoo","SAPN","Winter","Coincident",2008,"TempCorrActualPOE10",1.05916259860244,"NA"]
[null,"SA","SKAN","Kanmantoo","SAPN","Winter","Coincident",2010,"TempCorrActualPOE10",1.3436605823787799,"NA"]
[null,"SA","SKAN","Kanmantoo","SAPN","Winter","Coincident",2014,"TempCorrActualPOE50",1.0598567182129,"NA"]
[null,"SA","SKAN","Kanmantoo","SAPN","Winter","Coincident",2015,"TempCorrActualPOE10",1.1433093697672501,"NA"]
[null,"SA","SKET","Keith","SAPN","Summer","Coincident",2009,"TempCorrActualPOE50",22.773593117953599,"NA"]
[null,"SA","SKET","Keith","SAPN","Summer","Coincident",2011,"TempCorrActualPOE10",23.584061298647299,"NA"]
[null,"SA","SKET","Keith","SAPN","Summer","Coincident",2014,"TempCorrActualPOE50",21.032334463180799,"NA"]
[null,"SA","SKET","Keith","SAPN","Summer","Coincident",2016,"TempCorrActualPOE10",22.909596075384702,"NA"]
[null,"SA","SKET","Keith","SAPN","Winter","Coincident",2007,"TempCorrActualPOE50",14.169543686589,"NA"]
[null,"SA","SKET","Keith","SAPN","Winter","Coincident",2010,"TempCorrActualPOE10",13.784212660961,"NA"]
[null,"SA","SKET","Keith","SAPN","Winter","Coincident",2012,"TempCorrActualPOE10",11.8213610376754,"NA"]
[null,"SA","SKET","Keith","SAPN","Winter","Coincident",2015,"TempCorrActualPOE10",13.3635252137812,"NA"]
[null,"SA","SKNC","Kincraig","SAPN","Summer","Coincident",2011,"TempCorrActualPOE50",20.766690215316402,"NA"]
[null,"SA","SKNC","Kincraig","SAPN","Summer","Coincident",2012,"TempCorrActualPOE50",21.428793849613701,"NA"]
[null,"SA","SKNC","Kincraig","SAPN","Summer","Coincident",2013,"TempCorrActualPOE10",17.046288734057299,"NA"]
[null,"SA","SKNC","Kincraig","SAPN","Summer","Coincident",2016,"TempCorrActualPOE50",18.481114926767301,"NA"]
[null,"SA","SKNC","Kincraig","SAPN","Winter","Coincident",2009,"TempCorrActualPOE10",14.3892272652031,"NA"]
[null,"SA","SKNC","Kincraig","SAPN","Winter","Coincident",2012,"TempCorrActualPOE50",14.6721150815059,"NA"]
[null,"SA","SKNC","Kincraig","SAPN","Winter","Coincident",2015,"TempCorrActualPOE50",13.9804716563116,"NA"]
[null,"SA","SLCC","Leigh Creek","ENet","Summer","Coincident",2008,"TempCorrActualPOE50","NA","NA"]
[null,"SA","SLCC","Leigh Creek","ENet","Summer","Coincident",2010,"TempCorrActualPOE10","NA","NA"]
[null,"SA","SLCC","Leigh Creek","ENet","Summer","Coincident",2012,"TempCorrActualPOE10","NA","NA"]
[null,"SA","SLCC","Leigh Creek","ENet","Summer","Coincident",2015,"TempCorrActualPOE10","NA","NA"]
[null,"SA","SLCC","Leigh Creek","ENet","Winter","Coincident",2007,"TempCorrActualPOE50","NA","NA"]
[null,"SA","SLCC","Leigh Creek","ENet","Winter","Coincident",2008,"TempCorrActualPOE50","NA","NA"]
[null,"SA","SLCC","Leigh Creek","ENet","Winter","Coincident",2012,"TempCorrActualPOE50","NA","NA"]
[null,"SA","SLCC","Leigh Creek","ENet","Winter","Coincident",2013,"TempCorrActualPOE10","NA","NA"]
[null,"SA","SLCC","Leigh Creek","ENet","Winter","Coincident",2014,"TempCorrActualPOE10","NA","NA"]
[null,"SA","SLCS","Leigh Creek South","SAPN","Summer","Coincident",2008,"TempCorrActualPOE50",1.1524772144814699,"NA"]
[null,"SA","SLCS","Leigh Creek South","SAPN","Summer","Coincident",2011,"TempCorrActualPOE50",1.2567645120512601,"NA"]
[null,"SA","SLCS","Leigh Creek South","SAPN","Summer","Coincident",2013,"TempCorrActualPOE50",1.1858476699498901,"NA"]
[null,"SA","SLCS","Leigh Creek South","SAPN","Summer","Coincident",2015,"TempCorrActualPOE10",1.1270575851262199,"NA"]
[null,"SA","SLCS","Leigh Creek South","SAPN","Winter","Coincident",2006,"TempCorrActualPOE10",1.2320201795240999,"NA"]
[null,"SA","SLCS","Leigh Creek South","SAPN","Winter","Coincident",2009,"TempCorrActualPOE10",1.2350137704778099,"NA"]
[null,"SA","SLCS","Leigh Creek South","SAPN","Winter","Coincident",2012,"TempCorrActualPOE10",1.1286129282767099,"NA"]
[null,"SA","SLCS","Leigh Creek South","SAPN","Winter","Coincident",2015,"TempCorrActualPOE50",1.12007506135982,"NA"]
[null,"SA","SMA1","Mannum - Adelaide Pipeline 1","ENet","Summer","Coincident",2008,"TempCorrActualPOE50","NA","NA"]
[null,"SA","SMA1","Mannum - Adelaide Pipeline 1","ENet","Summer","Coincident",2009,"TempCorrActualPOE10","NA","NA"]
[null,"SA","SMA1","Mannum - Adelaide Pipeline 1","ENet","Summer","Coincident",2013,"TempCorrActualPOE50","NA","NA"]
[null,"SA","SMA1","Mannum - Adelaide Pipeline 1","ENet","Summer","Coincident",2015,"TempCorrActualPOE10","NA","NA"]
[null,"SA","SMA1","Mannum - Adelaide Pipeline 1","ENet","Summer","Coincident",2016,"TempCorrActualPOE50","NA","NA"]
[null,"SA","SMA1","Mannum - Adelaide Pipeline 1","ENet","Winter","Coincident",2007,"TempCorrActualPOE50","NA","NA"]
[null,"SA","SMA1","Mannum - Adelaide Pipeline 1","ENet","Winter","Coincident",2010,"TempCorrActualPOE50","NA","NA"]
[null,"SA","SMA1","Mannum - Adelaide Pipeline 1","ENet","Winter","Coincident",2013,"TempCorrActualPOE10","NA","NA"]
[null,"SA","SMA1","Mannum - Adelaide Pipeline 1","ENet","Winter","Coincident",2014,"TempCorrActualPOE10","NA","NA"]
[null,"SA","SMA2","Mannum - Adelaide Pipeline 2","ENet","Summer","Coincident",2008,"TempCorrActualPOE50","NA","NA"]
[null,"SA","SMA2","Mannum - Adelaide Pipeline 2","ENet","Summer","Coincident",2010,"TempCorrActualPOE10","NA","NA"]
[null,"SA","SMA2","Mannum - Adelaide Pipeline 2","ENet","Summer","Coincident",2013,"TempCorrActualPOE10","NA","NA"]
[null,"SA","SMA2","Mannum - Adelaide Pipeline 2","ENet","Summer","Coincident",2014,"TempCorrActualPOE10","NA","NA"]
[null,"SA","SMA2","Mannum - Adelaide Pipeline 2","ENet","Winter","Coincident",2007,"TempCorrActualPOE50","NA","NA"]
[null,"SA","SMA2","Mannum - Adelaide Pipeline 2","ENet","Winter","Coincident",2010,"TempCorrActualPOE50","NA","NA"]
[null,"SA","SMA2","Mannum - Adelaide Pipeline 2","ENet","Winter","Coincident",2012,"TempCorrActualPOE50","NA","NA"]
[null,"SA","SMA2","Mannum - Adelaide Pipeline 2","ENet","Winter","Coincident",2014,"TempCorrActualPOE10","NA","NA"]
[null,"SA","SMA2","Mannum - Adelaide Pipeline 2","ENet","Winter","Coincident",2015,"TempCorrActualPOE10","NA","NA"]
[null,"SA","SMA3","Mannum - Adelaide Pipeline 3","ENet","Summer","Coincident",2008,"TempCorrActualPOE50","NA","NA"]
[null,"SA","SMA3","Mannum - Adelaide Pipeline 3","ENet","Summer","Coincident",2011,"TempCorrActualPOE50","NA","NA"]
[null,"SA","SMA3","Mannum - Adelaide Pipeline 3","ENet","Summer","Coincident",2013,"TempCorrActualPOE50","NA","NA"]
[null,"SA","SMA3","Mannum - Adelaide Pipeline 3","ENet","Summer","Coincident",2015,"TempCorrActualPOE10","NA","NA"]
[null,"SA","SMA3","Mannum - Adelaide Pipeline 3","ENet","Winter","Coincident",2007,"TempCorrActualPOE10","NA","NA"]
[null,"SA","SMA3","Mannum - Adelaide Pipeline 3","ENet","Winter","Coincident",2010,"TempCorrActualPOE10","NA","NA"]
[null,"SA","SMA3","Mannum - Adelaide Pipeline 3","ENet","Winter","Coincident",2012,"TempCorrActualPOE10","NA","NA"]
[null,"SA","SMA3","Mannum - Adelaide Pipeline 3","ENet","Winter","Coincident",2014,"TempCorrActualPOE50","NA","NA"]
[null,"SA","SMAN","Mannum","SAPN","Summer","Coincident",2008,"TempCorrActualPOE50",8.4663546010730109,"NA"]
[null,"SA","SMAN","Mannum","SAPN","Summer","Coincident",2011,"TempCorrActualPOE50",9.1716320233295097,"NA"]
[null,"SA","SMAN","Mannum","SAPN","Summer","Coincident",2011,"TempCorrActualPOE10",10.099011225170001,"NA"]
[null,"SA","SMAN","Mannum","SAPN","Summer","Coincident",2015,"TempCorrActualPOE10",8.5572679228582995,"NA"]
[null,"SA","SMAN","Mannum","SAPN","Summer","Coincident",2016,"TempCorrActualPOE50",10.6194591644268,"NA"]
[null,"SA","SMAN","Mannum","SAPN","Winter","Coincident",2009,"TempCorrActualPOE50",5.89645469074852,"NA"]
[null,"SA","SMAN","Mannum","SAPN","Winter","Coincident",2010,"TempCorrActualPOE50",5.2102348947271002,"NA"]
[null,"SA","SMAN","Mannum","SAPN","Winter","Coincident",2012,"TempCorrActualPOE10",5.8925644996393798,"NA"]
[null,"SA","SMAN","Mannum","SAPN","Winter","Coincident",2014,"TempCorrActualPOE10",5.5351398078315599,"NA"]
[null,"SA","SMBK","Middleback 132 kV","ENet","Summer","Coincident",2009,"TempCorrActualPOE10","NA","NA"]
[null,"SA","SMBK","Middleback 132 kV","ENet","Summer","Coincident",2011,"TempCorrActualPOE50","NA","NA"]
[null,"SA","SMBK","Middleback 132 kV","ENet","Summer","Coincident",2014,"TempCorrActualPOE50","NA","NA"]
[null,"SA","SMBK","Middleback 132 kV","ENet","Winter","Coincident",2008,"TempCorrActualPOE50","NA","NA"]
[null,"SA","SMBK","Middleback 132 kV","ENet","Winter","Coincident",2010,"TempCorrActualPOE10","NA","NA"]
[null,"SA","SMBK","Middleback 132 kV","ENet","Winter","Coincident",2013,"TempCorrActualPOE50","NA","NA"]
[null,"SA","SMBK","Middleback 132 kV","ENet","Winter","Coincident",2015,"TempCorrActualPOE10","NA","NA"]
[null,"SA","SMBL","Mobilong","SAPN","Summer","Coincident",2008,"TempCorrActualPOE50",33.856732815757901,"NA"]
[null,"SA","SMBL","Mobilong","SAPN","Summer","Coincident",2009,"TempCorrActualPOE50",35.1003255896984,"NA"]
[null,"SA","SMBL","Mobilong","SAPN","Summer","Coincident",2011,"TempCorrActualPOE10",39.388223236355799,"NA"]
[null,"SA","SMBL","Mobilong","SAPN","Summer","Coincident",2014,"TempCorrActualPOE50",33.944497714055402,"NA"]
[null,"SA","SMBL","Mobilong","SAPN","Summer","Coincident",2016,"TempCorrActualPOE10",40.760824651018702,"NA"]
[null,"SA","SMBL","Mobilong","SAPN","Winter","Coincident",2009,"TempCorrActualPOE50",26.618250308306902,"NA"]
[null,"SA","SMBL","Mobilong","SAPN","Winter","Coincident",2010,"TempCorrActualPOE10",28.657891414386999,"NA"]
[null,"SA","SMBL","Mobilong","SAPN","Winter","Coincident",2013,"TempCorrActualPOE50",26.273007199194002,"NA"]
[null,"SA","SMBL","Mobilong","SAPN","Winter","Coincident",2015,"TempCorrActualPOE10",29.4938436976262,"NA"]
[null,"SA","SMDL","Middleback 33 kV","ENet","Summer","Coincident",2013,"TempCorrActualPOE50","NA","NA"]
[null,"SA","SMDL","Middleback 33 kV","ENet","Summer","Coincident",2014,"TempCorrActualPOE50","NA","NA"]
[null,"SA","SMDL","Middleback 33 kV","ENet","Winter","Coincident",2012,"TempCorrActualPOE50","NA","NA"]
[null,"SA","SMDL","Middleback 33 kV","ENet","Winter","Coincident",2014,"TempCorrActualPOE10","NA","NA"]
[null,"SA","SMGA","Mt Gambier","SAPN","Summer","Coincident",2007,"TempCorrActualPOE10",20.8551412320803,"NA"]
[null,"SA","SMGA","Mt Gambier","SAPN","Summer","Coincident",2008,"TempCorrActualPOE50",21.759115457922299,"NA"]
[null,"SA","SMGA","Mt Gambier","SAPN","Summer","Coincident",2010,"TempCorrActualPOE10",22.6863119222424,"NA"]
[null,"SA","SMGA","Mt Gambier","SAPN","Summer","Coincident",2014,"TempCorrActualPOE50",19.406894632059199,"NA"]
[null,"SA","SMGA","Mt Gambier","SAPN","Summer","Coincident",2015,"TempCorrActualPOE10",7.7931421639524903,"NA"]
[null,"SA","SMGA","Mt Gambier","SAPN","Winter","Coincident",2006,"TempCorrActualPOE10",23.829866104209,"NA"]
[null,"SA","SMGA","Mt Gambier","SAPN","Winter","Coincident",2009,"TempCorrActualPOE10",15.6667547625278,"NA"]
[null,"SA","SMGA","Mt Gambier","SAPN","Winter","Coincident",2012,"TempCorrActualPOE50",22.996851172261,"NA"]
[null,"SA","SMGA","Mt Gambier","SAPN","Winter","Coincident",2015,"TempCorrActualPOE50",20.290561497727499,"NA"]
[null,"SA","SMGU","Mt Gunson","SAPN","Summer","Coincident",2008,"TempCorrActualPOE50",6.0363953229533002E-2,"NA"]
[null,"SA","SMGU","Mt Gunson","SAPN","Summer","Coincident",2010,"TempCorrActualPOE10",9.3307857162598498E-2,"NA"]
[null,"SA","SMGU","Mt Gunson","SAPN","Summer","Coincident",2012,"TempCorrActualPOE10",5.1873927325040099E-2,"NA"]
[null,"SA","SMGU","Mt Gunson","SAPN","Summer","Coincident",2015,"TempCorrActualPOE10",0.14626268114187399,"NA"]
[null,"SA","SMGU","Mt Gunson","SAPN","Summer","Coincident",2016,"TempCorrActualPOE50",3.9494546865082303E-2,"NA"]
[null,"SA","SMGU","Mt Gunson","SAPN","Winter","Coincident",2007,"TempCorrActualPOE50",7.4806877581164999E-2,"NA"]
[null,"SA","SMGU","Mt Gunson","SAPN","Winter","Coincident",2009,"TempCorrActualPOE10",0.104878486384427,"NA"]
[null,"SA","SMGU","Mt Gunson","SAPN","Winter","Coincident",2013,"TempCorrActualPOE10",0.114319271417141,"NA"]
[null,"SA","SMGU","Mt Gunson","SAPN","Winter","Coincident",2014,"TempCorrActualPOE10",0.12617701633637601,"NA"]
[null,"SA","SMH1","Murray Bridge - Hahndorf Pipeline 1","ENet","Summer","Coincident",2008,"TempCorrActualPOE50","NA","NA"]
[null,"SA","SMH1","Murray Bridge - Hahndorf Pipeline 1","ENet","Summer","Coincident",2011,"TempCorrActualPOE50","NA","NA"]
[null,"SA","SMH1","Murray Bridge - Hahndorf Pipeline 1","ENet","Summer","Coincident",2013,"TempCorrActualPOE50","NA","NA"]
[null,"SA","SMH1","Murray Bridge - Hahndorf Pipeline 1","ENet","Summer","Coincident",2014,"TempCorrActualPOE10","NA","NA"]
[null,"SA","SMH1","Murray Bridge - Hahndorf Pipeline 1","ENet","Winter","Coincident",2007,"TempCorrActualPOE50","NA","NA"]
[null,"SA","SMH1","Murray Bridge - Hahndorf Pipeline 1","ENet","Winter","Coincident",2009,"TempCorrActualPOE10","NA","NA"]
[null,"SA","SMH1","Murray Bridge - Hahndorf Pipeline 1","ENet","Winter","Coincident",2012,"TempCorrActualPOE50","NA","NA"]
[null,"SA","SMH1","Murray Bridge - Hahndorf Pipeline 1","ENet","Winter","Coincident",2014,"TempCorrActualPOE10","NA","NA"]
[null,"SA","SMH2","Murray Bridge - Hahndorf Pipeline 2","ENet","Summer","Coincident",2008,"TempCorrActualPOE50","NA","NA"]
[null,"SA","SMH2","Murray Bridge - Hahndorf Pipeline 2","ENet","Summer","Coincident",2009,"TempCorrActualPOE10","NA","NA"]
[null,"SA","SMH2","Murray Bridge - Hahndorf Pipeline 2","ENet","Summer","Coincident",2010,"TempCorrActualPOE10","NA","NA"]
[null,"SA","SMH2","Murray Bridge - Hahndorf Pipeline 2","ENet","Summer","Coincident",2013,"TempCorrActualPOE50","NA","NA"]
[null,"SA","SMH2","Murray Bridge - Hahndorf Pipeline 2","ENet","Summer","Coincident",2016,"TempCorrActualPOE50","NA","NA"]
[null,"SA","SMH2","Murray Bridge - Hahndorf Pipeline 2","ENet","Winter","Coincident",2007,"TempCorrActualPOE50","NA","NA"]
[null,"SA","SMH2","Murray Bridge - Hahndorf Pipeline 2","ENet","Winter","Coincident",2010,"TempCorrActualPOE10","NA","NA"]
[null,"SA","SMH2","Murray Bridge - Hahndorf Pipeline 2","ENet","Winter","Coincident",2012,"TempCorrActualPOE50","NA","NA"]
[null,"SA","SMH2","Murray Bridge - Hahndorf Pipeline 2","ENet","Winter","Coincident",2014,"TempCorrActualPOE10","NA","NA"]
[null,"SA","SMH3","Murray Bridge - Hahndorf Pipeline 3","ENet","Summer","Coincident",2008,"TempCorrActualPOE50","NA","NA"]
[null,"SA","SMH3","Murray Bridge - Hahndorf Pipeline 3","ENet","Summer","Coincident",2010,"TempCorrActualPOE10","NA","NA"]
[null,"SA","SMH3","Murray Bridge - Hahndorf Pipeline 3","ENet","Summer","Coincident",2013,"TempCorrActualPOE50","NA","NA"]
[null,"SA","SMH3","Murray Bridge - Hahndorf Pipeline 3","ENet","Summer","Coincident",2014,"TempCorrActualPOE10","NA","NA"]
[null,"SA","SMH3","Murray Bridge - Hahndorf Pipeline 3","ENet","Winter","Coincident",2007,"TempCorrActualPOE50","NA","NA"]
[null,"SA","SMH3","Murray Bridge - Hahndorf Pipeline 3","ENet","Winter","Coincident",2009,"TempCorrActualPOE50","NA","NA"]
[null,"SA","SMH3","Murray Bridge - Hahndorf Pipeline 3","ENet","Winter","Coincident",2009,"TempCorrActualPOE10","NA","NA"]
[null,"SA","SMH3","Murray Bridge - Hahndorf Pipeline 3","ENet","Winter","Coincident",2012,"TempCorrActualPOE50","NA","NA"]
[null,"SA","SMH3","Murray Bridge - Hahndorf Pipeline 3","ENet","Winter","Coincident",2015,"TempCorrActualPOE10","NA","NA"]
[null,"SA","SMW1","Morgan - Whyalla Pipeline 1","ENet","Summer","Coincident",2008,"TempCorrActualPOE50","NA","NA"]
[null,"SA","SMW1","Morgan - Whyalla Pipeline 1","ENet","Summer","Coincident",2011,"TempCorrActualPOE50","NA","NA"]
[null,"SA","SMW1","Morgan - Whyalla Pipeline 1","ENet","Summer","Coincident",2013,"TempCorrActualPOE50","NA","NA"]
[null,"SA","SMW1","Morgan - Whyalla Pipeline 1","ENet","Summer","Coincident",2015,"TempCorrActualPOE10","NA","NA"]
[null,"SA","SMW1","Morgan - Whyalla Pipeline 1","ENet","Winter","Coincident",2007,"TempCorrActualPOE10","NA","NA"]
[null,"SA","SMW1","Morgan - Whyalla Pipeline 1","ENet","Winter","Coincident",2009,"TempCorrActualPOE10","NA","NA"]
[null,"SA","SMW1","Morgan - Whyalla Pipeline 1","ENet","Winter","Coincident",2012,"TempCorrActualPOE50","NA","NA"]
[null,"SA","SMW1","Morgan - Whyalla Pipeline 1","ENet","Winter","Coincident",2014,"TempCorrActualPOE50","NA","NA"]
[null,"SA","SMW2","Morgan - Whyalla Pipeline 2","ENet","Summer","Coincident",2008,"TempCorrActualPOE50","NA","NA"]
[null,"SA","SMW2","Morgan - Whyalla Pipeline 2","ENet","Summer","Coincident",2008,"TempCorrActualPOE10","NA","NA"]
[null,"SA","SMW2","Morgan - Whyalla Pipeline 2","ENet","Summer","Coincident",2011,"TempCorrActualPOE10","NA","NA"]
[null,"SA","SMW2","Morgan - Whyalla Pipeline 2","ENet","Summer","Coincident",2013,"TempCorrActualPOE50","NA","NA"]
[null,"SA","SMW2","Morgan - Whyalla Pipeline 2","ENet","Winter","Coincident",2006,"TempCorrActualPOE50","NA","NA"]
[null,"SA","SMW2","Morgan - Whyalla Pipeline 2","ENet","Winter","Coincident",2007,"TempCorrActualPOE50","NA","NA"]
[null,"SA","SMW2","Morgan - Whyalla Pipeline 2","ENet","Winter","Coincident",2010,"TempCorrActualPOE50","NA","NA"]
[null,"SA","SMW2","Morgan - Whyalla Pipeline 2","ENet","Winter","Coincident",2012,"TempCorrActualPOE10","NA","NA"]
[null,"SA","SMW2","Morgan - Whyalla Pipeline 2","ENet","Winter","Coincident",2014,"TempCorrActualPOE10","NA","NA"]
[null,"SA","SMW3","Morgan - Whyalla Pipeline 3","ENet","Summer","Coincident",2008,"TempCorrActualPOE10","NA","NA"]
[null,"SA","SMW3","Morgan - Whyalla Pipeline 3","ENet","Summer","Coincident",2010,"TempCorrActualPOE50","NA","NA"]
[null,"SA","SMW3","Morgan - Whyalla Pipeline 3","ENet","Summer","Coincident",2013,"TempCorrActualPOE50","NA","NA"]
[null,"SA","SMW3","Morgan - Whyalla Pipeline 3","ENet","Summer","Coincident",2015,"TempCorrActualPOE10","NA","NA"]
[null,"SA","SMW3","Morgan - Whyalla Pipeline 3","ENet","Winter","Coincident",2007,"TempCorrActualPOE50","NA","NA"]
[null,"SA","SMW3","Morgan - Whyalla Pipeline 3","ENet","Winter","Coincident",2007,"TempCorrActualPOE10","NA","NA"]
[null,"SA","SMW3","Morgan - Whyalla Pipeline 3","ENet","Winter","Coincident",2011,"TempCorrActualPOE50","NA","NA"]
[null,"SA","SMW3","Morgan - Whyalla Pipeline 3","ENet","Winter","Coincident",2012,"TempCorrActualPOE50","NA","NA"]
[null,"SA","SMW3","Morgan - Whyalla Pipeline 3","ENet","Winter","Coincident",2015,"TempCorrActualPOE50","NA","NA"]
[null,"SA","SMW4","Morgan - Whyalla Pipeline 4","ENet","Summer","Coincident",2008,"TempCorrActualPOE10","NA","NA"]
[null,"SA","SMW4","Morgan - Whyalla Pipeline 4","ENet","Summer","Coincident",2010,"TempCorrActualPOE10","NA","NA"]
[null,"SA","SMW4","Morgan - Whyalla Pipeline 4","ENet","Summer","Coincident",2013,"TempCorrActualPOE10","NA","NA"]
[null,"SA","SMW4","Morgan - Whyalla Pipeline 4","ENet","Summer","Coincident",2015,"TempCorrActualPOE50","NA","NA"]
[null,"SA","SMW4","Morgan - Whyalla Pipeline 4","ENet","Winter","Coincident",2007,"TempCorrActualPOE10","NA","NA"]
[null,"SA","SMW4","Morgan - Whyalla Pipeline 4","ENet","Winter","Coincident",2009,"TempCorrActualPOE10","NA","NA"]
[null,"SA","SMW4","Morgan - Whyalla Pipeline 4","ENet","Winter","Coincident",2012,"TempCorrActualPOE50","NA","NA"]
[null,"SA","SMW4","Morgan - Whyalla Pipeline 4","ENet","Winter","Coincident",2015,"TempCorrActualPOE50","NA","NA"]
[null,"SA","SNEU","Neuroodla","SAPN","Summer","Coincident",2007,"TempCorrActualPOE50",0.63579209155331695,"NA"]
[null,"SA","SNEU","Neuroodla","SAPN","Summer","Coincident",2008,"TempCorrActualPOE10",0.81694198070505597,"NA"]
[null,"SA","SNEU","Neuroodla","SAPN","Summer","Coincident",2011,"TempCorrActualPOE50",0.81667791563903402,"NA"]
[null,"SA","SNEU","Neuroodla","SAPN","Summer","Coincident",2013,"TempCorrActualPOE10",0.21658945939020199,"NA"]
[null,"SA","SNEU","Neuroodla","SAPN","Summer","Coincident",2016,"TempCorrActualPOE50",0.76239998777805096,"NA"]
[null,"SA","SNEU","Neuroodla","SAPN","Winter","Coincident",2008,"TempCorrActualPOE50",0.66933742681492803,"NA"]
[null,"SA","SNEU","Neuroodla","SAPN","Winter","Coincident",2009,"TempCorrActualPOE10",0.66209554506753399,"NA"]
[null,"SA","SNEU","Neuroodla","SAPN","Winter","Coincident",2012,"TempCorrActualPOE10",0.68146904981757705,"NA"]
[null,"SA","SNEU","Neuroodla","SAPN","Winter","Coincident",2014,"TempCorrActualPOE10",0.78851838664922003,"NA"]
[null,"SA","SNWB","North West Bend","SAPN","Summer","Coincident",2008,"TempCorrActualPOE10",16.0167350132756,"NA"]
[null,"SA","SNWB","North West Bend","SAPN","Summer","Coincident",2011,"TempCorrActualPOE50",22.905714893624701,"NA"]
[null,"SA","SNWB","North West Bend","SAPN","Summer","Coincident",2012,"TempCorrActualPOE50",13.0977989445852,"NA"]
[null,"SA","SNWB","North West Bend","SAPN","Summer","Coincident",2016,"TempCorrActualPOE50",18.510252877824598,"NA"]
[null,"SA","SNWB","North West Bend","SAPN","Winter","Coincident",2006,"TempCorrActualPOE10",12.212457474758599,"NA"]
[null,"SA","SNWB","North West Bend","SAPN","Winter","Coincident",2009,"TempCorrActualPOE10",13.3835090410579,"NA"]
[null,"SA","SNWB","North West Bend","SAPN","Winter","Coincident",2010,"TempCorrActualPOE50",8.8400090052089801,"NA"]
[null,"SA","SNWB","North West Bend","SAPN","Winter","Coincident",2013,"TempCorrActualPOE50",11.4353007206676,"NA"]
[null,"SA","SNWB","North West Bend","SAPN","Winter","Coincident",2015,"TempCorrActualPOE50",9.5854405195787198,"NA"]
[null,"SA","SPEN","Penola West","SAPN","Summer","Coincident",2014,"TempCorrActualPOE10",7.3964548043946703,"NA"]
[null,"SA","SPEN","Penola West","SAPN","Summer","Coincident",2016,"TempCorrActualPOE10",5.4209904773224897,"NA"]
[null,"SA","SPEN","Penola West","SAPN","Winter","Coincident",2015,"TempCorrActualPOE10",4.2552977927420601,"NA"]
[null,"SA","SPLN","Port Lincoln","SAPN","Summer","Coincident",2009,"TempCorrActualPOE50",32.0585160704033,"NA"]
[null,"SA","SPLN","Port Lincoln","SAPN","Summer","Coincident",2011,"TempCorrActualPOE10",37.331015288211098,"NA"]
[null,"SA","SPLN","Port Lincoln","SAPN","Summer","Coincident",2014,"TempCorrActualPOE50",27.7561835743995,"NA"]
[null,"SA","SPLN","Port Lincoln","SAPN","Summer","Coincident",2015,"TempCorrActualPOE10",27.127178842158699,"NA"]
[null,"SA","SPLN","Port Lincoln","SAPN","Winter","Coincident",2008,"TempCorrActualPOE50",27.3536620713035,"NA"]
[null,"SA","SPLN","Port Lincoln","SAPN","Winter","Coincident",2010,"TempCorrActualPOE10",30.959815865371699,"NA"]
[null,"SA","SPLN","Port Lincoln","SAPN","Winter","Coincident",2011,"TempCorrActualPOE50",28.213940337294101,"NA"]
[null,"SA","SPLN","Port Lincoln","SAPN","Winter","Coincident",2013,"TempCorrActualPOE50",23.559448772415699,"NA"]
[null,"SA","SPMB","Pimba","ENet","Summer","Coincident",2007,"TempCorrActualPOE10","NA","NA"]
[null,"SA","SPMB","Pimba","ENet","Summer","Coincident",2009,"TempCorrActualPOE50","NA","NA"]
[null,"SA","SPMB","Pimba","ENet","Summer","Coincident",2011,"TempCorrActualPOE10","NA","NA"]
[null,"SA","SPMB","Pimba","ENet","Summer","Coincident",2014,"TempCorrActualPOE50","NA","NA"]
[null,"SA","SPMB","Pimba","ENet","Summer","Coincident",2016,"TempCorrActualPOE10","NA","NA"]
[null,"SA","SPMB","Pimba","ENet","Winter","Coincident",2008,"TempCorrActualPOE50","NA","NA"]
[null,"SA","SPMB","Pimba","ENet","Winter","Coincident",2009,"TempCorrActualPOE10","NA","NA"]
[null,"SA","SPMB","Pimba","ENet","Winter","Coincident",2013,"TempCorrActualPOE50","NA","NA"]
[null,"SA","SPMB","Pimba","ENet","Winter","Coincident",2015,"TempCorrActualPOE10","NA","NA"]
[null,"SA","SRSW","Roseworthy","ENet","Summer","Coincident",2009,"TempCorrActualPOE50","NA","NA"]
[null,"SA","SRSW","Roseworthy","ENet","Summer","Coincident",2011,"TempCorrActualPOE10","NA","NA"]
[null,"SA","SRSW","Roseworthy","ENet","Summer","Coincident",2012,"TempCorrActualPOE10","NA","NA"]
[null,"SA","SRSW","Roseworthy","ENet","Summer","Coincident",2014,"TempCorrActualPOE50","NA","NA"]
[null,"SA","SRSW","Roseworthy","ENet","Summer","Coincident",2016,"TempCorrActualPOE10","NA","NA"]
[null,"SA","SRSW","Roseworthy","ENet","Winter","Coincident",2008,"TempCorrActualPOE50","NA","NA"]
[null,"SA","SRSW","Roseworthy","ENet","Winter","Coincident",2010,"TempCorrActualPOE10","NA","NA"]
[null,"SA","SRSW","Roseworthy","ENet","Winter","Coincident",2013,"TempCorrActualPOE50","NA","NA"]
[null,"SA","SSNN","Snuggery Industrial","SAPN","Summer","Coincident",2007,"TempCorrActualPOE10",33.509378608864701,"NA"]
[null,"SA","SSNN","Snuggery Industrial","SAPN","Summer","Coincident",2009,"TempCorrActualPOE50",26.188124831122298,"NA"]
[null,"SA","SSNN","Snuggery Industrial","SAPN","Summer","Coincident",2011,"TempCorrActualPOE50",7.0866146307826998,"NA"]
[null,"SA","SSNN","Snuggery Industrial","SAPN","Summer","Coincident",2014,"TempCorrActualPOE50",-4.3651793717368701,"NA"]
[null,"SA","SSNN","Snuggery Industrial","SAPN","Summer","Coincident",2016,"TempCorrActualPOE10",-1.6008243842727901,"NA"]
[null,"SA","SSNN","Snuggery Industrial","SAPN","Winter","Coincident",2006,"TempCorrActualPOE10",29.382255690979601,"NA"]
[null,"SA","SSNN","Snuggery Industrial","SAPN","Winter","Coincident",2010,"TempCorrActualPOE10",30.577054679870301,"NA"]
[null,"SA","SSNN","Snuggery Industrial","SAPN","Winter","Coincident",2013,"TempCorrActualPOE50",9.8017544693627094,"NA"]
[null,"SA","SSNN","Snuggery Industrial","SAPN","Winter","Coincident",2015,"TempCorrActualPOE50",3.5917024940937798,"NA"]
[null,"SA","SSNN","Snuggery Industrial","SAPN","Winter","Coincident",2015,"TempCorrActualPOE10",3.76339687903985,"NA"]
[null,"SA","SSNR","Snuggery Rural","SAPN","Summer","Coincident",2009,"TempCorrActualPOE10",14.432110249486399,"NA"]
[null,"SA","SSNR","Snuggery Rural","SAPN","Summer","Coincident",2011,"TempCorrActualPOE10",13.9705177359385,"NA"]
[null,"SA","SSNR","Snuggery Rural","SAPN","Summer","Coincident",2014,"TempCorrActualPOE50",12.882364784104899,"NA"]
[null,"SA","SSNR","Snuggery Rural","SAPN","Summer","Coincident",2016,"TempCorrActualPOE50",9.9552241687769296,"NA"]
[null,"SA","SSNR","Snuggery Rural","SAPN","Winter","Coincident",2008,"TempCorrActualPOE50",12.8349652835426,"NA"]
[null,"SA","SSNR","Snuggery Rural","SAPN","Winter","Coincident",2010,"TempCorrActualPOE10",10.4588036469589,"NA"]
[null,"SA","SSNR","Snuggery Rural","SAPN","Winter","Coincident",2013,"TempCorrActualPOE10",10.494388090682101,"NA"]
[null,"SA","SSNR","Snuggery Rural","SAPN","Winter","Coincident",2015,"TempCorrActualPOE10",11.039084751859001,"NA"]
[null,"SA","STAL","Tailem Bend","SAPN","Summer","Coincident",2010,"TempCorrActualPOE50",20.506319386752399,"NA"]
[null,"SA","STAL","Tailem Bend","SAPN","Summer","Coincident",2013,"TempCorrActualPOE10",19.754323903505998,"NA"]
[null,"SA","STAL","Tailem Bend","SAPN","Summer","Coincident",2016,"TempCorrActualPOE50",19.5171028221759,"NA"]
[null,"SA","STAL","Tailem Bend","SAPN","Summer","Coincident",2016,"TempCorrActualPOE10",21.250209098004699,"NA"]
[null,"SA","STAL","Tailem Bend","SAPN","Winter","Coincident",2009,"TempCorrActualPOE10",15.372857537815699,"NA"]
[null,"SA","STAL","Tailem Bend","SAPN","Winter","Coincident",2012,"TempCorrActualPOE50",13.572116325827,"NA"]
[null,"SA","STEM","Templers","SAPN","Summer","Coincident",2009,"TempCorrActualPOE50",25.5345087365233,"NA"]
[null,"SA","STEM","Templers","SAPN","Summer","Coincident",2010,"TempCorrActualPOE50",26.0295898078469,"NA"]
[null,"SA","STEM","Templers","SAPN","Summer","Coincident",2012,"TempCorrActualPOE10",27.699363649139801,"NA"]
[null,"SA","STEM","Templers","SAPN","Summer","Coincident",2015,"TempCorrActualPOE50",22.719022336425301,"NA"]
[null,"SA","STEM","Templers","SAPN","Winter","Coincident",2008,"TempCorrActualPOE10",18.2871501871766,"NA"]
[null,"SA","STEM","Templers","SAPN","Winter","Coincident",2010,"TempCorrActualPOE50",20.146338531848102,"NA"]
[null,"SA","STEM","Templers","SAPN","Winter","Coincident",2013,"TempCorrActualPOE10",21.437878895740301,"NA"]
[null,"SA","SWAT","Waterloo","SAPN","Summer","Coincident",2012,"TempCorrActualPOE10",5.3923669029771704,"NA"]
[null,"SA","SWAT","Waterloo","SAPN","Summer","Coincident",2014,"TempCorrActualPOE10",9.5739935898611908,"NA"]
[null,"SA","SWAT","Waterloo","SAPN","Winter","Coincident",2012,"TempCorrActualPOE50",5.8917562112586097,"NA"]
[null,"SA","SWAT","Waterloo","SAPN","Winter","Coincident",2012,"TempCorrActualPOE10",6.0558280723143199,"NA"]
[null,"SA","SWMA","Woomera","ENet","Summer","Coincident",2007,"TempCorrActualPOE50","NA","NA"]
[null,"SA","SWMA","Woomera","ENet","Summer","Coincident",2008,"TempCorrActualPOE50","NA","NA"]
[null,"SA","SWMA","Woomera","ENet","Summer","Coincident",2010,"TempCorrActualPOE10","NA","NA"]
[null,"SA","SWMA","Woomera","ENet","Summer","Coincident",2013,"TempCorrActualPOE50","NA","NA"]
[null,"SA","SWMA","Woomera","ENet","Summer","Coincident",2016,"TempCorrActualPOE50","NA","NA"]
[null,"SA","SWMA","Woomera","ENet","Winter","Coincident",2008,"TempCorrActualPOE50","NA","NA"]
[null,"SA","SWMA","Woomera","ENet","Winter","Coincident",2009,"TempCorrActualPOE10","NA","NA"]
[null,"SA","SWMA","Woomera","ENet","Winter","Coincident",2012,"TempCorrActualPOE10","NA","NA"]
[null,"SA","SWMA","Woomera","ENet","Winter","Coincident",2014,"TempCorrActualPOE10","NA","NA"]
[null,"SA","SWUD","Wudinna","SAPN","Summer","Coincident",2008,"TempCorrActualPOE10",17.0792235521325,"NA"]
[null,"SA","SWUD","Wudinna","SAPN","Summer","Coincident",2009,"TempCorrActualPOE50",14.765022808652301,"NA"]
[null,"SA","SWUD","Wudinna","SAPN","Summer","Coincident",2013,"TempCorrActualPOE50",13.758173611342199,"NA"]
[null,"SA","SWUD","Wudinna","SAPN","Summer","Coincident",2013,"TempCorrActualPOE10",15.006649449602,"NA"]
[null,"SA","SWUD","Wudinna","SAPN","Winter","Coincident",2006,"TempCorrActualPOE10",9.9543991277247095,"NA"]
[null,"SA","SWUD","Wudinna","SAPN","Winter","Coincident",2007,"TempCorrActualPOE50",10.3556626983294,"NA"]
[null,"SA","SWUD","Wudinna","SAPN","Winter","Coincident",2010,"TempCorrActualPOE50",9.7327644395806008,"NA"]
[null,"SA","SWUD","Wudinna","SAPN","Winter","Coincident",2013,"TempCorrActualPOE50",9.5162797002819897,"NA"]
[null,"SA","SWUD","Wudinna","SAPN","Winter","Coincident",2015,"TempCorrActualPOE50",10.370496073516,"NA"]
[null,"SA","SYAD","Yadnarie","SAPN","Summer","Coincident",2007,"TempCorrActualPOE10",8.5125836802988495,"NA"]
[null,"SA","SYAD","Yadnarie","SAPN","Summer","Coincident",2010,"TempCorrActualPOE10",9.0514140623972708,"NA"]
[null,"SA","SYAD","Yadnarie","SAPN","Summer","Coincident",2013,"TempCorrActualPOE10",8.8070351096825892,"NA"]
[null,"SA","SYAD","Yadnarie","SAPN","Summer","Coincident",2016,"TempCorrActualPOE50",3.5465098992916202,"NA"]
[null,"SA","SYAD","Yadnarie","SAPN","Winter","Coincident",2007,"TempCorrActualPOE50",6.8424225729762904,"NA"]
[null,"SA","SYAD","Yadnarie","SAPN","Winter","Coincident",2010,"TempCorrActualPOE50",6.4015200690890302,"NA"]
[null,"SA","SYAD","Yadnarie","SAPN","Winter","Coincident",2011,"TempCorrActualPOE10",2.1466214279657101,"NA"]
[null,"SA","SYAD","Yadnarie","SAPN","Winter","Coincident",2012,"TempCorrActualPOE10",6.5632231263913097,"NA"]
[null,"SA","SYAD","Yadnarie","SAPN","Winter","Coincident",2015,"TempCorrActualPOE50",3.4973442267984698,"NA"]
[null,"SA","SMLB","Millbrook","ENet","Summer","Coincident",2008,"TempCorrActualPOE50","NA","NA"]
[null,"SA","SMLB","Millbrook","ENet","Summer","Coincident",2011,"TempCorrActualPOE50","NA","NA"]
[null,"SA","SMLB","Millbrook","ENet","Summer","Coincident",2014,"TempCorrActualPOE10","NA","NA"]
[null,"SA","SMLB","Millbrook","ENet","Summer","Coincident",2016,"TempCorrActualPOE50","NA","NA"]
[null,"SA","SMLB","Millbrook","ENet","Winter","Coincident",2007,"TempCorrActualPOE10","NA","NA"]
[null,"SA","SMLB","Millbrook","ENet","Winter","Coincident",2010,"TempCorrActualPOE50","NA","NA"]
[null,"SA","SMLB","Millbrook","ENet","Winter","Coincident",2012,"TempCorrActualPOE10","NA","NA"]
[null,"SA","SMLB","Millbrook","ENet","Winter","Coincident",2015,"TempCorrActualPOE50","NA","NA"]
[null,"SA","ADEL","Adelaide Central","SAPN","Summer","Coincident",2007,"TempCorrActualPOE10",200.802940989451,"NA"]
[null,"SA","ADEL","Adelaide Central","SAPN","Summer","Coincident",2011,"TempCorrActualPOE50",203.72149227216499,"NA"]
[null,"SA","ADEL","Adelaide Central","SAPN","Summer","Coincident",2013,"TempCorrActualPOE50",172.981189939643,"NA"]
[null,"SA","ADEL","Adelaide Central","SAPN","Summer","Coincident",2013,"TempCorrActualPOE10",183.17513781965499,"NA"]
[null,"SA","ADEL","Adelaide Central","SAPN","Summer","Coincident",2016,"TempCorrActualPOE50",169.82500939418401,"NA"]
[null,"SA","ADEL","Adelaide Central","SAPN","Winter","Coincident",2008,"TempCorrActualPOE10",88.197077731043706,"NA"]
[null,"SA","ADEL","Adelaide Central","SAPN","Winter","Coincident",2010,"TempCorrActualPOE50",94.527246677519898,"NA"]
[null,"SA","ADEL","Adelaide Central","SAPN","Winter","Coincident",2012,"TempCorrActualPOE10",84.813178329691496,"NA"]
[null,"SA","ADEL","Adelaide Central","SAPN","Winter","Coincident",2015,"TempCorrActualPOE50",95.994198600892204,"NA"]
[null,"SA","EAST","Eastern Suburbs","SAPN","Summer","Coincident",2008,"TempCorrActualPOE10",770.72574733584997,"NA"]
[null,"SA","EAST","Eastern Suburbs","SAPN","Summer","Coincident",2011,"TempCorrActualPOE10",753.56383321395697,"NA"]
[null,"SA","EAST","Eastern Suburbs","SAPN","Summer","Coincident",2013,"TempCorrActualPOE10",691.63980392623205,"NA"]
[null,"SA","EAST","Eastern Suburbs","SAPN","Summer","Coincident",2016,"TempCorrActualPOE50",657.81462427176405,"NA"]
[null,"SA","EAST","Eastern Suburbs","SAPN","Winter","Coincident",2007,"TempCorrActualPOE50",474.17397539295501,"NA"]
[null,"SA","EAST","Eastern Suburbs","SAPN","Winter","Coincident",2010,"TempCorrActualPOE50",496.53685906962897,"NA"]
[null,"SA","EAST","Eastern Suburbs","SAPN","Winter","Coincident",2012,"TempCorrActualPOE10",483.96887204768001,"NA"]
[null,"SA","EAST","Eastern Suburbs","SAPN","Winter","Coincident",2013,"TempCorrActualPOE10",494.70321365231501,"NA"]
[null,"SA","EAST","Eastern Suburbs","SAPN","Winter","Coincident",2015,"TempCorrActualPOE50",479.00457321925802,"NA"]
[null,"SA","SOUT","Southern Suburbs","SAPN","Summer","Coincident",2010,"TempCorrActualPOE50",621.66329412712696,"NA"]
[null,"SA","SOUT","Southern Suburbs","SAPN","Summer","Coincident",2011,"TempCorrActualPOE50",624.13127818804901,"NA"]
[null,"SA","SOUT","Southern Suburbs","SAPN","Summer","Coincident",2013,"TempCorrActualPOE10",685.00327867019496,"NA"]
[null,"SA","SOUT","Southern Suburbs","SAPN","Summer","Coincident",2016,"TempCorrActualPOE10",653.238800130394,"NA"]
[null,"SA","SOUT","Southern Suburbs","SAPN","Winter","Coincident",2007,"TempCorrActualPOE10",507.42059407451302,"NA"]
[null,"SA","SOUT","Southern Suburbs","SAPN","Winter","Coincident",2010,"TempCorrActualPOE50",508.30688011795797,"NA"]
[null,"SA","SOUT","Southern Suburbs","SAPN","Winter","Coincident",2012,"TempCorrActualPOE50",498.59656071362298,"NA"]
[null,"SA","SOUT","Southern Suburbs","SAPN","Winter","Coincident",2015,"TempCorrActualPOE50",491.273144094933,"NA"]
[null,"SA","WEST","Western Suburbs","SAPN","Summer","Coincident",2008,"TempCorrActualPOE10",457.65144375516502,"NA"]
[null,"SA","WEST","Western Suburbs","SAPN","Summer","Coincident",2011,"TempCorrActualPOE50",429.03900950423099,"NA"]
[null,"SA","WEST","Western Suburbs","SAPN","Summer","Coincident",2013,"TempCorrActualPOE10",411.03943757942801,"NA"]
[null,"SA","WEST","Western Suburbs","SAPN","Summer","Coincident",2015,"TempCorrActualPOE50",405.98181899191098,"NA"]
[null,"SA","WEST","Western Suburbs","SAPN","Summer","Coincident",2016,"TempCorrActualPOE50",388.28585015107802,"NA"]
[null,"SA","WEST","Western Suburbs","SAPN","Winter","Coincident",2007,"TempCorrActualPOE10",348.18397189314902,"NA"]
[null,"SA","WEST","Western Suburbs","SAPN","Winter","Coincident",2010,"TempCorrActualPOE10",294.69596818467397,"NA"]
[null,"SA","WEST","Western Suburbs","SAPN","Winter","Coincident",2012,"TempCorrActualPOE10",338.645832895213,"NA"]
[null,"SA","NORT","Northern Suburbs","SAPN","Summer","Coincident",2007,"TempCorrActualPOE50",287.552610669167,"NA"]
[null,"SA","NORT","Northern Suburbs","SAPN","Summer","Coincident",2008,"TempCorrActualPOE10",333.872081196941,"NA"]
[null,"SA","NORT","Northern Suburbs","SAPN","Summer","Coincident",2011,"TempCorrActualPOE50",329.60697862406602,"NA"]
[null,"SA","NORT","Northern Suburbs","SAPN","Summer","Coincident",2013,"TempCorrActualPOE10",334.98316556232197,"NA"]
[null,"SA","NORT","Northern Suburbs","SAPN","Summer","Coincident",2016,"TempCorrActualPOE50",297.51663194742599,"NA"]
[null,"SA","NORT","Northern Suburbs","SAPN","Winter","Coincident",2007,"TempCorrActualPOE10",223.809733259502,"NA"]
[null,"SA","NORT","Northern Suburbs","SAPN","Winter","Coincident",2009,"TempCorrActualPOE50",213.09397377608499,"NA"]
[null,"SA","NORT","Northern Suburbs","SAPN","Winter","Coincident",2012,"TempCorrActualPOE10",227.46196539696101,"NA"]
[null,"SA","NORT","Northern Suburbs","SAPN","Winter","Coincident",2015,"TempCorrActualPOE50",224.87392803706601,"NA"]
[null,"SA","NORT","Northern Suburbs","SAPN","Winter","Coincident",2015,"TempCorrActualPOE10",232.721921492614,"NA"]
[null,"SA","PPIR","Port Pirie Network","SAPN","Summer","Coincident",2008,"TempCorrActualPOE10",62.082910326961802,"NA"]
[null,"SA","PPIR","Port Pirie Network","SAPN","Summer","Coincident",2012,"TempCorrActualPOE50",64.3338499399607,"NA"]
[null,"SA","PPIR","Port Pirie Network","SAPN","Summer","Coincident",2013,"TempCorrActualPOE10",53.103903909011102,"NA"]
[null,"SA","PPIR","Port Pirie Network","SAPN","Summer","Coincident",2016,"TempCorrActualPOE50",40.996864344817197,"NA"]
[null,"SA","PPIR","Port Pirie Network","SAPN","Winter","Coincident",2007,"TempCorrActualPOE10",60.444220567900402,"NA"]
[null,"SA","PPIR","Port Pirie Network","SAPN","Winter","Coincident",2010,"TempCorrActualPOE50",58.4954376166543,"NA"]
[null,"SA","PPIR","Port Pirie Network","SAPN","Winter","Coincident",2013,"TempCorrActualPOE50",51.141926452707501,"NA"]
[null,"SA","PPIR","Port Pirie Network","SAPN","Winter","Coincident",2014,"TempCorrActualPOE50",40.211742227636101,"NA"]
[null,"SA","BERR","Berri","SAPN","Summer","Coincident",2008,"TempCorrActualPOE10",79.302857377361093,"NA"]
[null,"SA","BERR","Berri","SAPN","Summer","Coincident",2010,"TempCorrActualPOE10",89.822625354228407,"NA"]
[null,"SA","BERR","Berri","SAPN","Summer","Coincident",2013,"TempCorrActualPOE10",82.199390426986298,"NA"]
[null,"SA","BERR","Berri","SAPN","Summer","Coincident",2016,"TempCorrActualPOE50",76.651681106911695,"NA"]
[null,"SA","BERR","Berri","SAPN","Winter","Coincident",2006,"TempCorrActualPOE50",44.592545754535401,"NA"]
[null,"SA","BERR","Berri","SAPN","Winter","Coincident",2007,"TempCorrActualPOE10",43.810572796318802,"NA"]
[null,"SA","BERR","Berri","SAPN","Winter","Coincident",2010,"TempCorrActualPOE10",44.703227904092003,"NA"]
[null,"SA","BERR","Berri","SAPN","Winter","Coincident",2012,"TempCorrActualPOE10",45.067327842104902,"NA"]
[null,"SA","BERR","Berri","SAPN","Winter","Coincident",2015,"TempCorrActualPOE50",42.795772307855103,"NA"]
[null,"SA","BLAN","Blanche","SAPN","Summer","Coincident",2009,"TempCorrActualPOE50",34.6799050133354,"NA"]
[null,"SA","BLAN","Blanche","SAPN","Summer","Coincident",2011,"TempCorrActualPOE50",34.043312368379901,"NA"]
[null,"SA","BLAN","Blanche","SAPN","Summer","Coincident",2014,"TempCorrActualPOE50",27.008823083926298,"NA"]
[null,"SA","BLAN","Blanche","SAPN","Summer","Coincident",2015,"TempCorrActualPOE10",27.086058098613101,"NA"]
[null,"SA","BLAN","Blanche","SAPN","Winter","Coincident",2007,"TempCorrActualPOE10",32.2418857293871,"NA"]
[null,"SA","BLAN","Blanche","SAPN","Winter","Coincident",2010,"TempCorrActualPOE10",35.6354383551759,"NA"]
[null,"SA","BLAN","Blanche","SAPN","Winter","Coincident",2011,"TempCorrActualPOE50",31.5802916788044,"NA"]
[null,"SA","BLAN","Blanche","SAPN","Winter","Coincident",2015,"TempCorrActualPOE50",32.441584892772603,"NA"]
[null,"SA","BARK","Mt Barker and Mt Barker South","SAPN","Summer","Coincident",2007,"TempCorrActualPOE10",68.677153643322001,"NA"]
[null,"SA","BARK","Mt Barker and Mt Barker South","SAPN","Summer","Coincident",2008,"TempCorrActualPOE10",81.7221061570892,"NA"]
[null,"SA","BARK","Mt Barker and Mt Barker South","SAPN","Summer","Coincident",2011,"TempCorrActualPOE10",91.586229260479499,"NA"]
[null,"SA","BARK","Mt Barker and Mt Barker South","SAPN","Summer","Coincident",2014,"TempCorrActualPOE50",78.090343540728199,"NA"]
[null,"SA","BARK","Mt Barker and Mt Barker South","SAPN","Summer","Coincident",2016,"TempCorrActualPOE50",76.613259723286006,"NA"]
[null,"SA","BARK","Mt Barker and Mt Barker South","SAPN","Winter","Coincident",2008,"TempCorrActualPOE50",74.8050730419953,"NA"]
[null,"SA","BARK","Mt Barker and Mt Barker South","SAPN","Winter","Coincident",2009,"TempCorrActualPOE10",80.403525376527895,"NA"]
[null,"SA","BARK","Mt Barker and Mt Barker South","SAPN","Winter","Coincident",2012,"TempCorrActualPOE10",77.651795438065093,"NA"]
[null,"SA","BARK","Mt Barker and Mt Barker South","SAPN","Winter","Coincident",2015,"TempCorrActualPOE50",73.950714004803004,"NA"]
[null,"SA","WYAL","Whyalla and Whyalla Central","SAPN","Summer","Coincident",2008,"TempCorrActualPOE10",54.8532622756764,"NA"]
[null,"SA","WYAL","Whyalla and Whyalla Central","SAPN","Summer","Coincident",2011,"TempCorrActualPOE10",55.788993899005597,"NA"]
[null,"SA","WYAL","Whyalla and Whyalla Central","SAPN","Summer","Coincident",2012,"TempCorrActualPOE10",62.370045386209902,"NA"]
[null,"SA","WYAL","Whyalla and Whyalla Central","SAPN","Summer","Coincident",2016,"TempCorrActualPOE50",48.147612385808898,"NA"]
[null,"SA","WYAL","Whyalla and Whyalla Central","SAPN","Summer","Coincident",2016,"TempCorrActualPOE10",50.609848472922003,"NA"]
[null,"SA","WYAL","Whyalla and Whyalla Central","SAPN","Winter","Coincident",2008,"TempCorrActualPOE50",38.5634825759834,"NA"]
[null,"SA","WYAL","Whyalla and Whyalla Central","SAPN","Winter","Coincident",2010,"TempCorrActualPOE10",60.6090659499786,"NA"]
[null,"SA","WYAL","Whyalla and Whyalla Central","SAPN","Winter","Coincident",2013,"TempCorrActualPOE50",57.868421156217202,"NA"]
[null,"SA","SPDIST","Stony Point Distribution","SAPN","Summer","Coincident",2010,"TempCorrActualPOE10",4.84760979150601E-2,"NA"]
[null,"SA","SPDIST","Stony Point Distribution","SAPN","Summer","Coincident",2012,"TempCorrActualPOE50",3.76688599848886E-2,"NA"]
[null,"SA","SPDIST","Stony Point Distribution","SAPN","Summer","Coincident",2014,"TempCorrActualPOE50",3.5536616506433499E-2,"NA"]
[null,"SA","SPDIST","Stony Point Distribution","SAPN","Summer","Coincident",2016,"TempCorrActualPOE10",3.2038560470949003E-2,"NA"]
[null,"SA","SPDIST","Stony Point Distribution","SAPN","Winter","Coincident",2011,"TempCorrActualPOE10",5.4681420269590303E-2,"NA"]
[null,"SA","SPDIST","Stony Point Distribution","SAPN","Winter","Coincident",2012,"TempCorrActualPOE10",2.4702180370878599E-2,"NA"]
[null,"SA","SPREF","Stony Point Industrial","ENet","Summer","Coincident",2007,"TempCorrActualPOE10","NA","NA"]
[null,"SA","SPREF","Stony Point Industrial","ENet","Summer","Coincident",2010,"TempCorrActualPOE50","NA","NA"]
[null,"SA","SPREF","Stony Point Industrial","ENet","Summer","Coincident",2012,"TempCorrActualPOE50","NA","NA"]
[null,"SA","SPREF","Stony Point Industrial","ENet","Summer","Coincident",2012,"TempCorrActualPOE10","NA","NA"]
[null,"SA","SPREF","Stony Point Industrial","ENet","Summer","Coincident",2015,"TempCorrActualPOE10","NA","NA"]
[null,"SA","SPREF","Stony Point Industrial","ENet","Winter","Coincident",2006,"TempCorrActualPOE50","NA","NA"]
[null,"SA","SPREF","Stony Point Industrial","ENet","Winter","Coincident",2009,"TempCorrActualPOE50","NA","NA"]
[null,"SA","SPREF","Stony Point Industrial","ENet","Winter","Coincident",2012,"TempCorrActualPOE50","NA","NA"]
[null,"SA","SPREF","Stony Point Industrial","ENet","Winter","Coincident",2015,"TempCorrActualPOE50","NA","NA"]
[null,"SA","SANC","Angas Creek","SAPN","Summer","Non-Coincident",2008,"Actual",20.24652,"NA"]
[null,"SA","SANC","Angas Creek","SAPN","Summer","Non-Coincident",2011,"Actual",22.53754,"NA"]
[null,"SA","SANC","Angas Creek","SAPN","Summer","Non-Coincident",2013,"Actual",17.838100000000001,"NA"]
[null,"SA","SANC","Angas Creek","SAPN","Winter","Non-Coincident",2014,"Actual",14.83986,"NA"]
[null,"SA","SARW","Ardrossan West","SAPN","Summer","Non-Coincident",2008,"Actual",13.241382,"NA"]
[null,"SA","SARW","Ardrossan West","SAPN","Winter","Non-Coincident",2010,"Actual",10.091951999999999,"NA"]
[null,"SA","SARW","Ardrossan West","SAPN","Summer","Non-Coincident",2011,"Actual",12.128159999999999,"NA"]
[null,"SA","SARW","Ardrossan West","SAPN","Summer","Non-Coincident",2013,"Actual",11.58042,"NA"]
[null,"SA","SARW","Ardrossan West","SAPN","Winter","Non-Coincident",2015,"Actual",10.518586000000001,"NA"]
[null,"SA","SBAC","Back Callington","ENet","Summer","Non-Coincident",2015,"Actual","NA","NA"]
[null,"SA","SBAC","Back Callington","ENet","Summer","Non-Coincident",2016,"Actual","NA","NA"]
[null,"SA","SBAR","Baroota","SAPN","Winter","Non-Coincident",2008,"Actual",6.3094140000000003,"NA"]
[null,"SA","SBAR","Baroota","SAPN","Summer","Non-Coincident",2011,"Actual",8.5149360000000005,"NA"]
[null,"SA","SBAR","Baroota","SAPN","Winter","Non-Coincident",2013,"Actual",5.8943019999999997,"NA"]
[null,"SA","SBAR","Baroota","SAPN","Summer","Non-Coincident",2015,"Actual",7.0993839999999997,"NA"]
[null,"SA","SBHP","Whyalla Terminal LMF","SAPN","Winter","Non-Coincident",2008,"Actual","NA","NA"]
[null,"SA","SBHP","Whyalla Terminal LMF","SAPN","Summer","Non-Coincident",2011,"Actual","NA","NA"]
[null,"SA","SBHP","Whyalla Terminal LMF","SAPN","Winter","Non-Coincident",2013,"Actual","NA","NA"]
[null,"SA","SBHP","Whyalla Terminal LMF","SAPN","Summer","Non-Coincident",2016,"Actual","NA","NA"]
[null,"SA","SBRK","Brinkworth","SAPN","Summer","Non-Coincident",2007,"Actual",10.247356,"NA"]
[null,"SA","SBRK","Brinkworth","SAPN","Winter","Non-Coincident",2008,"Actual",7.9696100000000003,"NA"]
[null,"SA","SBRK","Brinkworth","SAPN","Summer","Non-Coincident",2011,"Actual",9.8738100000000006,"NA"]
[null,"SA","SBRK","Brinkworth","SAPN","Winter","Non-Coincident",2013,"Actual",4.5834780000000004,"NA"]
[null,"SA","SBRK","Brinkworth","SAPN","Summer","Non-Coincident",2016,"Actual",9.53674,"NA"]
[null,"SA","SCLN","Clare North","SAPN","Summer","Non-Coincident",2013,"Actual",12.353286000000001,"NA"]
[null,"SA","SDAL","Dalrymple","SAPN","Winter","Non-Coincident",2006,"Actual",6.3556980000000003,"NA"]
[null,"SA","SDAL","Dalrymple","SAPN","Summer","Non-Coincident",2008,"Actual",9.4219159999999995,"NA"]
[null,"SA","SDAL","Dalrymple","SAPN","Winter","Non-Coincident",2010,"Actual",7.7901819999999997,"NA"]
[null,"SA","SDAL","Dalrymple","SAPN","Summer","Non-Coincident",2013,"Actual",7.9644880000000002,"NA"]
[null,"SA","SDAL","Dalrymple","SAPN","Winter","Non-Coincident",2015,"Actual",7.3152499999999998,"NA"]
[null,"SA","SDAV","Davenport","ENet","Winter","Non-Coincident",2006,"Actual","NA","NA"]
[null,"SA","SDAV","Davenport","ENet","Winter","Non-Coincident",2010,"Actual","NA","NA"]
[null,"SA","SDAV","Davenport","ENet","Summer","Non-Coincident",2013,"Actual","NA","NA"]
[null,"SA","SDAV","Davenport","ENet","Summer","Non-Coincident",2015,"Actual","NA","NA"]
[null,"SA","SDAV","Davenport","ENet","Winter","Non-Coincident",2015,"Actual","NA","NA"]
[null,"SA","SDAW","Davenport West","SAPN","Winter","Non-Coincident",2011,"Actual",19.449103999999998,"NA"]
[null,"SA","SDAW","Davenport West","SAPN","Summer","Non-Coincident",2015,"Actual",25.389223999999999,"NA"]
[null,"SA","SDRN","Dorrien","SAPN","Winter","Non-Coincident",2006,"Actual",40.652312000000002,"NA"]
[null,"SA","SDRN","Dorrien","SAPN","Winter","Non-Coincident",2008,"Actual",44.359895999999999,"NA"]
[null,"SA","SDRN","Dorrien","SAPN","Winter","Non-Coincident",2011,"Actual",42.596798,"NA"]
[null,"SA","SDRN","Dorrien","SAPN","Summer","Non-Coincident",2014,"Actual",56.588132000000002,"NA"]
[null,"SA","SHUM","Hummocks","SAPN","Summer","Non-Coincident",2007,"Actual",11.419228,"NA"]
[null,"SA","SHUM","Hummocks","SAPN","Summer","Non-Coincident",2009,"Actual",24.155652,"NA"]
[null,"SA","SHUM","Hummocks","SAPN","Winter","Non-Coincident",2011,"Actual",27.636372000000001,"NA"]
[null,"SA","SHUM","Hummocks","SAPN","Winter","Non-Coincident",2013,"Actual",9.8773,"NA"]
[null,"SA","SKAD","Kadina East","SAPN","Winter","Non-Coincident",2006,"Actual",15.000617999999999,"NA"]
[null,"SA","SKAD","Kadina East","SAPN","Summer","Non-Coincident",2007,"Actual",20.040430000000001,"NA"]
[null,"SA","SKAD","Kadina East","SAPN","Summer","Non-Coincident",2009,"Actual",25.299693999999999,"NA"]
[null,"SA","SKAD","Kadina East","SAPN","Winter","Non-Coincident",2011,"Actual",17.881900000000002,"NA"]
[null,"SA","SKAD","Kadina East","SAPN","Winter","Non-Coincident",2015,"Actual",20.044640000000001,"NA"]
[null,"SA","SKAN","Kanmantoo","SAPN","Winter","Non-Coincident",2006,"Actual",1.0782579999999999,"NA"]
[null,"SA","SKAN","Kanmantoo","SAPN","Winter","Non-Coincident",2009,"Actual",1.36128,"NA"]
[null,"SA","SKAN","Kanmantoo","SAPN","Summer","Non-Coincident",2012,"Actual",1.4099839999999999,"NA"]
[null,"SA","SKAN","Kanmantoo","SAPN","Summer","Non-Coincident",2014,"Actual",1.6627400000000001,"NA"]
[null,"SA","SKAN","Kanmantoo","SAPN","Winter","Non-Coincident",2015,"Actual",1.555728,"NA"]
[null,"SA","SKET","Keith","SAPN","Summer","Non-Coincident",2009,"Actual",29.192148,"NA"]
[null,"SA","SKET","Keith","SAPN","Winter","Non-Coincident",2011,"Actual",13.051119999999999,"NA"]
[null,"SA","SKET","Keith","SAPN","Summer","Non-Coincident",2014,"Actual",25.373816000000001,"NA"]
[null,"SA","SKNC","Kincraig","SAPN","Winter","Non-Coincident",2006,"Actual",16.590568000000001,"NA"]
[null,"SA","SKNC","Kincraig","SAPN","Summer","Non-Coincident",2007,"Actual",21.676672,"NA"]
[null,"SA","SKNC","Kincraig","SAPN","Winter","Non-Coincident",2010,"Actual",20.083335999999999,"NA"]
[null,"SA","SKNC","Kincraig","SAPN","Winter","Non-Coincident",2011,"Actual",19.661460000000002,"NA"]
[null,"SA","SKNC","Kincraig","SAPN","Summer","Non-Coincident",2014,"Actual",21.834447999999998,"NA"]
[null,"SA","SLCC","Leigh Creek","ENet","Winter","Non-Coincident",2006,"Actual","NA","NA"]
[null,"SA","SLCC","Leigh Creek","ENet","Summer","Non-Coincident",2009,"Actual","NA","NA"]
[null,"SA","SLCC","Leigh Creek","ENet","Winter","Non-Coincident",2012,"Actual","NA","NA"]
[null,"SA","SLCC","Leigh Creek","ENet","Summer","Non-Coincident",2014,"Actual","NA","NA"]
[null,"SA","SLCS","Leigh Creek South","SAPN","Summer","Non-Coincident",2007,"Actual",1.48265,"NA"]
[null,"SA","SLCS","Leigh Creek South","SAPN","Summer","Non-Coincident",2009,"Actual",1.690672,"NA"]
[null,"SA","SLCS","Leigh Creek South","SAPN","Winter","Non-Coincident",2011,"Actual",1.4137459999999999,"NA"]
[null,"SA","SLCS","Leigh Creek South","SAPN","Winter","Non-Coincident",2014,"Actual",1.431262,"NA"]
[null,"SA","SLCS","Leigh Creek South","SAPN","Winter","Non-Coincident",2015,"Actual",1.325008,"NA"]
[null,"SA","SMA1","Mannum - Adelaide Pipeline 1","ENet","Summer","Non-Coincident",2007,"Actual","NA","NA"]
[null,"SA","SMA1","Mannum - Adelaide Pipeline 1","ENet","Summer","Non-Coincident",2011,"Actual","NA","NA"]
[null,"SA","SMA1","Mannum - Adelaide Pipeline 1","ENet","Winter","Non-Coincident",2011,"Actual","NA","NA"]
[null,"SA","SMA1","Mannum - Adelaide Pipeline 1","ENet","Winter","Non-Coincident",2014,"Actual","NA","NA"]
[null,"SA","SMA2","Mannum - Adelaide Pipeline 2","ENet","Winter","Non-Coincident",2007,"Actual","NA","NA"]
[null,"SA","SMA2","Mannum - Adelaide Pipeline 2","ENet","Summer","Non-Coincident",2009,"Actual","NA","NA"]
[null,"SA","SMA2","Mannum - Adelaide Pipeline 2","ENet","Summer","Non-Coincident",2012,"Actual","NA","NA"]
[null,"SA","SMA2","Mannum - Adelaide Pipeline 2","ENet","Summer","Non-Coincident",2014,"Actual","NA","NA"]
[null,"SA","SMA3","Mannum - Adelaide Pipeline 3","ENet","Summer","Non-Coincident",2007,"Actual","NA","NA"]
[null,"SA","SMA3","Mannum - Adelaide Pipeline 3","ENet","Winter","Non-Coincident",2009,"Actual","NA","NA"]
[null,"SA","SMA3","Mannum - Adelaide Pipeline 3","ENet","Winter","Non-Coincident",2011,"Actual","NA","NA"]
[null,"SA","SMA3","Mannum - Adelaide Pipeline 3","ENet","Winter","Non-Coincident",2014,"Actual","NA","NA"]
[null,"SA","SMA3","Mannum - Adelaide Pipeline 3","ENet","Summer","Non-Coincident",2016,"Actual","NA","NA"]
[null,"SA","SMAN","Mannum","SAPN","Summer","Non-Coincident",2009,"Actual",11.229139999999999,"NA"]
[null,"SA","SMAN","Mannum","SAPN","Winter","Non-Coincident",2009,"Actual",8.0272799999999993,"NA"]
[null,"SA","SMAN","Mannum","SAPN","Winter","Non-Coincident",2012,"Actual",7.5522159999999996,"NA"]
[null,"SA","SMAN","Mannum","SAPN","Winter","Non-Coincident",2014,"Actual",7.7474080000000001,"NA"]
[null,"SA","SMBK","Middleback 132 kV","ENet","Summer","Non-Coincident",2008,"Actual","NA","NA"]
[null,"SA","SMBK","Middleback 132 kV","ENet","Summer","Non-Coincident",2009,"Actual","NA","NA"]
[null,"SA","SMBK","Middleback 132 kV","ENet","Summer","Non-Coincident",2012,"Actual","NA","NA"]
[null,"SA","SMBK","Middleback 132 kV","ENet","Winter","Non-Coincident",2014,"Actual","NA","NA"]
[null,"SA","SMBL","Mobilong","SAPN","Summer","Non-Coincident",2007,"Actual",31.409084,"NA"]
[null,"SA","SMBL","Mobilong","SAPN","Winter","Non-Coincident",2009,"Actual",27.590108000000001,"NA"]
[null,"SA","SMBL","Mobilong","SAPN","Summer","Non-Coincident",2011,"Actual",41.234743999999999,"NA"]
[null,"SA","SMBL","Mobilong","SAPN","Winter","Non-Coincident",2014,"Actual",29.352419999999999,"NA"]
[null,"SA","SMDL","Middleback 33 kV","ENet","Winter","Non-Coincident",2006,"Actual","NA","NA"]
[null,"SA","SMDL","Middleback 33 kV","ENet","Summer","Non-Coincident",2009,"Actual","NA","NA"]
[null,"SA","SMDL","Middleback 33 kV","ENet","Winter","Non-Coincident",2009,"Actual","NA","NA"]
[null,"SA","SMDL","Middleback 33 kV","ENet","Summer","Non-Coincident",2013,"Actual","NA","NA"]
[null,"SA","SMDL","Middleback 33 kV","ENet","Winter","Non-Coincident",2014,"Actual","NA","NA"]
[null,"SA","SMGA","Mt Gambier","SAPN","Summer","Non-Coincident",2007,"Actual",36.162292000000001,"NA"]
[null,"SA","SMGA","Mt Gambier","SAPN","Winter","Non-Coincident",2009,"Actual",44.598616,"NA"]
[null,"SA","SMGA","Mt Gambier","SAPN","Summer","Non-Coincident",2012,"Actual",33.702896000000003,"NA"]
[null,"SA","SMGA","Mt Gambier","SAPN","Summer","Non-Coincident",2015,"Actual",38.426451999999998,"NA"]
[null,"SA","SMGU","Mt Gunson","SAPN","Summer","Non-Coincident",2007,"Actual",0.148086,"NA"]
[null,"SA","SMGU","Mt Gunson","SAPN","Winter","Non-Coincident",2009,"Actual",0.119564,"NA"]
[null,"SA","SMGU","Mt Gunson","SAPN","Winter","Non-Coincident",2011,"Actual",0.160444,"NA"]
[null,"SA","SMGU","Mt Gunson","SAPN","Winter","Non-Coincident",2014,"Actual",0.12131,"NA"]
[null,"SA","SMH1","Murray Bridge - Hahndorf Pipeline 1","ENet","Summer","Non-Coincident",2007,"Actual","NA","NA"]
[null,"SA","SMH1","Murray Bridge - Hahndorf Pipeline 1","ENet","Summer","Non-Coincident",2008,"Actual","NA","NA"]
[null,"SA","SMH1","Murray Bridge - Hahndorf Pipeline 1","ENet","Winter","Non-Coincident",2009,"Actual","NA","NA"]
[null,"SA","SMH1","Murray Bridge - Hahndorf Pipeline 1","ENet","Summer","Non-Coincident",2012,"Actual","NA","NA"]
[null,"SA","SMH1","Murray Bridge - Hahndorf Pipeline 1","ENet","Winter","Non-Coincident",2014,"Actual","NA","NA"]
[null,"SA","SMH2","Murray Bridge - Hahndorf Pipeline 2","ENet","Summer","Non-Coincident",2007,"Actual","NA","NA"]
[null,"SA","SMH2","Murray Bridge - Hahndorf Pipeline 2","ENet","Summer","Non-Coincident",2010,"Actual","NA","NA"]
[null,"SA","SMH2","Murray Bridge - Hahndorf Pipeline 2","ENet","Summer","Non-Coincident",2012,"Actual","NA","NA"]
[null,"SA","SMH2","Murray Bridge - Hahndorf Pipeline 2","ENet","Winter","Non-Coincident",2014,"Actual","NA","NA"]
[null,"SA","SMH3","Murray Bridge - Hahndorf Pipeline 3","ENet","Winter","Non-Coincident",2006,"Actual","NA","NA"]
[null,"SA","SMH3","Murray Bridge - Hahndorf Pipeline 3","ENet","Winter","Non-Coincident",2009,"Actual","NA","NA"]
[null,"SA","SMH3","Murray Bridge - Hahndorf Pipeline 3","ENet","Summer","Non-Coincident",2012,"Actual","NA","NA"]
[null,"SA","SMH3","Murray Bridge - Hahndorf Pipeline 3","ENet","Summer","Non-Coincident",2013,"Actual","NA","NA"]
[null,"SA","SMW1","Morgan - Whyalla Pipeline 1","ENet","Summer","Non-Coincident",2007,"Actual","NA","NA"]
[null,"SA","SMW1","Morgan - Whyalla Pipeline 1","ENet","Winter","Non-Coincident",2008,"Actual","NA","NA"]
[null,"SA","SMW1","Morgan - Whyalla Pipeline 1","ENet","Winter","Non-Coincident",2009,"Actual","NA","NA"]
[null,"SA","SMW1","Morgan - Whyalla Pipeline 1","ENet","Summer","Non-Coincident",2012,"Actual","NA","NA"]
[null,"SA","SMW1","Morgan - Whyalla Pipeline 1","ENet","Summer","Non-Coincident",2015,"Actual","NA","NA"]
[null,"SA","SMW2","Morgan - Whyalla Pipeline 2","ENet","Summer","Non-Coincident",2007,"Actual","NA","NA"]
[null,"SA","SMW2","Morgan - Whyalla Pipeline 2","ENet","Winter","Non-Coincident",2009,"Actual","NA","NA"]
[null,"SA","SMW2","Morgan - Whyalla Pipeline 2","ENet","Winter","Non-Coincident",2011,"Actual","NA","NA"]
[null,"SA","SMW2","Morgan - Whyalla Pipeline 2","ENet","Winter","Non-Coincident",2014,"Actual","NA","NA"]
[null,"SA","SMW3","Morgan - Whyalla Pipeline 3","ENet","Summer","Non-Coincident",2007,"Actual","NA","NA"]
[null,"SA","SMW3","Morgan - Whyalla Pipeline 3","ENet","Winter","Non-Coincident",2009,"Actual","NA","NA"]
[null,"SA","SMW3","Morgan - Whyalla Pipeline 3","ENet","Summer","Non-Coincident",2012,"Actual","NA","NA"]
[null,"SA","SMW3","Morgan - Whyalla Pipeline 3","ENet","Winter","Non-Coincident",2013,"Actual","NA","NA"]
[null,"SA","SMW4","Morgan - Whyalla Pipeline 4","ENet","Summer","Non-Coincident",2007,"Actual","NA","NA"]
[null,"SA","SMW4","Morgan - Whyalla Pipeline 4","ENet","Winter","Non-Coincident",2009,"Actual","NA","NA"]
[null,"SA","SMW4","Morgan - Whyalla Pipeline 4","ENet","Summer","Non-Coincident",2010,"Actual","NA","NA"]
[null,"SA","SMW4","Morgan - Whyalla Pipeline 4","ENet","Summer","Non-Coincident",2012,"Actual","NA","NA"]
[null,"SA","SMW4","Morgan - Whyalla Pipeline 4","ENet","Winter","Non-Coincident",2015,"Actual","NA","NA"]
[null,"SA","SNEU","Neuroodla","SAPN","Summer","Non-Coincident",2007,"Actual",0.71776200000000001,"NA"]
[null,"SA","SNEU","Neuroodla","SAPN","Winter","Non-Coincident",2009,"Actual",0.82052999999999998,"NA"]
[null,"SA","SNEU","Neuroodla","SAPN","Summer","Non-Coincident",2012,"Actual",1.7946059999999999,"NA"]
[null,"SA","SNEU","Neuroodla","SAPN","Winter","Non-Coincident",2014,"Actual",0.85164200000000001,"NA"]
[null,"SA","SNWB","North West Bend","SAPN","Summer","Non-Coincident",2007,"Actual",29.348839999999999,"NA"]
[null,"SA","SNWB","North West Bend","SAPN","Winter","Non-Coincident",2008,"Actual",12.984712,"NA"]
[null,"SA","SNWB","North West Bend","SAPN","Summer","Non-Coincident",2012,"Actual",25.488631999999999,"NA"]
[null,"SA","SNWB","North West Bend","SAPN","Summer","Non-Coincident",2015,"Actual",25.879747999999999,"NA"]
[null,"SA","SPEN","Penola West","SAPN","Winter","Non-Coincident",2013,"Actual",6.8671699999999998,"NA"]
[null,"SA","SPEN","Penola West","SAPN","Summer","Non-Coincident",2016,"Actual",7.1453420000000003,"NA"]
[null,"SA","SPLN","Port Lincoln","SAPN","Summer","Non-Coincident",2007,"Actual",32.572975999999997,"NA"]
[null,"SA","SPLN","Port Lincoln","SAPN","Winter","Non-Coincident",2008,"Actual",30.998487999999998,"NA"]
[null,"SA","SPLN","Port Lincoln","SAPN","Summer","Non-Coincident",2011,"Actual",39.675511999999998,"NA"]
[null,"SA","SPLN","Port Lincoln","SAPN","Winter","Non-Coincident",2013,"Actual",31.148508,"NA"]
[null,"SA","SPLN","Port Lincoln","SAPN","Summer","Non-Coincident",2016,"Actual",31.467639999999999,"NA"]
[null,"SA","SPMB","Pimba","ENet","Summer","Non-Coincident",2009,"Actual","NA","NA"]
[null,"SA","SPMB","Pimba","ENet","Summer","Non-Coincident",2012,"Actual","NA","NA"]
[null,"SA","SPMB","Pimba","ENet","Winter","Non-Coincident",2013,"Actual","NA","NA"]
[null,"SA","SPMB","Pimba","ENet","Winter","Non-Coincident",2015,"Actual","NA","NA"]
[null,"SA","SRSW","Roseworthy","ENet","Winter","Non-Coincident",2008,"Actual","NA","NA"]
[null,"SA","SRSW","Roseworthy","ENet","Winter","Non-Coincident",2011,"Actual","NA","NA"]
[null,"SA","SRSW","Roseworthy","ENet","Summer","Non-Coincident",2012,"Actual","NA","NA"]
[null,"SA","SRSW","Roseworthy","ENet","Summer","Non-Coincident",2016,"Actual","NA","NA"]
[null,"SA","SSNN","Snuggery Industrial","SAPN","Winter","Non-Coincident",2006,"Actual",52.498688000000001,"NA"]
[null,"SA","SSNN","Snuggery Industrial","SAPN","Winter","Non-Coincident",2010,"Actual",53.659545999999999,"NA"]
[null,"SA","SSNN","Snuggery Industrial","SAPN","Summer","Non-Coincident",2011,"Actual",42.438332000000003,"NA"]
[null,"SA","SSNN","Snuggery Industrial","SAPN","Summer","Non-Coincident",2014,"Actual",24.820865999999999,"NA"]
[null,"SA","SSNN","Snuggery Industrial","SAPN","Summer","Non-Coincident",2016,"Actual",23.836300000000001,"NA"]
[null,"SA","SSNR","Snuggery Rural","SAPN","Summer","Non-Coincident",2009,"Actual",15.260960000000001,"NA"]
[null,"SA","SSNR","Snuggery Rural","SAPN","Winter","Non-Coincident",2010,"Actual",16.639939999999999,"NA"]
[null,"SA","SSNR","Snuggery Rural","SAPN","Winter","Non-Coincident",2013,"Actual",12.504052,"NA"]
[null,"SA","STAL","Tailem Bend","SAPN","Winter","Non-Coincident",2006,"Actual",16.473299999999998,"NA"]
[null,"SA","STAL","Tailem Bend","SAPN","Summer","Non-Coincident",2009,"Actual",21.649664000000001,"NA"]
[null,"SA","STAL","Tailem Bend","SAPN","Summer","Non-Coincident",2011,"Actual",23.279496000000002,"NA"]
[null,"SA","STAL","Tailem Bend","SAPN","Winter","Non-Coincident",2012,"Actual",15.065353999999999,"NA"]
[null,"SA","STAL","Tailem Bend","SAPN","Summer","Non-Coincident",2016,"Actual",20.59581,"NA"]
[null,"SA","STEM","Templers","SAPN","Winter","Non-Coincident",2006,"Actual",55.282511999999997,"NA"]
[null,"SA","STEM","Templers","SAPN","Summer","Non-Coincident",2009,"Actual",31.448271999999999,"NA"]
[null,"SA","STEM","Templers","SAPN","Summer","Non-Coincident",2011,"Actual",30.990511999999999,"NA"]
[null,"SA","STEM","Templers","SAPN","Summer","Non-Coincident",2014,"Actual",30.22756,"NA"]
[null,"SA","SWAT","Waterloo","SAPN","Winter","Non-Coincident",2007,"Actual",17.273116000000002,"NA"]
[null,"SA","SWAT","Waterloo","SAPN","Summer","Non-Coincident",2009,"Actual",23.529298000000001,"NA"]
[null,"SA","SWAT","Waterloo","SAPN","Summer","Non-Coincident",2011,"Actual",14.643698000000001,"NA"]
[null,"SA","SWAT","Waterloo","SAPN","Winter","Non-Coincident",2013,"Actual",4.13537,"NA"]
[null,"SA","SWMA","Woomera","ENet","Winter","Non-Coincident",2006,"Actual","NA","NA"]
[null,"SA","SWMA","Woomera","ENet","Winter","Non-Coincident",2007,"Actual","NA","NA"]
[null,"SA","SWMA","Woomera","ENet","Summer","Non-Coincident",2011,"Actual","NA","NA"]
[null,"SA","SWMA","Woomera","ENet","Summer","Non-Coincident",2014,"Actual","NA","NA"]
[null,"SA","SWMA","Woomera","ENet","Summer","Non-Coincident",2016,"Actual","NA","NA"]
[null,"SA","SWUD","Wudinna","SAPN","Winter","Non-Coincident",2006,"Actual",10.20046,"NA"]
[null,"SA","SWUD","Wudinna","SAPN","Summer","Non-Coincident",2009,"Actual",15.219548,"NA"]
[null,"SA","SWUD","Wudinna","SAPN","Winter","Non-Coincident",2012,"Actual",10.815438,"NA"]
[null,"SA","SWUD","Wudinna","SAPN","Summer","Non-Coincident",2014,"Actual",15.281846,"NA"]
[null,"SA","SWUD","Wudinna","SAPN","Summer","Non-Coincident",2016,"Actual",13.495346,"NA"]
[null,"SA","SYAD","Yadnarie","SAPN","Summer","Non-Coincident",2009,"Actual",11.208786,"NA"]
[null,"SA","SYAD","Yadnarie","SAPN","Winter","Non-Coincident",2011,"Actual",20.143975999999999,"NA"]
[null,"SA","SYAD","Yadnarie","SAPN","Winter","Non-Coincident",2014,"Actual",6.9076440000000003,"NA"]
[null,"SA","SMLB","Millbrook","ENet","Winter","Non-Coincident",2006,"Actual","NA","NA"]
[null,"SA","SMLB","Millbrook","ENet","Summer","Non-Coincident",2009,"Actual","NA","NA"]
[null,"SA","SMLB","Millbrook","ENet","Summer","Non-Coincident",2011,"Actual","NA","NA"]
[null,"SA","SMLB","Millbrook","ENet","Summer","Non-Coincident",2014,"Actual","NA","NA"]
[null,"SA","SMLB","Millbrook","ENet","Winter","Non-Coincident",2014,"Actual","NA","NA"]
[null,"SA","ADEL","Adelaide Central","SAPN","Winter","Non-Coincident",2006,"Actual",130.88999999999999,"NA"]
[null,"SA","ADEL","Adelaide Central","SAPN","Summer","Non-Coincident",2009,"Actual",211.79,"NA"]
[null,"SA","ADEL","Adelaide Central","SAPN","Summer","Non-Coincident",2013,"Actual",199.21,"NA"]
[null,"SA","ADEL","Adelaide Central","SAPN","Summer","Non-Coincident",2014,"Actual",198.22,"NA"]
[null,"SA","EAST","Eastern Suburbs","SAPN","Winter","Non-Coincident",2006,"Actual",543.67076999999995,"NA"]
[null,"SA","EAST","Eastern Suburbs","SAPN","Winter","Non-Coincident",2009,"Actual",449.10358200000002,"NA"]
[null,"SA","EAST","Eastern Suburbs","SAPN","Winter","Non-Coincident",2011,"Actual",438.23197399999998,"NA"]
[null,"SA","EAST","Eastern Suburbs","SAPN","Summer","Non-Coincident",2013,"Actual",642.24702600000001,"NA"]
[null,"SA","SOUT","Southern Suburbs","SAPN","Winter","Non-Coincident",2006,"Actual",482.75211000000002,"NA"]
[null,"SA","SOUT","Southern Suburbs","SAPN","Summer","Non-Coincident",2009,"Actual",734.10315400000002,"NA"]
[null,"SA","SOUT","Southern Suburbs","SAPN","Winter","Non-Coincident",2011,"Actual",535.09250999999995,"NA"]
[null,"SA","SOUT","Southern Suburbs","SAPN","Summer","Non-Coincident",2014,"Actual",764.79162599999995,"NA"]
[null,"SA","WEST","Western Suburbs","SAPN","Winter","Non-Coincident",2006,"Actual",321.356314,"NA"]
[null,"SA","WEST","Western Suburbs","SAPN","Summer","Non-Coincident",2008,"Actual",415.05461400000002,"NA"]
[null,"SA","WEST","Western Suburbs","SAPN","Summer","Non-Coincident",2009,"Actual",439.4658,"NA"]
[null,"SA","WEST","Western Suburbs","SAPN","Winter","Non-Coincident",2011,"Actual",299.68361199999998,"NA"]
[null,"SA","WEST","Western Suburbs","SAPN","Summer","Non-Coincident",2014,"Actual",449.66475600000001,"NA"]
[null,"SA","NORT","Northern Suburbs","SAPN","Winter","Non-Coincident",2006,"Actual",230.27856600000001,"NA"]
[null,"SA","NORT","Northern Suburbs","SAPN","Summer","Non-Coincident",2010,"Actual",351.55565200000001,"NA"]
[null,"SA","NORT","Northern Suburbs","SAPN","Winter","Non-Coincident",2011,"Actual",240.445312,"NA"]
[null,"SA","NORT","Northern Suburbs","SAPN","Summer","Non-Coincident",2014,"Actual",303.03408000000002,"NA"]
[null,"SA","PPIR","Port Pirie Network","SAPN","Winter","Non-Coincident",2006,"Actual",63.576383999999997,"NA"]
[null,"SA","PPIR","Port Pirie Network","SAPN","Summer","Non-Coincident",2009,"Actual",73.277215999999996,"NA"]
[null,"SA","PPIR","Port Pirie Network","SAPN","Summer","Non-Coincident",2010,"Actual",76.803792000000001,"NA"]
[null,"SA","PPIR","Port Pirie Network","SAPN","Summer","Non-Coincident",2014,"Actual",66.599063999999998,"NA"]
[null,"SA","BERR","Berri","SAPN","Winter","Non-Coincident",2006,"Actual",51.457389999999997,"NA"]
[null,"SA","BERR","Berri","SAPN","Winter","Non-Coincident",2008,"Actual",47.145344000000001,"NA"]
[null,"SA","BERR","Berri","SAPN","Summer","Non-Coincident",2009,"Actual",92.365148000000005,"NA"]
[null,"SA","BERR","Berri","SAPN","Winter","Non-Coincident",2011,"Actual",45.842303999999999,"NA"]
[null,"SA","BERR","Berri","SAPN","Summer","Non-Coincident",2015,"Actual",86.010043999999994,"NA"]
[null,"SA","BLAN","Blanche","SAPN","Winter","Non-Coincident",2006,"Actual",29.630701999999999,"NA"]
[null,"SA","BLAN","Blanche","SAPN","Summer","Non-Coincident",2009,"Actual",34.875008000000001,"NA"]
[null,"SA","BLAN","Blanche","SAPN","Winter","Non-Coincident",2011,"Actual",33.659599999999998,"NA"]
[null,"SA","BLAN","Blanche","SAPN","Summer","Non-Coincident",2014,"Actual",33.417417999999998,"NA"]
[null,"SA","BARK","Mt Barker and Mt Barker South","SAPN","Summer","Non-Coincident",2007,"Actual",73.818464000000006,"NA"]
[null,"SA","BARK","Mt Barker and Mt Barker South","SAPN","Summer","Non-Coincident",2009,"Actual",96.167472000000004,"NA"]
[null,"SA","BARK","Mt Barker and Mt Barker South","SAPN","Winter","Non-Coincident",2011,"Actual",84.431240000000003,"NA"]
[null,"SA","BARK","Mt Barker and Mt Barker South","SAPN","Winter","Non-Coincident",2013,"Actual",82.742778000000001,"NA"]
[null,"SA","WYAL","Whyalla and Whyalla Central","SAPN","Winter","Non-Coincident",2006,"Actual",60.497280000000003,"NA"]
[null,"SA","WYAL","Whyalla and Whyalla Central","SAPN","Summer","Non-Coincident",2009,"Actual",59.336776,"NA"]
[null,"SA","WYAL","Whyalla and Whyalla Central","SAPN","Summer","Non-Coincident",2010,"Actual",69.770207999999997,"NA"]
[null,"SA","WYAL","Whyalla and Whyalla Central","SAPN","Winter","Non-Coincident",2011,"Actual",60.508575999999998,"NA"]
[null,"SA","WYAL","Whyalla and Whyalla Central","SAPN","Winter","Non-Coincident",2015,"Actual",64.080290000000005,"NA"]
[null,"SA","SPDIST","Stony Point Distribution","SAPN","Summer","Non-Coincident",2009,"Actual",4.4333999999999998E-2,"NA"]
[null,"SA","SPDIST","Stony Point Distribution","SAPN","Winter","Non-Coincident",2011,"Actual",7.0968000000000003E-2,"NA"]
[null,"SA","SPDIST","Stony Point Distribution","SAPN","Winter","Non-Coincident",2014,"Actual",6.5002000000000004E-2,"NA"]
[null,"SA","SPREF","Stony Point Industrial","ENet","Winter","Non-Coincident",2006,"Actual","NA","NA"]
[null,"SA","SPREF","Stony Point Industrial","ENet","Winter","Non-Coincident",2009,"Actual","NA","NA"]
[null,"SA","SPREF","Stony Point Industrial","ENet","Summer","Non-Coincident",2011,"Actual","NA","NA"]
[null,"SA","SPREF","Stony Point Industrial","ENet","Summer","Non-Coincident",2014,"Actual","NA","NA"]
[null,"SA","SANC","Angas Creek","SAPN","Winter","Coincident",2006,"Actual",14.413285999999999,"NA"]
[null,"SA","SANC","Angas Creek","SAPN","Summer","Coincident",2009,"Actual",18.692336000000001,"NA"]
[null,"SA","SANC","Angas Creek","SAPN","Winter","Coincident",2011,"Actual",14.925000000000001,"NA"]
[null,"SA","SANC","Angas Creek","SAPN","Summer","Coincident",2013,"Actual",15.392163999999999,"NA"]
[null,"SA","SANC","Angas Creek","SAPN","Summer","Coincident",2014,"Actual",18.405080000000002,"NA"]
[null,"SA","SARW","Ardrossan West","SAPN","Summer","Coincident",2007,"Actual",10.331464,"NA"]
[null,"SA","SARW","Ardrossan West","SAPN","Winter","Coincident",2009,"Actual",8.4519319999999993,"NA"]
[null,"SA","SARW","Ardrossan West","SAPN","Winter","Coincident",2011,"Actual",8.8507420000000003,"NA"]
[null,"SA","SARW","Ardrossan West","SAPN","Summer","Coincident",2015,"Actual",9.6005959999999995,"NA"]
[null,"SA","SBAC","Back Callington","ENet","Summer","Coincident",2012,"Actual","NA","NA"]
[null,"SA","SBAC","Back Callington","ENet","Winter","Coincident",2014,"Actual","NA","NA"]
[null,"SA","SBAR","Baroota","SAPN","Summer","Coincident",2007,"Actual",6.1013159999999997,"NA"]
[null,"SA","SBAR","Baroota","SAPN","Winter","Coincident",2009,"Actual",5.9192819999999999,"NA"]
[null,"SA","SBAR","Baroota","SAPN","Winter","Coincident",2012,"Actual",5.1740240000000002,"NA"]
[null,"SA","SBAR","Baroota","SAPN","Winter","Coincident",2013,"Actual",5.4781000000000004,"NA"]
[null,"SA","SBHP","Whyalla Terminal LMF","SAPN","Summer","Coincident",2007,"Actual","NA","NA"]
[null,"SA","SBHP","Whyalla Terminal LMF","SAPN","Summer","Coincident",2009,"Actual","NA","NA"]
[null,"SA","SBHP","Whyalla Terminal LMF","SAPN","Winter","Coincident",2009,"Actual","NA","NA"]
[null,"SA","SBHP","Whyalla Terminal LMF","SAPN","Winter","Coincident",2012,"Actual","NA","NA"]
[null,"SA","SBHP","Whyalla Terminal LMF","SAPN","Winter","Coincident",2015,"Actual","NA","NA"]
[null,"SA","SBRK","Brinkworth","SAPN","Summer","Coincident",2007,"Actual",3.2998980000000002,"NA"]
[null,"SA","SBRK","Brinkworth","SAPN","Summer","Coincident",2010,"Actual",4.0949780000000002,"NA"]
[null,"SA","SBRK","Brinkworth","SAPN","Summer","Coincident",2012,"Actual",3.491384,"NA"]
[null,"SA","SBRK","Brinkworth","SAPN","Winter","Coincident",2014,"Actual",3.862006,"NA"]
[null,"SA","SCLN","Clare North","SAPN","Summer","Coincident",2012,"Actual",10.235075999999999,"NA"]
[null,"SA","SCLN","Clare North","SAPN","Summer","Coincident",2013,"Actual",11.745728,"NA"]
[null,"SA","SDAL","Dalrymple","SAPN","Summer","Coincident",2007,"Actual",6.6582420000000004,"NA"]
[null,"SA","SDAL","Dalrymple","SAPN","Winter","Coincident",2008,"Actual",5.537776,"NA"]
[null,"SA","SDAL","Dalrymple","SAPN","Winter","Coincident",2011,"Actual",5.1413719999999996,"NA"]
[null,"SA","SDAL","Dalrymple","SAPN","Summer","Coincident",2012,"Actual",4.9432640000000001,"NA"]
[null,"SA","SDAL","Dalrymple","SAPN","Summer","Coincident",2015,"Actual",6.0235779999999997,"NA"]
[null,"SA","SDAV","Davenport","ENet","Summer","Coincident",2007,"Actual","NA","NA"]
[null,"SA","SDAV","Davenport","ENet","Winter","Coincident",2009,"Actual","NA","NA"]
[null,"SA","SDAV","Davenport","ENet","Winter","Coincident",2011,"Actual","NA","NA"]
[null,"SA","SDAV","Davenport","ENet","Winter","Coincident",2014,"Actual","NA","NA"]
[null,"SA","SDAW","Davenport West","SAPN","Winter","Coincident",2010,"Actual",18.264824000000001,"NA"]
[null,"SA","SDAW","Davenport West","SAPN","Winter","Coincident",2012,"Actual",15.680552,"NA"]
[null,"SA","SDAW","Davenport West","SAPN","Winter","Coincident",2015,"Actual",19.869167999999998,"NA"]
[null,"SA","SDRN","Dorrien","SAPN","Summer","Coincident",2007,"Actual",44.584772000000001,"NA"]
[null,"SA","SDRN","Dorrien","SAPN","Winter","Coincident",2010,"Actual",40.816105999999998,"NA"]
[null,"SA","SDRN","Dorrien","SAPN","Summer","Coincident",2013,"Actual",52.086163999999997,"NA"]
[null,"SA","SDRN","Dorrien","SAPN","Winter","Coincident",2013,"Actual",38.993079999999999,"NA"]
[null,"SA","SDRN","Dorrien","SAPN","Winter","Coincident",2015,"Actual",40.593375999999999,"NA"]
[null,"SA","SHUM","Hummocks","SAPN","Summer","Coincident",2009,"Actual",12.584479999999999,"NA"]
[null,"SA","SHUM","Hummocks","SAPN","Summer","Coincident",2010,"Actual",13.416558,"NA"]
[null,"SA","SHUM","Hummocks","SAPN","Summer","Coincident",2013,"Actual",12.812856,"NA"]
[null,"SA","SHUM","Hummocks","SAPN","Winter","Coincident",2015,"Actual",10.701008,"NA"]
[null,"SA","SKAD","Kadina East","SAPN","Summer","Coincident",2008,"Actual",19.883597999999999,"NA"]
[null,"SA","SKAD","Kadina East","SAPN","Winter","Coincident",2010,"Actual",16.107734000000001,"NA"]
[null,"SA","SKAD","Kadina East","SAPN","Summer","Coincident",2012,"Actual",20.36656,"NA"]
[null,"SA","SKAD","Kadina East","SAPN","Winter","Coincident",2015,"Actual",17.187370000000001,"NA"]
[null,"SA","SKAN","Kanmantoo","SAPN","Winter","Coincident",2007,"Actual",1.074908,"NA"]
[null,"SA","SKAN","Kanmantoo","SAPN","Winter","Coincident",2010,"Actual",1.248364,"NA"]
[null,"SA","SKAN","Kanmantoo","SAPN","Summer","Coincident",2013,"Actual",1.09266,"NA"]
[null,"SA","SKAN","Kanmantoo","SAPN","Summer","Coincident",2014,"Actual",1.6115999999999999,"NA"]
[null,"SA","SKAN","Kanmantoo","SAPN","Winter","Coincident",2015,"Actual",1.1783980000000001,"NA"]
[null,"SA","SKET","Keith","SAPN","Summer","Coincident",2008,"Actual",21.291364000000002,"NA"]
[null,"SA","SKET","Keith","SAPN","Winter","Coincident",2010,"Actual",12.929080000000001,"NA"]
[null,"SA","SKET","Keith","SAPN","Summer","Coincident",2013,"Actual",18.047357999999999,"NA"]
[null,"SA","SKET","Keith","SAPN","Summer","Coincident",2016,"Actual",23.045463999999999,"NA"]
[null,"SA","SKNC","Kincraig","SAPN","Summer","Coincident",2008,"Actual",26.680104,"NA"]
[null,"SA","SKNC","Kincraig","SAPN","Winter","Coincident",2010,"Actual",19.364847999999999,"NA"]
[null,"SA","SKNC","Kincraig","SAPN","Winter","Coincident",2012,"Actual",17.259571999999999,"NA"]
[null,"SA","SKNC","Kincraig","SAPN","Winter","Coincident",2015,"Actual",14.582549999999999,"NA"]
[null,"SA","SLCC","Leigh Creek","ENet","Summer","Coincident",2008,"Actual","NA","NA"]
[null,"SA","SLCC","Leigh Creek","ENet","Summer","Coincident",2009,"Actual","NA","NA"]
[null,"SA","SLCC","Leigh Creek","ENet","Summer","Coincident",2013,"Actual","NA","NA"]
[null,"SA","SLCC","Leigh Creek","ENet","Winter","Coincident",2015,"Actual","NA","NA"]
[null,"SA","SLCS","Leigh Creek South","SAPN","Winter","Coincident",2007,"Actual",1.3582920000000001,"NA"]
[null,"SA","SLCS","Leigh Creek South","SAPN","Summer","Coincident",2008,"Actual",1.203702,"NA"]
[null,"SA","SLCS","Leigh Creek South","SAPN","Summer","Coincident",2011,"Actual",1.2997160000000001,"NA"]
[null,"SA","SLCS","Leigh Creek South","SAPN","Summer","Coincident",2013,"Actual",1.2034899999999999,"NA"]
[null,"SA","SLCS","Leigh Creek South","SAPN","Winter","Coincident",2015,"Actual",1.0916760000000001,"NA"]
[null,"SA","SMA1","Mannum - Adelaide Pipeline 1","ENet","Winter","Coincident",2007,"Actual","NA","NA"]
[null,"SA","SMA1","Mannum - Adelaide Pipeline 1","ENet","Winter","Coincident",2010,"Actual","NA","NA"]
[null,"SA","SMA1","Mannum - Adelaide Pipeline 1","ENet","Summer","Coincident",2013,"Actual","NA","NA"]
[null,"SA","SMA1","Mannum - Adelaide Pipeline 1","ENet","Summer","Coincident",2016,"Actual","NA","NA"]
[null,"SA","SMA2","Mannum - Adelaide Pipeline 2","ENet","Summer","Coincident",2008,"Actual","NA","NA"]
[null,"SA","SMA2","Mannum - Adelaide Pipeline 2","ENet","Winter","Coincident",2009,"Actual","NA","NA"]
[null,"SA","SMA2","Mannum - Adelaide Pipeline 2","ENet","Summer","Coincident",2013,"Actual","NA","NA"]
[null,"SA","SMA2","Mannum - Adelaide Pipeline 2","ENet","Winter","Coincident",2015,"Actual","NA","NA"]
[null,"SA","SMA2","Mannum - Adelaide Pipeline 2","ENet","Summer","Coincident",2016,"Actual","NA","NA"]
[null,"SA","SMA3","Mannum - Adelaide Pipeline 3","ENet","Summer","Coincident",2008,"Actual","NA","NA"]
[null,"SA","SMA3","Mannum - Adelaide Pipeline 3","ENet","Winter","Coincident",2010,"Actual","NA","NA"]
[null,"SA","SMA3","Mannum - Adelaide Pipeline 3","ENet","Winter","Coincident",2014,"Actual","NA","NA"]
[null,"SA","SMA3","Mannum - Adelaide Pipeline 3","ENet","Winter","Coincident",2015,"Actual","NA","NA"]
[null,"SA","SMAN","Mannum","SAPN","Summer","Coincident",2008,"Actual",9.6024360000000009,"NA"]
[null,"SA","SMAN","Mannum","SAPN","Winter","Coincident",2010,"Actual",6.0591080000000002,"NA"]
[null,"SA","SMAN","Mannum","SAPN","Summer","Coincident",2013,"Actual",10.609298000000001,"NA"]
[null,"SA","SMAN","Mannum","SAPN","Winter","Coincident",2014,"Actual",6.031962,"NA"]
[null,"SA","SMBK","Middleback 132 kV","ENet","Winter","Coincident",2008,"Actual","NA","NA"]
[null,"SA","SMBK","Middleback 132 kV","ENet","Summer","Coincident",2011,"Actual","NA","NA"]
[null,"SA","SMBK","Middleback 132 kV","ENet","Winter","Coincident",2013,"Actual","NA","NA"]
[null,"SA","SMBK","Middleback 132 kV","ENet","Summer","Coincident",2016,"Actual","NA","NA"]
[null,"SA","SMBL","Mobilong","SAPN","Summer","Coincident",2007,"Actual",30.420524,"NA"]
[null,"SA","SMBL","Mobilong","SAPN","Winter","Coincident",2008,"Actual",27.6401,"NA"]
[null,"SA","SMBL","Mobilong","SAPN","Summer","Coincident",2011,"Actual",39.737271999999997,"NA"]
[null,"SA","SMBL","Mobilong","SAPN","Winter","Coincident",2013,"Actual",26.803211999999998,"NA"]
[null,"SA","SMBL","Mobilong","SAPN","Summer","Coincident",2016,"Actual",38.934446000000001,"NA"]
[null,"SA","SMDL","Middleback 33 kV","ENet","Winter","Coincident",2008,"Actual","NA","NA"]
[null,"SA","SMDL","Middleback 33 kV","ENet","Summer","Coincident",2012,"Actual","NA","NA"]
[null,"SA","SMDL","Middleback 33 kV","ENet","Winter","Coincident",2013,"Actual","NA","NA"]
[null,"SA","SMDL","Middleback 33 kV","ENet","Winter","Coincident",2015,"Actual","NA","NA"]
[null,"SA","SMGA","Mt Gambier","SAPN","Winter","Coincident",2008,"Actual",29.765032000000001,"NA"]
[null,"SA","SMGA","Mt Gambier","SAPN","Summer","Coincident",2011,"Actual",24.794944000000001,"NA"]
[null,"SA","SMGA","Mt Gambier","SAPN","Summer","Coincident",2012,"Actual",23.880047999999999,"NA"]
[null,"SA","SMGA","Mt Gambier","SAPN","Summer","Coincident",2016,"Actual",18.087389999999999,"NA"]
[null,"SA","SMGU","Mt Gunson","SAPN","Winter","Coincident",2006,"Actual",5.1951999999999998E-2,"NA"]
[null,"SA","SMGU","Mt Gunson","SAPN","Winter","Coincident",2010,"Actual",9.1583999999999999E-2,"NA"]
[null,"SA","SMGU","Mt Gunson","SAPN","Summer","Coincident",2011,"Actual",5.1737999999999999E-2,"NA"]
[null,"SA","SMGU","Mt Gunson","SAPN","Summer","Coincident",2014,"Actual",0.18607799999999999,"NA"]
[null,"SA","SMH1","Murray Bridge - Hahndorf Pipeline 1","ENet","Summer","Coincident",2007,"Actual","NA","NA"]
[null,"SA","SMH1","Murray Bridge - Hahndorf Pipeline 1","ENet","Winter","Coincident",2008,"Actual","NA","NA"]
[null,"SA","SMH1","Murray Bridge - Hahndorf Pipeline 1","ENet","Winter","Coincident",2010,"Actual","NA","NA"]
[null,"SA","SMH1","Murray Bridge - Hahndorf Pipeline 1","ENet","Winter","Coincident",2013,"Actual","NA","NA"]
[null,"SA","SMH2","Murray Bridge - Hahndorf Pipeline 2","ENet","Winter","Coincident",2006,"Actual","NA","NA"]
[null,"SA","SMH2","Murray Bridge - Hahndorf Pipeline 2","ENet","Summer","Coincident",2009,"Actual","NA","NA"]
[null,"SA","SMH2","Murray Bridge - Hahndorf Pipeline 2","ENet","Summer","Coincident",2011,"Actual","NA","NA"]
[null,"SA","SMH2","Murray Bridge - Hahndorf Pipeline 2","ENet","Summer","Coincident",2014,"Actual","NA","NA"]
[null,"SA","SMH2","Murray Bridge - Hahndorf Pipeline 2","ENet","Winter","Coincident",2015,"Actual","NA","NA"]
[null,"SA","SMH3","Murray Bridge - Hahndorf Pipeline 3","ENet","Winter","Coincident",2006,"Actual","NA","NA"]
[null,"SA","SMH3","Murray Bridge - Hahndorf Pipeline 3","ENet","Summer","Coincident",2009,"Actual","NA","NA"]
[null,"SA","SMH3","Murray Bridge - Hahndorf Pipeline 3","ENet","Summer","Coincident",2011,"Actual","NA","NA"]
[null,"SA","SMH3","Murray Bridge - Hahndorf Pipeline 3","ENet","Summer","Coincident",2014,"Actual","NA","NA"]
[null,"SA","SMW1","Morgan - Whyalla Pipeline 1","ENet","Winter","Coincident",2007,"Actual","NA","NA"]
[null,"SA","SMW1","Morgan - Whyalla Pipeline 1","ENet","Winter","Coincident",2008,"Actual","NA","NA"]
[null,"SA","SMW1","Morgan - Whyalla Pipeline 1","ENet","Winter","Coincident",2011,"Actual","NA","NA"]
[null,"SA","SMW1","Morgan - Whyalla Pipeline 1","ENet","Summer","Coincident",2014,"Actual","NA","NA"]
[null,"SA","SMW2","Morgan - Whyalla Pipeline 2","ENet","Winter","Coincident",2006,"Actual","NA","NA"]
[null,"SA","SMW2","Morgan - Whyalla Pipeline 2","ENet","Winter","Coincident",2007,"Actual","NA","NA"]
[null,"SA","SMW2","Morgan - Whyalla Pipeline 2","ENet","Summer","Coincident",2011,"Actual","NA","NA"]
[null,"SA","SMW2","Morgan - Whyalla Pipeline 2","ENet","Summer","Coincident",2014,"Actual","NA","NA"]
[null,"SA","SMW2","Morgan - Whyalla Pipeline 2","ENet","Summer","Coincident",2016,"Actual","NA","NA"]
[null,"SA","SMW3","Morgan - Whyalla Pipeline 3","ENet","Winter","Coincident",2008,"Actual","NA","NA"]
[null,"SA","SMW3","Morgan - Whyalla Pipeline 3","ENet","Summer","Coincident",2009,"Actual","NA","NA"]
[null,"SA","SMW3","Morgan - Whyalla Pipeline 3","ENet","Winter","Coincident",2012,"Actual","NA","NA"]
[null,"SA","SMW3","Morgan - Whyalla Pipeline 3","ENet","Summer","Coincident",2014,"Actual","NA","NA"]
[null,"SA","SMW3","Morgan - Whyalla Pipeline 3","ENet","Summer","Coincident",2016,"Actual","NA","NA"]
[null,"SA","SMW4","Morgan - Whyalla Pipeline 4","ENet","Winter","Coincident",2008,"Actual","NA","NA"]
[null,"SA","SMW4","Morgan - Whyalla Pipeline 4","ENet","Winter","Coincident",2011,"Actual","NA","NA"]
[null,"SA","SMW4","Morgan - Whyalla Pipeline 4","ENet","Winter","Coincident",2014,"Actual","NA","NA"]
[null,"SA","SNEU","Neuroodla","SAPN","Winter","Coincident",2006,"Actual",0.55468799999999996,"NA"]
[null,"SA","SNEU","Neuroodla","SAPN","Summer","Coincident",2009,"Actual",0.71816800000000003,"NA"]
[null,"SA","SNEU","Neuroodla","SAPN","Summer","Coincident",2011,"Actual",0.84819,"NA"]
[null,"SA","SNEU","Neuroodla","SAPN","Summer","Coincident",2014,"Actual",0.86082400000000003,"NA"]
[null,"SA","SNWB","North West Bend","SAPN","Winter","Coincident",2006,"Actual",11.615962,"NA"]
[null,"SA","SNWB","North West Bend","SAPN","Summer","Coincident",2007,"Actual",15.597486,"NA"]
[null,"SA","SNWB","North West Bend","SAPN","Winter","Coincident",2007,"Actual",16.838404000000001,"NA"]
[null,"SA","SNWB","North West Bend","SAPN","Summer","Coincident",2008,"Actual",15.314857999999999,"NA"]
[null,"SA","SNWB","North West Bend","SAPN","Winter","Coincident",2008,"Actual",8.8985880000000002,"NA"]
[null,"SA","SNWB","North West Bend","SAPN","Summer","Coincident",2009,"Actual",18.389620000000001,"NA"]
[null,"SA","SNWB","North West Bend","SAPN","Winter","Coincident",2009,"Actual",13.479956,"NA"]
[null,"SA","SNWB","North West Bend","SAPN","Summer","Coincident",2010,"Actual",20.362186000000001,"NA"]
[null,"SA","SNWB","North West Bend","SAPN","Winter","Coincident",2010,"Actual",8.436814,"NA"]
[null,"SA","SNWB","North West Bend","SAPN","Summer","Coincident",2011,"Actual",23.861922,"NA"]
[null,"SA","SNWB","North West Bend","SAPN","Winter","Coincident",2011,"Actual",21.983433999999999,"NA"]
[null,"SA","SNWB","North West Bend","SAPN","Summer","Coincident",2012,"Actual",14.201502,"NA"]
[null,"SA","SNWB","North West Bend","SAPN","Winter","Coincident",2012,"Actual",4.1283240000000001,"NA"]
[null,"SA","SNWB","North West Bend","SAPN","Summer","Coincident",2013,"Actual",20.362953999999998,"NA"]
[null,"SA","SNWB","North West Bend","SAPN","Winter","Coincident",2013,"Actual",8.4000280000000007,"NA"]
[null,"SA","SNWB","North West Bend","SAPN","Summer","Coincident",2014,"Actual",19.602214,"NA"]
[null,"SA","SNWB","North West Bend","SAPN","Winter","Coincident",2014,"Actual",9.2567500000000003,"NA"]
[null,"SA","SNWB","North West Bend","SAPN","Summer","Coincident",2015,"Actual",17.122074000000001,"NA"]
[null,"SA","SNWB","North West Bend","SAPN","Winter","Coincident",2015,"Actual",9.5029219999999999,"NA"]
[null,"SA","SNWB","North West Bend","SAPN","Summer","Coincident",2016,"Actual",20.258051999999999,"NA"]
[null,"SA","SPEN","Penola West","SAPN","Summer","Coincident",2013,"Actual",7.1807780000000001,"NA"]
[null,"SA","SPEN","Penola West","SAPN","Winter","Coincident",2013,"Actual",6.2582940000000002,"NA"]
[null,"SA","SPEN","Penola West","SAPN","Summer","Coincident",2014,"Actual",6.3949319999999998,"NA"]
[null,"SA","SPEN","Penola West","SAPN","Winter","Coincident",2014,"Actual",3.830924,"NA"]
[null,"SA","SPEN","Penola West","SAPN","Summer","Coincident",2015,"Actual",4.1589739999999997,"NA"]
[null,"SA","SPEN","Penola West","SAPN","Winter","Coincident",2015,"Actual",4.5409220000000001,"NA"]
[null,"SA","SPEN","Penola West","SAPN","Summer","Coincident",2016,"Actual",5.5024240000000004,"NA"]
[null,"SA","SPLN","Port Lincoln","SAPN","Winter","Coincident",2006,"Actual",27.103719999999999,"NA"]
[null,"SA","SPLN","Port Lincoln","SAPN","Summer","Coincident",2007,"Actual",31.390415999999998,"NA"]
[null,"SA","SPLN","Port Lincoln","SAPN","Winter","Coincident",2007,"Actual",26.885819999999999,"NA"]
[null,"SA","SPLN","Port Lincoln","SAPN","Summer","Coincident",2008,"Actual",34.117908,"NA"]
[null,"SA","SPLN","Port Lincoln","SAPN","Winter","Coincident",2008,"Actual",28.441108,"NA"]
[null,"SA","SPLN","Port Lincoln","SAPN","Summer","Coincident",2009,"Actual",38.443604000000001,"NA"]
[null,"SA","SPLN","Port Lincoln","SAPN","Winter","Coincident",2009,"Actual",29.027868000000002,"NA"]
[null,"SA","SPLN","Port Lincoln","SAPN","Summer","Coincident",2010,"Actual",37.848047999999999,"NA"]
[null,"SA","SPLN","Port Lincoln","SAPN","Winter","Coincident",2010,"Actual",28.723952000000001,"NA"]
[null,"SA","SPLN","Port Lincoln","SAPN","Summer","Coincident",2011,"Actual",39.522087999999997,"NA"]
[null,"SA","SPLN","Port Lincoln","SAPN","Winter","Coincident",2011,"Actual",28.468156,"NA"]
[null,"SA","SPLN","Port Lincoln","SAPN","Summer","Coincident",2012,"Actual",27.208220000000001,"NA"]
[null,"SA","SPLN","Port Lincoln","SAPN","Winter","Coincident",2012,"Actual",28.186232,"NA"]
[null,"SA","SPLN","Port Lincoln","SAPN","Summer","Coincident",2013,"Actual",32.379739999999998,"NA"]
[null,"SA","SPLN","Port Lincoln","SAPN","Winter","Coincident",2013,"Actual",24.859652000000001,"NA"]
[null,"SA","SPLN","Port Lincoln","SAPN","Summer","Coincident",2014,"Actual",32.260288000000003,"NA"]
[null,"SA","SPLN","Port Lincoln","SAPN","Winter","Coincident",2014,"Actual",25.739404,"NA"]
[null,"SA","SPLN","Port Lincoln","SAPN","Summer","Coincident",2015,"Actual",24.233461999999999,"NA"]
[null,"SA","SPLN","Port Lincoln","SAPN","Winter","Coincident",2015,"Actual",29.280087999999999,"NA"]
[null,"SA","SPLN","Port Lincoln","SAPN","Summer","Coincident",2016,"Actual",28.055800000000001,"NA"]
[null,"SA","SPMB","Pimba","ENet","Winter","Coincident",2006,"Actual","NA","NA"]
[null,"SA","SPMB","Pimba","ENet","Summer","Coincident",2007,"Actual","NA","NA"]
[null,"SA","SPMB","Pimba","ENet","Winter","Coincident",2007,"Actual","NA","NA"]
[null,"SA","SPMB","Pimba","ENet","Summer","Coincident",2008,"Actual","NA","NA"]
[null,"SA","SPMB","Pimba","ENet","Winter","Coincident",2008,"Actual","NA","NA"]
[null,"SA","SPMB","Pimba","ENet","Summer","Coincident",2009,"Actual","NA","NA"]
[null,"SA","SPMB","Pimba","ENet","Winter","Coincident",2009,"Actual","NA","NA"]
[null,"SA","SPMB","Pimba","ENet","Summer","Coincident",2010,"Actual","NA","NA"]
[null,"SA","SPMB","Pimba","ENet","Winter","Coincident",2010,"Actual","NA","NA"]
[null,"SA","SPMB","Pimba","ENet","Summer","Coincident",2011,"Actual","NA","NA"]
[null,"SA","SPMB","Pimba","ENet","Winter","Coincident",2011,"Actual","NA","NA"]
[null,"SA","SPMB","Pimba","ENet","Summer","Coincident",2012,"Actual","NA","NA"]
[null,"SA","SPMB","Pimba","ENet","Winter","Coincident",2012,"Actual","NA","NA"]
[null,"SA","SPMB","Pimba","ENet","Summer","Coincident",2013,"Actual","NA","NA"]
[null,"SA","SPMB","Pimba","ENet","Winter","Coincident",2013,"Actual","NA","NA"]
[null,"SA","SPMB","Pimba","ENet","Summer","Coincident",2014,"Actual","NA","NA"]
[null,"SA","SPMB","Pimba","ENet","Winter","Coincident",2014,"Actual","NA","NA"]
[null,"SA","SPMB","Pimba","ENet","Summer","Coincident",2015,"Actual","NA","NA"]
[null,"SA","SPMB","Pimba","ENet","Winter","Coincident",2015,"Actual","NA","NA"]
[null,"SA","SPMB","Pimba","ENet","Summer","Coincident",2016,"Actual","NA","NA"]
[null,"SA","SRSW","Roseworthy","ENet","Winter","Coincident",2006,"Actual","NA","NA"]
[null,"SA","SRSW","Roseworthy","ENet","Summer","Coincident",2007,"Actual","NA","NA"]
[null,"SA","SRSW","Roseworthy","ENet","Winter","Coincident",2007,"Actual","NA","NA"]
[null,"SA","SRSW","Roseworthy","ENet","Summer","Coincident",2008,"Actual","NA","NA"]
[null,"SA","SRSW","Roseworthy","ENet","Winter","Coincident",2008,"Actual","NA","NA"]
[null,"SA","SRSW","Roseworthy","ENet","Summer","Coincident",2009,"Actual","NA","NA"]
[null,"SA","SRSW","Roseworthy","ENet","Winter","Coincident",2009,"Actual","NA","NA"]
[null,"SA","SRSW","Roseworthy","ENet","Summer","Coincident",2010,"Actual","NA","NA"]
[null,"SA","SRSW","Roseworthy","ENet","Winter","Coincident",2010,"Actual","NA","NA"]
[null,"SA","SRSW","Roseworthy","ENet","Summer","Coincident",2011,"Actual","NA","NA"]
[null,"SA","SRSW","Roseworthy","ENet","Winter","Coincident",2011,"Actual","NA","NA"]
[null,"SA","SRSW","Roseworthy","ENet","Summer","Coincident",2012,"Actual","NA","NA"]
[null,"SA","SRSW","Roseworthy","ENet","Winter","Coincident",2012,"Actual","NA","NA"]
[null,"SA","SRSW","Roseworthy","ENet","Summer","Coincident",2013,"Actual","NA","NA"]
[null,"SA","SRSW","Roseworthy","ENet","Winter","Coincident",2013,"Actual","NA","NA"]
[null,"SA","SRSW","Roseworthy","ENet","Summer","Coincident",2014,"Actual","NA","NA"]
[null,"SA","SRSW","Roseworthy","ENet","Winter","Coincident",2014,"Actual","NA","NA"]
[null,"SA","SRSW","Roseworthy","ENet","Summer","Coincident",2015,"Actual","NA","NA"]
[null,"SA","SRSW","Roseworthy","ENet","Winter","Coincident",2015,"Actual","NA","NA"]
[null,"SA","SRSW","Roseworthy","ENet","Summer","Coincident",2016,"Actual","NA","NA"]
[null,"SA","SSNN","Snuggery Industrial","SAPN","Winter","Coincident",2006,"Actual",34.41319,"NA"]
[null,"SA","SSNN","Snuggery Industrial","SAPN","Summer","Coincident",2007,"Actual",40.504162000000001,"NA"]
[null,"SA","SSNN","Snuggery Industrial","SAPN","Winter","Coincident",2007,"Actual",29.530688000000001,"NA"]
[null,"SA","SSNN","Snuggery Industrial","SAPN","Summer","Coincident",2008,"Actual",32.457659999999997,"NA"]
[null,"SA","SSNN","Snuggery Industrial","SAPN","Winter","Coincident",2008,"Actual",34.491166,"NA"]
[null,"SA","SSNN","Snuggery Industrial","SAPN","Summer","Coincident",2009,"Actual",26.525200000000002,"NA"]
[null,"SA","SSNN","Snuggery Industrial","SAPN","Winter","Coincident",2009,"Actual",36.648815999999997,"NA"]
[null,"SA","SSNN","Snuggery Industrial","SAPN","Summer","Coincident",2010,"Actual",11.43824,"NA"]
[null,"SA","SSNN","Snuggery Industrial","SAPN","Winter","Coincident",2010,"Actual",38.707307999999998,"NA"]
[null,"SA","SSNN","Snuggery Industrial","SAPN","Summer","Coincident",2011,"Actual",7.2091919999999998,"NA"]
[null,"SA","SSNN","Snuggery Industrial","SAPN","Winter","Coincident",2011,"Actual",30.320018000000001,"NA"]
[null,"SA","SSNN","Snuggery Industrial","SAPN","Summer","Coincident",2012,"Actual",16.454536000000001,"NA"]
[null,"SA","SSNN","Snuggery Industrial","SAPN","Winter","Coincident",2012,"Actual",23.114049999999999,"NA"]
[null,"SA","SSNN","Snuggery Industrial","SAPN","Summer","Coincident",2013,"Actual",13.302268,"NA"]
[null,"SA","SSNN","Snuggery Industrial","SAPN","Winter","Coincident",2013,"Actual",13.13109,"NA"]
[null,"SA","SSNN","Snuggery Industrial","SAPN","Summer","Coincident",2014,"Actual",-4.5798540000000001,"NA"]
[null,"SA","SSNN","Snuggery Industrial","SAPN","Winter","Coincident",2014,"Actual",2.272472,"NA"]
[null,"SA","SSNN","Snuggery Industrial","SAPN","Summer","Coincident",2015,"Actual",3.3007900000000001,"NA"]
[null,"SA","SSNN","Snuggery Industrial","SAPN","Winter","Coincident",2015,"Actual",5.3959840000000003,"NA"]
[null,"SA","SSNN","Snuggery Industrial","SAPN","Summer","Coincident",2016,"Actual",-1.7643219999999999,"NA"]
[null,"SA","SSNR","Snuggery Rural","SAPN","Winter","Coincident",2006,"Actual",11.520111999999999,"NA"]
[null,"SA","SSNR","Snuggery Rural","SAPN","Summer","Coincident",2007,"Actual",11.478631999999999,"NA"]
[null,"SA","SSNR","Snuggery Rural","SAPN","Winter","Coincident",2007,"Actual",12.401084000000001,"NA"]
[null,"SA","SSNR","Snuggery Rural","SAPN","Summer","Coincident",2008,"Actual",12.06236,"NA"]
[null,"SA","SSNR","Snuggery Rural","SAPN","Winter","Coincident",2008,"Actual",13.074208,"NA"]
[null,"SA","SSNR","Snuggery Rural","SAPN","Summer","Coincident",2009,"Actual",14.410856000000001,"NA"]
[null,"SA","SSNR","Snuggery Rural","SAPN","Winter","Coincident",2009,"Actual",12.235060000000001,"NA"]
[null,"SA","SSNR","Snuggery Rural","SAPN","Summer","Coincident",2010,"Actual",15.386272,"NA"]
[null,"SA","SSNR","Snuggery Rural","SAPN","Winter","Coincident",2010,"Actual",12.654356,"NA"]
[null,"SA","SSNR","Snuggery Rural","SAPN","Summer","Coincident",2011,"Actual",11.005328,"NA"]
[null,"SA","SSNR","Snuggery Rural","SAPN","Winter","Coincident",2011,"Actual",11.714736,"NA"]
[null,"SA","SSNR","Snuggery Rural","SAPN","Summer","Coincident",2012,"Actual",13.154916,"NA"]
[null,"SA","SSNR","Snuggery Rural","SAPN","Winter","Coincident",2012,"Actual",11.192220000000001,"NA"]
[null,"SA","SSNR","Snuggery Rural","SAPN","Summer","Coincident",2013,"Actual",11.430872000000001,"NA"]
[null,"SA","SSNR","Snuggery Rural","SAPN","Winter","Coincident",2013,"Actual",10.862816,"NA"]
[null,"SA","SSNR","Snuggery Rural","SAPN","Summer","Coincident",2014,"Actual",15.667496,"NA"]
[null,"SA","SSNR","Snuggery Rural","SAPN","Winter","Coincident",2014,"Actual",10.517256,"NA"]
[null,"SA","SSNR","Snuggery Rural","SAPN","Summer","Coincident",2015,"Actual",10.845359999999999,"NA"]
[null,"SA","SSNR","Snuggery Rural","SAPN","Winter","Coincident",2015,"Actual",11.126548,"NA"]
[null,"SA","SSNR","Snuggery Rural","SAPN","Summer","Coincident",2016,"Actual",10.116508,"NA"]
[null,"SA","STAL","Tailem Bend","SAPN","Winter","Coincident",2006,"Actual",16.257297999999999,"NA"]
[null,"SA","STAL","Tailem Bend","SAPN","Summer","Coincident",2007,"Actual",17.34356,"NA"]
[null,"SA","STAL","Tailem Bend","SAPN","Winter","Coincident",2007,"Actual",15.30865,"NA"]
[null,"SA","STAL","Tailem Bend","SAPN","Summer","Coincident",2008,"Actual",18.768443999999999,"NA"]
[null,"SA","STAL","Tailem Bend","SAPN","Winter","Coincident",2008,"Actual",15.99891,"NA"]
[null,"SA","STAL","Tailem Bend","SAPN","Summer","Coincident",2009,"Actual",21.442460000000001,"NA"]
[null,"SA","STAL","Tailem Bend","SAPN","Winter","Coincident",2009,"Actual",14.329328,"NA"]
[null,"SA","STAL","Tailem Bend","SAPN","Summer","Coincident",2010,"Actual",21.431591999999998,"NA"]
[null,"SA","STAL","Tailem Bend","SAPN","Winter","Coincident",2010,"Actual",15.024114000000001,"NA"]
[null,"SA","STAL","Tailem Bend","SAPN","Summer","Coincident",2011,"Actual",22.996759999999998,"NA"]
[null,"SA","STAL","Tailem Bend","SAPN","Winter","Coincident",2011,"Actual",13.938459999999999,"NA"]
[null,"SA","STAL","Tailem Bend","SAPN","Summer","Coincident",2012,"Actual",19.217452000000002,"NA"]
[null,"SA","STAL","Tailem Bend","SAPN","Winter","Coincident",2012,"Actual",13.383034,"NA"]
[null,"SA","STAL","Tailem Bend","SAPN","Summer","Coincident",2013,"Actual",18.972828,"NA"]
[null,"SA","STAL","Tailem Bend","SAPN","Winter","Coincident",2013,"Actual",14.214036,"NA"]
[null,"SA","STAL","Tailem Bend","SAPN","Summer","Coincident",2014,"Actual",21.368248000000001,"NA"]
[null,"SA","STAL","Tailem Bend","SAPN","Winter","Coincident",2014,"Actual",14.788224,"NA"]
[null,"SA","STAL","Tailem Bend","SAPN","Summer","Coincident",2015,"Actual",18.450915999999999,"NA"]
[null,"SA","STAL","Tailem Bend","SAPN","Winter","Coincident",2015,"Actual",13.560969999999999,"NA"]
[null,"SA","STAL","Tailem Bend","SAPN","Summer","Coincident",2016,"Actual",20.194514000000002,"NA"]
[null,"SA","STEM","Templers","SAPN","Winter","Coincident",2006,"Actual",17.972548,"NA"]
[null,"SA","STEM","Templers","SAPN","Summer","Coincident",2007,"Actual",21.360555999999999,"NA"]
[null,"SA","STEM","Templers","SAPN","Winter","Coincident",2007,"Actual",20.278388,"NA"]
[null,"SA","STEM","Templers","SAPN","Summer","Coincident",2008,"Actual",30.111315999999999,"NA"]
[null,"SA","STEM","Templers","SAPN","Winter","Coincident",2008,"Actual",21.61026,"NA"]
[null,"SA","STEM","Templers","SAPN","Summer","Coincident",2009,"Actual",31.209451999999999,"NA"]
[null,"SA","STEM","Templers","SAPN","Winter","Coincident",2009,"Actual",22.271912,"NA"]
[null,"SA","STEM","Templers","SAPN","Summer","Coincident",2010,"Actual",30.164591999999999,"NA"]
[null,"SA","STEM","Templers","SAPN","Winter","Coincident",2010,"Actual",22.944492,"NA"]
[null,"SA","STEM","Templers","SAPN","Summer","Coincident",2011,"Actual",30.198564000000001,"NA"]
[null,"SA","STEM","Templers","SAPN","Winter","Coincident",2011,"Actual",21.621507999999999,"NA"]
[null,"SA","STEM","Templers","SAPN","Summer","Coincident",2012,"Actual",25.108916000000001,"NA"]
[null,"SA","STEM","Templers","SAPN","Winter","Coincident",2012,"Actual",20.976331999999999,"NA"]
[null,"SA","STEM","Templers","SAPN","Summer","Coincident",2013,"Actual",27.484556000000001,"NA"]
[null,"SA","STEM","Templers","SAPN","Winter","Coincident",2013,"Actual",24.108215999999999,"NA"]
[null,"SA","STEM","Templers","SAPN","Summer","Coincident",2014,"Actual",27.490680000000001,"NA"]
[null,"SA","STEM","Templers","SAPN","Winter","Coincident",2014,"Actual",22.938872,"NA"]
[null,"SA","STEM","Templers","SAPN","Summer","Coincident",2015,"Actual",21.396280000000001,"NA"]
[null,"SA","STEM","Templers","SAPN","Winter","Coincident",2015,"Actual",21.901052,"NA"]
[null,"SA","STEM","Templers","SAPN","Summer","Coincident",2016,"Actual",24.738806,"NA"]
[null,"SA","SWAT","Waterloo","SAPN","Winter","Coincident",2006,"Actual",9.3756660000000007,"NA"]
[null,"SA","SWAT","Waterloo","SAPN","Summer","Coincident",2007,"Actual",19.091704,"NA"]
[null,"SA","SWAT","Waterloo","SAPN","Winter","Coincident",2007,"Actual",9.9141200000000005,"NA"]
[null,"SA","SWAT","Waterloo","SAPN","Summer","Coincident",2008,"Actual",18.196088,"NA"]
[null,"SA","SWAT","Waterloo","SAPN","Winter","Coincident",2008,"Actual",18.465326000000001,"NA"]
[null,"SA","SWAT","Waterloo","SAPN","Summer","Coincident",2009,"Actual",23.170268,"NA"]
[null,"SA","SWAT","Waterloo","SAPN","Winter","Coincident",2009,"Actual",16.211192,"NA"]
[null,"SA","SWAT","Waterloo","SAPN","Summer","Coincident",2010,"Actual",21.728576,"NA"]
[null,"SA","SWAT","Waterloo","SAPN","Winter","Coincident",2010,"Actual",18.219434,"NA"]
[null,"SA","SWAT","Waterloo","SAPN","Summer","Coincident",2011,"Actual",12.958014,"NA"]
[null,"SA","SWAT","Waterloo","SAPN","Winter","Coincident",2011,"Actual",17.660232000000001,"NA"]
[null,"SA","SWAT","Waterloo","SAPN","Summer","Coincident",2012,"Actual",7.2866200000000001,"NA"]
[null,"SA","SWAT","Waterloo","SAPN","Winter","Coincident",2012,"Actual",5.9987300000000001,"NA"]
[null,"SA","SWAT","Waterloo","SAPN","Summer","Coincident",2013,"Actual",6.9121259999999998,"NA"]
[null,"SA","SWAT","Waterloo","SAPN","Winter","Coincident",2013,"Actual",3.5937679999999999,"NA"]
[null,"SA","SWAT","Waterloo","SAPN","Summer","Coincident",2014,"Actual",8.1654280000000004,"NA"]
[null,"SA","SWAT","Waterloo","SAPN","Winter","Coincident",2014,"Actual",6.2850640000000002,"NA"]
[null,"SA","SWAT","Waterloo","SAPN","Summer","Coincident",2015,"Actual",6.7355960000000001,"NA"]
[null,"SA","SWAT","Waterloo","SAPN","Winter","Coincident",2015,"Actual",6.887372,"NA"]
[null,"SA","SWAT","Waterloo","SAPN","Summer","Coincident",2016,"Actual",7.6645519999999996,"NA"]
[null,"SA","SWMA","Woomera","ENet","Winter","Coincident",2006,"Actual","NA","NA"]
[null,"SA","SWMA","Woomera","ENet","Summer","Coincident",2007,"Actual","NA","NA"]
[null,"SA","SWMA","Woomera","ENet","Winter","Coincident",2007,"Actual","NA","NA"]
[null,"SA","SWMA","Woomera","ENet","Summer","Coincident",2008,"Actual","NA","NA"]
[null,"SA","SWMA","Woomera","ENet","Winter","Coincident",2008,"Actual","NA","NA"]
[null,"SA","SWMA","Woomera","ENet","Summer","Coincident",2009,"Actual","NA","NA"]
[null,"SA","SWMA","Woomera","ENet","Winter","Coincident",2009,"Actual","NA","NA"]
[null,"SA","SWMA","Woomera","ENet","Summer","Coincident",2010,"Actual","NA","NA"]
[null,"SA","SWMA","Woomera","ENet","Winter","Coincident",2010,"Actual","NA","NA"]
[null,"SA","SWMA","Woomera","ENet","Summer","Coincident",2011,"Actual","NA","NA"]
[null,"SA","SWMA","Woomera","ENet","Winter","Coincident",2011,"Actual","NA","NA"]
[null,"SA","SWMA","Woomera","ENet","Summer","Coincident",2012,"Actual","NA","NA"]
[null,"SA","SWMA","Woomera","ENet","Winter","Coincident",2012,"Actual","NA","NA"]
[null,"SA","SWMA","Woomera","ENet","Summer","Coincident",2013,"Actual","NA","NA"]
[null,"SA","SWMA","Woomera","ENet","Winter","Coincident",2013,"Actual","NA","NA"]
[null,"SA","SWMA","Woomera","ENet","Summer","Coincident",2014,"Actual","NA","NA"]
[null,"SA","SWMA","Woomera","ENet","Winter","Coincident",2014,"Actual","NA","NA"]
[null,"SA","SWMA","Woomera","ENet","Summer","Coincident",2015,"Actual","NA","NA"]
[null,"SA","SWMA","Woomera","ENet","Winter","Coincident",2015,"Actual","NA","NA"]
[null,"SA","SWMA","Woomera","ENet","Summer","Coincident",2016,"Actual","NA","NA"]
[null,"SA","SWUD","Wudinna","SAPN","Winter","Coincident",2006,"Actual",9.1031840000000006,"NA"]
[null,"SA","SWUD","Wudinna","SAPN","Summer","Coincident",2007,"Actual",9.5499600000000004,"NA"]
[null,"SA","SWUD","Wudinna","SAPN","Winter","Coincident",2007,"Actual",10.056710000000001,"NA"]
[null,"SA","SWUD","Wudinna","SAPN","Summer","Coincident",2008,"Actual",13.972944,"NA"]
[null,"SA","SWUD","Wudinna","SAPN","Winter","Coincident",2008,"Actual",8.1011319999999998,"NA"]
[null,"SA","SWUD","Wudinna","SAPN","Summer","Coincident",2009,"Actual",14.312950000000001,"NA"]
[null,"SA","SWUD","Wudinna","SAPN","Winter","Coincident",2009,"Actual",9.6536460000000002,"NA"]
[null,"SA","SWUD","Wudinna","SAPN","Summer","Coincident",2010,"Actual",12.34145,"NA"]
[null,"SA","SWUD","Wudinna","SAPN","Winter","Coincident",2010,"Actual",9.3928759999999993,"NA"]
[null,"SA","SWUD","Wudinna","SAPN","Summer","Coincident",2011,"Actual",15.6502,"NA"]
[null,"SA","SWUD","Wudinna","SAPN","Winter","Coincident",2011,"Actual",10.55565,"NA"]
[null,"SA","SWUD","Wudinna","SAPN","Summer","Coincident",2012,"Actual",12.412592,"NA"]
[null,"SA","SWUD","Wudinna","SAPN","Winter","Coincident",2012,"Actual",9.6905900000000003,"NA"]
[null,"SA","SWUD","Wudinna","SAPN","Summer","Coincident",2013,"Actual",13.542118,"NA"]
[null,"SA","SWUD","Wudinna","SAPN","Winter","Coincident",2013,"Actual",9.3140839999999994,"NA"]
[null,"SA","SWUD","Wudinna","SAPN","Summer","Coincident",2014,"Actual",14.556165999999999,"NA"]
[null,"SA","SWUD","Wudinna","SAPN","Winter","Coincident",2014,"Actual",9.7585680000000004,"NA"]
[null,"SA","SWUD","Wudinna","SAPN","Summer","Coincident",2015,"Actual",10.461428,"NA"]
[null,"SA","SWUD","Wudinna","SAPN","Winter","Coincident",2015,"Actual",10.696412,"NA"]
[null,"SA","SWUD","Wudinna","SAPN","Summer","Coincident",2016,"Actual",8.028518,"NA"]
[null,"SA","SYAD","Yadnarie","SAPN","Winter","Coincident",2006,"Actual",7.4798559999999998,"NA"]
[null,"SA","SYAD","Yadnarie","SAPN","Summer","Coincident",2007,"Actual",7.7232399999999997,"NA"]
[null,"SA","SYAD","Yadnarie","SAPN","Winter","Coincident",2007,"Actual",7.7840340000000001,"NA"]
[null,"SA","SYAD","Yadnarie","SAPN","Summer","Coincident",2008,"Actual",9.8680679999999992,"NA"]
[null,"SA","SYAD","Yadnarie","SAPN","Winter","Coincident",2008,"Actual",7.0569160000000002,"NA"]
[null,"SA","SYAD","Yadnarie","SAPN","Summer","Coincident",2009,"Actual",10.61275,"NA"]
[null,"SA","SYAD","Yadnarie","SAPN","Winter","Coincident",2009,"Actual",7.1602540000000001,"NA"]
[null,"SA","SYAD","Yadnarie","SAPN","Summer","Coincident",2010,"Actual",9.6200759999999992,"NA"]
[null,"SA","SYAD","Yadnarie","SAPN","Winter","Coincident",2010,"Actual",6.9894059999999998,"NA"]
[null,"SA","SYAD","Yadnarie","SAPN","Summer","Coincident",2011,"Actual",9.233746,"NA"]
[null,"SA","SYAD","Yadnarie","SAPN","Winter","Coincident",2011,"Actual",6.2240380000000002,"NA"]
[null,"SA","SYAD","Yadnarie","SAPN","Summer","Coincident",2012,"Actual",5.9493179999999999,"NA"]
[null,"SA","SYAD","Yadnarie","SAPN","Winter","Coincident",2012,"Actual",6.0925599999999998,"NA"]
[null,"SA","SYAD","Yadnarie","SAPN","Summer","Coincident",2013,"Actual",7.5499799999999997,"NA"]
[null,"SA","SYAD","Yadnarie","SAPN","Winter","Coincident",2013,"Actual",5.8595639999999998,"NA"]
[null,"SA","SYAD","Yadnarie","SAPN","Summer","Coincident",2014,"Actual",8.0389180000000007,"NA"]
[null,"SA","SYAD","Yadnarie","SAPN","Winter","Coincident",2014,"Actual",6.6060999999999996,"NA"]
[null,"SA","SYAD","Yadnarie","SAPN","Summer","Coincident",2015,"Actual",5.4652560000000001,"NA"]
[null,"SA","SYAD","Yadnarie","SAPN","Winter","Coincident",2015,"Actual",6.2139259999999998,"NA"]
[null,"SA","SYAD","Yadnarie","SAPN","Summer","Coincident",2016,"Actual",6.2577939999999996,"NA"]
[null,"SA","SMLB","Millbrook","ENet","Winter","Coincident",2006,"Actual","NA","NA"]
[null,"SA","SMLB","Millbrook","ENet","Summer","Coincident",2007,"Actual","NA","NA"]
[null,"SA","SMLB","Millbrook","ENet","Winter","Coincident",2007,"Actual","NA","NA"]
[null,"SA","SMLB","Millbrook","ENet","Summer","Coincident",2008,"Actual","NA","NA"]
[null,"SA","SMLB","Millbrook","ENet","Winter","Coincident",2008,"Actual","NA","NA"]
[null,"SA","SMLB","Millbrook","ENet","Summer","Coincident",2009,"Actual","NA","NA"]
[null,"SA","SMLB","Millbrook","ENet","Winter","Coincident",2009,"Actual","NA","NA"]
[null,"SA","SMLB","Millbrook","ENet","Summer","Coincident",2010,"Actual","NA","NA"]
[null,"SA","SMLB","Millbrook","ENet","Winter","Coincident",2010,"Actual","NA","NA"]
[null,"SA","SMLB","Millbrook","ENet","Summer","Coincident",2011,"Actual","NA","NA"]
[null,"SA","SMLB","Millbrook","ENet","Winter","Coincident",2011,"Actual","NA","NA"]
[null,"SA","SMLB","Millbrook","ENet","Summer","Coincident",2012,"Actual","NA","NA"]
[null,"SA","SMLB","Millbrook","ENet","Winter","Coincident",2012,"Actual","NA","NA"]
[null,"SA","SMLB","Millbrook","ENet","Summer","Coincident",2013,"Actual","NA","NA"]
[null,"SA","SMLB","Millbrook","ENet","Winter","Coincident",2013,"Actual","NA","NA"]
[null,"SA","SMLB","Millbrook","ENet","Summer","Coincident",2014,"Actual","NA","NA"]
[null,"SA","SMLB","Millbrook","ENet","Winter","Coincident",2014,"Actual","NA","NA"]
[null,"SA","SMLB","Millbrook","ENet","Summer","Coincident",2015,"Actual","NA","NA"]
[null,"SA","SMLB","Millbrook","ENet","Winter","Coincident",2015,"Actual","NA","NA"]
[null,"SA","SMLB","Millbrook","ENet","Summer","Coincident",2016,"Actual","NA","NA"]
[null,"SA","ADEL","Adelaide Central","SAPN","Winter","Coincident",2006,"Actual",88.99,"NA"]
[null,"SA","ADEL","Adelaide Central","SAPN","Summer","Coincident",2007,"Actual",184.62,"NA"]
[null,"SA","ADEL","Adelaide Central","SAPN","Winter","Coincident",2007,"Actual",88.34,"NA"]
[null,"SA","ADEL","Adelaide Central","SAPN","Summer","Coincident",2008,"Actual",205.31,"NA"]
[null,"SA","ADEL","Adelaide Central","SAPN","Winter","Coincident",2008,"Actual",88.21,"NA"]
[null,"SA","ADEL","Adelaide Central","SAPN","Summer","Coincident",2009,"Actual",206.94,"NA"]
[null,"SA","ADEL","Adelaide Central","SAPN","Winter","Coincident",2009,"Actual",89.35,"NA"]
[null,"SA","ADEL","Adelaide Central","SAPN","Summer","Coincident",2010,"Actual",205.11,"NA"]
[null,"SA","ADEL","Adelaide Central","SAPN","Winter","Coincident",2010,"Actual",95.01,"NA"]
[null,"SA","ADEL","Adelaide Central","SAPN","Summer","Coincident",2011,"Actual",204.21,"NA"]
[null,"SA","ADEL","Adelaide Central","SAPN","Winter","Coincident",2011,"Actual",93.13,"NA"]
[null,"SA","ADEL","Adelaide Central","SAPN","Summer","Coincident",2012,"Actual",183.33,"NA"]
[null,"SA","ADEL","Adelaide Central","SAPN","Winter","Coincident",2012,"Actual",84.34,"NA"]
[null,"SA","ADEL","Adelaide Central","SAPN","Summer","Coincident",2013,"Actual",172.3,"NA"]
[null,"SA","ADEL","Adelaide Central","SAPN","Winter","Coincident",2013,"Actual",88.22,"NA"]
[null,"SA","ADEL","Adelaide Central","SAPN","Summer","Coincident",2014,"Actual",155.16999999999999,"NA"]
[null,"SA","ADEL","Adelaide Central","SAPN","Winter","Coincident",2014,"Actual",82.52,"NA"]
[null,"SA","ADEL","Adelaide Central","SAPN","Summer","Coincident",2015,"Actual",180.5,"NA"]
[null,"SA","ADEL","Adelaide Central","SAPN","Winter","Coincident",2015,"Actual",101.13330731400001,"NA"]
[null,"SA","ADEL","Adelaide Central","SAPN","Summer","Coincident",2016,"Actual",167.41070271800001,"NA"]
[null,"SA","EAST","Eastern Suburbs","SAPN","Winter","Coincident",2006,"Actual",464.43741199999999,"NA"]
[null,"SA","EAST","Eastern Suburbs","SAPN","Summer","Coincident",2007,"Actual",628.255222,"NA"]
[null,"SA","EAST","Eastern Suburbs","SAPN","Winter","Coincident",2007,"Actual",482.48735599999998,"NA"]
[null,"SA","EAST","Eastern Suburbs","SAPN","Summer","Coincident",2008,"Actual",684.47301000000004,"NA"]
[null,"SA","EAST","Eastern Suburbs","SAPN","Winter","Coincident",2008,"Actual",476.636168,"NA"]
[null,"SA","EAST","Eastern Suburbs","SAPN","Summer","Coincident",2009,"Actual",730.90970000000004,"NA"]
[null,"SA","EAST","Eastern Suburbs","SAPN","Winter","Coincident",2009,"Actual",436.39583399999998,"NA"]
[null,"SA","EAST","Eastern Suburbs","SAPN","Summer","Coincident",2010,"Actual",695.42306599999995,"NA"]
[null,"SA","EAST","Eastern Suburbs","SAPN","Winter","Coincident",2010,"Actual",463.57239199999998,"NA"]
[null,"SA","EAST","Eastern Suburbs","SAPN","Summer","Coincident",2011,"Actual",699.16096400000004,"NA"]
[null,"SA","EAST","Eastern Suburbs","SAPN","Winter","Coincident",2011,"Actual",436.05076800000001,"NA"]
[null,"SA","EAST","Eastern Suburbs","SAPN","Summer","Coincident",2012,"Actual",605.68175199999996,"NA"]
[null,"SA","EAST","Eastern Suburbs","SAPN","Winter","Coincident",2012,"Actual",423.38886600000001,"NA"]
[null,"SA","EAST","Eastern Suburbs","SAPN","Summer","Coincident",2013,"Actual",597.280798,"NA"]
[null,"SA","EAST","Eastern Suburbs","SAPN","Winter","Coincident",2013,"Actual",430.50014800000002,"NA"]
[null,"SA","EAST","Eastern Suburbs","SAPN","Summer","Coincident",2014,"Actual",629.21473000000003,"NA"]
[null,"SA","EAST","Eastern Suburbs","SAPN","Winter","Coincident",2014,"Actual",434.76184599999999,"NA"]
[null,"SA","EAST","Eastern Suburbs","SAPN","Summer","Coincident",2015,"Actual",642.92296199999998,"NA"]
[null,"SA","EAST","Eastern Suburbs","SAPN","Winter","Coincident",2015,"Actual",476.94261599999999,"NA"]
[null,"SA","EAST","Eastern Suburbs","SAPN","Summer","Coincident",2016,"Actual",660.24837000000002,"NA"]
[null,"SA","SOUT","Southern Suburbs","SAPN","Winter","Coincident",2006,"Actual",482.75211000000002,"NA"]
[null,"SA","SOUT","Southern Suburbs","SAPN","Summer","Coincident",2007,"Actual",548.16986799999995,"NA"]
[null,"SA","SOUT","Southern Suburbs","SAPN","Winter","Coincident",2007,"Actual",475.61282999999997,"NA"]
[null,"SA","SOUT","Southern Suburbs","SAPN","Summer","Coincident",2008,"Actual",653.93519000000003,"NA"]
[null,"SA","SOUT","Southern Suburbs","SAPN","Winter","Coincident",2008,"Actual",520.984736,"NA"]
[null,"SA","SOUT","Southern Suburbs","SAPN","Summer","Coincident",2009,"Actual",727.939976,"NA"]
[null,"SA","SOUT","Southern Suburbs","SAPN","Winter","Coincident",2009,"Actual",497.65456799999998,"NA"]
[null,"SA","SOUT","Southern Suburbs","SAPN","Summer","Coincident",2010,"Actual",690.80116399999997,"NA"]
[null,"SA","SOUT","Southern Suburbs","SAPN","Winter","Coincident",2010,"Actual",534.83273999999994,"NA"]
[null,"SA","SOUT","Southern Suburbs","SAPN","Summer","Coincident",2011,"Actual",726.93867599999999,"NA"]
[null,"SA","SOUT","Southern Suburbs","SAPN","Winter","Coincident",2011,"Actual",489.08128399999998,"NA"]
[null,"SA","SOUT","Southern Suburbs","SAPN","Summer","Coincident",2012,"Actual",605.92176400000005,"NA"]
[null,"SA","SOUT","Southern Suburbs","SAPN","Winter","Coincident",2012,"Actual",523.340056,"NA"]
[null,"SA","SOUT","Southern Suburbs","SAPN","Summer","Coincident",2013,"Actual",659.08825200000001,"NA"]
[null,"SA","SOUT","Southern Suburbs","SAPN","Winter","Coincident",2013,"Actual",496.58604600000001,"NA"]
[null,"SA","SOUT","Southern Suburbs","SAPN","Summer","Coincident",2014,"Actual",761.13471000000004,"NA"]
[null,"SA","SOUT","Southern Suburbs","SAPN","Winter","Coincident",2014,"Actual",533.72739799999999,"NA"]
[null,"SA","SOUT","Southern Suburbs","SAPN","Summer","Coincident",2015,"Actual",597.59301200000004,"NA"]
[null,"SA","SOUT","Southern Suburbs","SAPN","Winter","Coincident",2015,"Actual",494.476606,"NA"]
[null,"SA","SOUT","Southern Suburbs","SAPN","Summer","Coincident",2016,"Actual",586.70152199999995,"NA"]
[null,"SA","WEST","Western Suburbs","SAPN","Winter","Coincident",2006,"Actual",310.36019399999998,"NA"]
[null,"SA","WEST","Western Suburbs","SAPN","Summer","Coincident",2007,"Actual",383.71439400000003,"NA"]
[null,"SA","WEST","Western Suburbs","SAPN","Winter","Coincident",2007,"Actual",306.39064999999999,"NA"]
[null,"SA","WEST","Western Suburbs","SAPN","Summer","Coincident",2008,"Actual",404.59159199999999,"NA"]
[null,"SA","WEST","Western Suburbs","SAPN","Winter","Coincident",2008,"Actual",319.61018999999999,"NA"]
[null,"SA","WEST","Western Suburbs","SAPN","Summer","Coincident",2009,"Actual",433.38737800000001,"NA"]
[null,"SA","WEST","Western Suburbs","SAPN","Winter","Coincident",2009,"Actual",293.593636,"NA"]
[null,"SA","WEST","Western Suburbs","SAPN","Summer","Coincident",2010,"Actual",440.87381599999998,"NA"]
[null,"SA","WEST","Western Suburbs","SAPN","Winter","Coincident",2010,"Actual",316.88149800000002,"NA"]
[null,"SA","WEST","Western Suburbs","SAPN","Summer","Coincident",2011,"Actual",435.80283400000002,"NA"]
[null,"SA","WEST","Western Suburbs","SAPN","Winter","Coincident",2011,"Actual",281.224694,"NA"]
[null,"SA","WEST","Western Suburbs","SAPN","Summer","Coincident",2012,"Actual",376.192136,"NA"]
[null,"SA","WEST","Western Suburbs","SAPN","Winter","Coincident",2012,"Actual",292.80949399999997,"NA"]
[null,"SA","WEST","Western Suburbs","SAPN","Summer","Coincident",2013,"Actual",363.157062,"NA"]
[null,"SA","WEST","Western Suburbs","SAPN","Winter","Coincident",2013,"Actual",324.29807799999998,"NA"]
[null,"SA","WEST","Western Suburbs","SAPN","Summer","Coincident",2014,"Actual",431.22832199999999,"NA"]
[null,"SA","WEST","Western Suburbs","SAPN","Winter","Coincident",2014,"Actual",324.77812799999998,"NA"]
[null,"SA","WEST","Western Suburbs","SAPN","Summer","Coincident",2015,"Actual",423.17770999999999,"NA"]
[null,"SA","WEST","Western Suburbs","SAPN","Winter","Coincident",2015,"Actual",330.68464399999999,"NA"]
[null,"SA","WEST","Western Suburbs","SAPN","Summer","Coincident",2016,"Actual",393.84088400000002,"NA"]
[null,"SA","NORT","Northern Suburbs","SAPN","Winter","Coincident",2006,"Actual",226.51369399999999,"NA"]
[null,"SA","NORT","Northern Suburbs","SAPN","Summer","Coincident",2007,"Actual",289.98688199999998,"NA"]
[null,"SA","NORT","Northern Suburbs","SAPN","Winter","Coincident",2007,"Actual",234.826638,"NA"]
[null,"SA","NORT","Northern Suburbs","SAPN","Summer","Coincident",2008,"Actual",326.15309000000002,"NA"]
[null,"SA","NORT","Northern Suburbs","SAPN","Winter","Coincident",2008,"Actual",250.60561799999999,"NA"]
[null,"SA","NORT","Northern Suburbs","SAPN","Summer","Coincident",2009,"Actual",339.632926,"NA"]
[null,"SA","NORT","Northern Suburbs","SAPN","Winter","Coincident",2009,"Actual",229.77662599999999,"NA"]
[null,"SA","NORT","Northern Suburbs","SAPN","Summer","Coincident",2010,"Actual",345.20352400000002,"NA"]
[null,"SA","NORT","Northern Suburbs","SAPN","Winter","Coincident",2010,"Actual",242.14721399999999,"NA"]
[null,"SA","NORT","Northern Suburbs","SAPN","Summer","Coincident",2011,"Actual",368.50313199999999,"NA"]
[null,"SA","NORT","Northern Suburbs","SAPN","Winter","Coincident",2011,"Actual",232.76745600000001,"NA"]
[null,"SA","NORT","Northern Suburbs","SAPN","Summer","Coincident",2012,"Actual",322.62732799999998,"NA"]
[null,"SA","NORT","Northern Suburbs","SAPN","Winter","Coincident",2012,"Actual",236.86887999999999,"NA"]
[null,"SA","NORT","Northern Suburbs","SAPN","Summer","Coincident",2013,"Actual",324.98908399999999,"NA"]
[null,"SA","NORT","Northern Suburbs","SAPN","Winter","Coincident",2013,"Actual",212.83828800000001,"NA"]
[null,"SA","NORT","Northern Suburbs","SAPN","Summer","Coincident",2014,"Actual",302.31891999999999,"NA"]
[null,"SA","NORT","Northern Suburbs","SAPN","Winter","Coincident",2014,"Actual",215.538904,"NA"]
[null,"SA","NORT","Northern Suburbs","SAPN","Summer","Coincident",2015,"Actual",243.875292,"NA"]
[null,"SA","NORT","Northern Suburbs","SAPN","Winter","Coincident",2015,"Actual",216.931668,"NA"]
[null,"SA","NORT","Northern Suburbs","SAPN","Summer","Coincident",2016,"Actual",293.093954,"NA"]
[null,"SA","PPIR","Port Pirie Network","SAPN","Winter","Coincident",2006,"Actual",58.19914,"NA"]
[null,"SA","PPIR","Port Pirie Network","SAPN","Summer","Coincident",2007,"Actual",63.283380000000001,"NA"]
[null,"SA","PPIR","Port Pirie Network","SAPN","Winter","Coincident",2007,"Actual",59.093271999999999,"NA"]
[null,"SA","PPIR","Port Pirie Network","SAPN","Summer","Coincident",2008,"Actual",56.323324,"NA"]
[null,"SA","PPIR","Port Pirie Network","SAPN","Winter","Coincident",2008,"Actual",58.095768,"NA"]
[null,"SA","PPIR","Port Pirie Network","SAPN","Summer","Coincident",2009,"Actual",66.254903999999996,"NA"]
[null,"SA","PPIR","Port Pirie Network","SAPN","Winter","Coincident",2009,"Actual",60.233911999999997,"NA"]
[null,"SA","PPIR","Port Pirie Network","SAPN","Summer","Coincident",2010,"Actual",66.839792000000003,"NA"]
[null,"SA","PPIR","Port Pirie Network","SAPN","Winter","Coincident",2010,"Actual",58.138936000000001,"NA"]
[null,"SA","PPIR","Port Pirie Network","SAPN","Summer","Coincident",2011,"Actual",59.806871999999998,"NA"]
[null,"SA","PPIR","Port Pirie Network","SAPN","Winter","Coincident",2011,"Actual",52.013452000000001,"NA"]
[null,"SA","PPIR","Port Pirie Network","SAPN","Summer","Coincident",2012,"Actual",61.040072000000002,"NA"]
[null,"SA","PPIR","Port Pirie Network","SAPN","Winter","Coincident",2012,"Actual",48.011887999999999,"NA"]
[null,"SA","PPIR","Port Pirie Network","SAPN","Summer","Coincident",2013,"Actual",51.260916000000002,"NA"]
[null,"SA","PPIR","Port Pirie Network","SAPN","Winter","Coincident",2013,"Actual",50.333620000000003,"NA"]
[null,"SA","PPIR","Port Pirie Network","SAPN","Summer","Coincident",2014,"Actual",63.335839999999997,"NA"]
[null,"SA","PPIR","Port Pirie Network","SAPN","Winter","Coincident",2014,"Actual",40.281312,"NA"]
[null,"SA","PPIR","Port Pirie Network","SAPN","Summer","Coincident",2015,"Actual",45.811751999999998,"NA"]
[null,"SA","PPIR","Port Pirie Network","SAPN","Winter","Coincident",2015,"Actual",38.984431999999998,"NA"]
[null,"SA","PPIR","Port Pirie Network","SAPN","Summer","Coincident",2016,"Actual",47.066423999999998,"NA"]
[null,"SA","BERR","Berri","SAPN","Winter","Coincident",2006,"Actual",50.897092000000001,"NA"]
[null,"SA","BERR","Berri","SAPN","Summer","Coincident",2007,"Actual",69.582235999999995,"NA"]
[null,"SA","BERR","Berri","SAPN","Winter","Coincident",2007,"Actual",48.775230000000001,"NA"]
[null,"SA","BERR","Berri","SAPN","Summer","Coincident",2008,"Actual",72.659875999999997,"NA"]
[null,"SA","BERR","Berri","SAPN","Winter","Coincident",2008,"Actual",47.082382000000003,"NA"]
[null,"SA","BERR","Berri","SAPN","Summer","Coincident",2009,"Actual",88.489152000000004,"NA"]
[null,"SA","BERR","Berri","SAPN","Winter","Coincident",2009,"Actual",43.619509999999998,"NA"]
[null,"SA","BERR","Berri","SAPN","Summer","Coincident",2010,"Actual",87.056132000000005,"NA"]
[null,"SA","BERR","Berri","SAPN","Winter","Coincident",2010,"Actual",42.767856000000002,"NA"]
[null,"SA","BERR","Berri","SAPN","Summer","Coincident",2011,"Actual",82.028149999999997,"NA"]
[null,"SA","BERR","Berri","SAPN","Winter","Coincident",2011,"Actual",31.765260000000001,"NA"]
[null,"SA","BERR","Berri","SAPN","Summer","Coincident",2012,"Actual",67.485178000000005,"NA"]
[null,"SA","BERR","Berri","SAPN","Winter","Coincident",2012,"Actual",41.090532000000003,"NA"]
[null,"SA","BERR","Berri","SAPN","Summer","Coincident",2013,"Actual",79.525508000000002,"NA"]
[null,"SA","BERR","Berri","SAPN","Winter","Coincident",2013,"Actual",47.487459999999999,"NA"]
[null,"SA","BERR","Berri","SAPN","Summer","Coincident",2014,"Actual",88.039884000000001,"NA"]
[null,"SA","BERR","Berri","SAPN","Winter","Coincident",2014,"Actual",46.125956000000002,"NA"]
[null,"SA","BERR","Berri","SAPN","Summer","Coincident",2015,"Actual",75.384405999999998,"NA"]
[null,"SA","BERR","Berri","SAPN","Winter","Coincident",2015,"Actual",41.341262,"NA"]
[null,"SA","BERR","Berri","SAPN","Summer","Coincident",2016,"Actual",77.632003999999995,"NA"]
[null,"SA","BLAN","Blanche","SAPN","Winter","Coincident",2006,"Actual",26.078673999999999,"NA"]
[null,"SA","BLAN","Blanche","SAPN","Summer","Coincident",2007,"Actual",27.913872000000001,"NA"]
[null,"SA","BLAN","Blanche","SAPN","Winter","Coincident",2007,"Actual",29.124669999999998,"NA"]
[null,"SA","BLAN","Blanche","SAPN","Summer","Coincident",2008,"Actual",32.198324,"NA"]
[null,"SA","BLAN","Blanche","SAPN","Winter","Coincident",2008,"Actual",30.4678,"NA"]
[null,"SA","BLAN","Blanche","SAPN","Summer","Coincident",2009,"Actual",33.896453999999999,"NA"]
[null,"SA","BLAN","Blanche","SAPN","Winter","Coincident",2009,"Actual",31.568472,"NA"]
[null,"SA","BLAN","Blanche","SAPN","Summer","Coincident",2010,"Actual",34.884343999999999,"NA"]
[null,"SA","BLAN","Blanche","SAPN","Winter","Coincident",2010,"Actual",33.045955999999997,"NA"]
[null,"SA","BLAN","Blanche","SAPN","Summer","Coincident",2011,"Actual",31.833929999999999,"NA"]
[null,"SA","BLAN","Blanche","SAPN","Winter","Coincident",2011,"Actual",31.671446,"NA"]
[null,"SA","BLAN","Blanche","SAPN","Summer","Coincident",2012,"Actual",34.802494000000003,"NA"]
[null,"SA","BLAN","Blanche","SAPN","Winter","Coincident",2012,"Actual",30.693816000000002,"NA"]
[null,"SA","BLAN","Blanche","SAPN","Summer","Coincident",2013,"Actual",28.677768,"NA"]
[null,"SA","BLAN","Blanche","SAPN","Winter","Coincident",2013,"Actual",26.908296,"NA"]
[null,"SA","BLAN","Blanche","SAPN","Summer","Coincident",2014,"Actual",29.544982000000001,"NA"]
[null,"SA","BLAN","Blanche","SAPN","Winter","Coincident",2014,"Actual",30.663988,"NA"]
[null,"SA","BLAN","Blanche","SAPN","Summer","Coincident",2015,"Actual",24.898261999999999,"NA"]
[null,"SA","BLAN","Blanche","SAPN","Winter","Coincident",2015,"Actual",32.155211999999999,"NA"]
[null,"SA","BLAN","Blanche","SAPN","Summer","Coincident",2016,"Actual",30.668185999999999,"NA"]
[null,"SA","BARK","Mt Barker and Mt Barker South","SAPN","Winter","Coincident",2006,"Actual",70.020176000000006,"NA"]
[null,"SA","BARK","Mt Barker and Mt Barker South","SAPN","Summer","Coincident",2007,"Actual",60.432152000000002,"NA"]
[null,"SA","BARK","Mt Barker and Mt Barker South","SAPN","Winter","Coincident",2007,"Actual",71.823663999999994,"NA"]
[null,"SA","BARK","Mt Barker and Mt Barker South","SAPN","Summer","Coincident",2008,"Actual",74.521405999999999,"NA"]
[null,"SA","BARK","Mt Barker and Mt Barker South","SAPN","Winter","Coincident",2008,"Actual",76.354320000000001,"NA"]
[null,"SA","BARK","Mt Barker and Mt Barker South","SAPN","Summer","Coincident",2009,"Actual",93.551839999999999,"NA"]
[null,"SA","BARK","Mt Barker and Mt Barker South","SAPN","Winter","Coincident",2009,"Actual",75.242624000000006,"NA"]
[null,"SA","BARK","Mt Barker and Mt Barker South","SAPN","Summer","Coincident",2010,"Actual",82.528130000000004,"NA"]
[null,"SA","BARK","Mt Barker and Mt Barker South","SAPN","Winter","Coincident",2010,"Actual",67.634311999999994,"NA"]
[null,"SA","BARK","Mt Barker and Mt Barker South","SAPN","Summer","Coincident",2011,"Actual",93.011887999999999,"NA"]
[null,"SA","BARK","Mt Barker and Mt Barker South","SAPN","Winter","Coincident",2011,"Actual",76.932192000000001,"NA"]
[null,"SA","BARK","Mt Barker and Mt Barker South","SAPN","Summer","Coincident",2012,"Actual",73.943256000000005,"NA"]
[null,"SA","BARK","Mt Barker and Mt Barker South","SAPN","Winter","Coincident",2012,"Actual",78.328530000000001,"NA"]
[null,"SA","BARK","Mt Barker and Mt Barker South","SAPN","Summer","Coincident",2013,"Actual",78.463357999999999,"NA"]
[null,"SA","BARK","Mt Barker and Mt Barker South","SAPN","Winter","Coincident",2013,"Actual",74.088151999999994,"NA"]
[null,"SA","BARK","Mt Barker and Mt Barker South","SAPN","Summer","Coincident",2014,"Actual",94.761886000000004,"NA"]
[null,"SA","BARK","Mt Barker and Mt Barker South","SAPN","Winter","Coincident",2014,"Actual",74.373154,"NA"]
[null,"SA","BARK","Mt Barker and Mt Barker South","SAPN","Summer","Coincident",2015,"Actual",57.483192000000003,"NA"]
[null,"SA","BARK","Mt Barker and Mt Barker South","SAPN","Winter","Coincident",2015,"Actual",76.058790000000002,"NA"]
[null,"SA","BARK","Mt Barker and Mt Barker South","SAPN","Summer","Coincident",2016,"Actual",78.920302000000007,"NA"]
[null,"SA","WYAL","Whyalla and Whyalla Central","SAPN","Winter","Coincident",2006,"Actual",50.441920000000003,"NA"]
[null,"SA","WYAL","Whyalla and Whyalla Central","SAPN","Summer","Coincident",2007,"Actual",60.890647999999999,"NA"]
[null,"SA","WYAL","Whyalla and Whyalla Central","SAPN","Winter","Coincident",2007,"Actual",48.157352000000003,"NA"]
[null,"SA","WYAL","Whyalla and Whyalla Central","SAPN","Summer","Coincident",2008,"Actual",52.232640000000004,"NA"]
[null,"SA","WYAL","Whyalla and Whyalla Central","SAPN","Winter","Coincident",2008,"Actual",38.300015999999999,"NA"]
[null,"SA","WYAL","Whyalla and Whyalla Central","SAPN","Summer","Coincident",2009,"Actual",51.704248,"NA"]
[null,"SA","WYAL","Whyalla and Whyalla Central","SAPN","Winter","Coincident",2009,"Actual",50.805664,"NA"]
[null,"SA","WYAL","Whyalla and Whyalla Central","SAPN","Summer","Coincident",2010,"Actual",54.200536,"NA"]
[null,"SA","WYAL","Whyalla and Whyalla Central","SAPN","Winter","Coincident",2010,"Actual",59.865296000000001,"NA"]
[null,"SA","WYAL","Whyalla and Whyalla Central","SAPN","Summer","Coincident",2011,"Actual",53.992384000000001,"NA"]
[null,"SA","WYAL","Whyalla and Whyalla Central","SAPN","Winter","Coincident",2011,"Actual",47.824711999999998,"NA"]
[null,"SA","WYAL","Whyalla and Whyalla Central","SAPN","Summer","Coincident",2012,"Actual",55.838647999999999,"NA"]
[null,"SA","WYAL","Whyalla and Whyalla Central","SAPN","Winter","Coincident",2012,"Actual",47.083632000000001,"NA"]
[null,"SA","WYAL","Whyalla and Whyalla Central","SAPN","Summer","Coincident",2013,"Actual",57.490664000000002,"NA"]
[null,"SA","WYAL","Whyalla and Whyalla Central","SAPN","Winter","Coincident",2013,"Actual",57.679653999999999,"NA"]
[null,"SA","WYAL","Whyalla and Whyalla Central","SAPN","Summer","Coincident",2014,"Actual",58.587420000000002,"NA"]
[null,"SA","WYAL","Whyalla and Whyalla Central","SAPN","Winter","Coincident",2014,"Actual",66.646833999999998,"NA"]
[null,"SA","WYAL","Whyalla and Whyalla Central","SAPN","Summer","Coincident",2015,"Actual",47.214272000000001,"NA"]
[null,"SA","WYAL","Whyalla and Whyalla Central","SAPN","Winter","Coincident",2015,"Actual",45.882745999999997,"NA"]
[null,"SA","WYAL","Whyalla and Whyalla Central","SAPN","Summer","Coincident",2016,"Actual",47.431550000000001,"NA"]
[null,"SA","SPDIST","Stony Point Distribution","SAPN","Winter","Coincident",2009,"Actual",2.8709999999999999E-2,"NA"]
[null,"SA","SPDIST","Stony Point Distribution","SAPN","Summer","Coincident",2010,"Actual",4.2417999999999997E-2,"NA"]
[null,"SA","SPDIST","Stony Point Distribution","SAPN","Winter","Coincident",2010,"Actual",5.0082000000000002E-2,"NA"]
[null,"SA","SPDIST","Stony Point Distribution","SAPN","Summer","Coincident",2011,"Actual",8.9627999999999999E-2,"NA"]
[null,"SA","SPDIST","Stony Point Distribution","SAPN","Winter","Coincident",2011,"Actual",4.8601999999999999E-2,"NA"]
[null,"SA","SPDIST","Stony Point Distribution","SAPN","Summer","Coincident",2012,"Actual",5.8066E-2,"NA"]
[null,"SA","SPDIST","Stony Point Distribution","SAPN","Winter","Coincident",2012,"Actual",3.2030000000000003E-2,"NA"]
[null,"SA","SPDIST","Stony Point Distribution","SAPN","Summer","Coincident",2013,"Actual",5.0257999999999997E-2,"NA"]
[null,"SA","SPDIST","Stony Point Distribution","SAPN","Winter","Coincident",2013,"Actual",2.8361999999999998E-2,"NA"]
[null,"SA","SPDIST","Stony Point Distribution","SAPN","Summer","Coincident",2014,"Actual",4.9806000000000003E-2,"NA"]
[null,"SA","SPDIST","Stony Point Distribution","SAPN","Winter","Coincident",2014,"Actual",3.1354E-2,"NA"]
[null,"SA","SPDIST","Stony Point Distribution","SAPN","Summer","Coincident",2015,"Actual",5.4809999999999998E-2,"NA"]
[null,"SA","SPDIST","Stony Point Distribution","SAPN","Winter","Coincident",2015,"Actual",3.0513999999999999E-2,"NA"]
[null,"SA","SPDIST","Stony Point Distribution","SAPN","Summer","Coincident",2016,"Actual",4.2344E-2,"NA"]
[null,"SA","SPREF","Stony Point Industrial","ENet","Winter","Coincident",2006,"Actual","NA","NA"]
[null,"SA","SPREF","Stony Point Industrial","ENet","Summer","Coincident",2007,"Actual","NA","NA"]
[null,"SA","SPREF","Stony Point Industrial","ENet","Winter","Coincident",2007,"Actual","NA","NA"]
[null,"SA","SPREF","Stony Point Industrial","ENet","Summer","Coincident",2008,"Actual","NA","NA"]
[null,"SA","SPREF","Stony Point Industrial","ENet","Winter","Coincident",2008,"Actual","NA","NA"]
[null,"SA","SPREF","Stony Point Industrial","ENet","Summer","Coincident",2009,"Actual","NA","NA"]
[null,"SA","SPREF","Stony Point Industrial","ENet","Winter","Coincident",2009,"Actual","NA","NA"]
[null,"SA","SPREF","Stony Point Industrial","ENet","Summer","Coincident",2010,"Actual","NA","NA"]
[null,"SA","SPREF","Stony Point Industrial","ENet","Winter","Coincident",2010,"Actual","NA","NA"]
[null,"SA","SPREF","Stony Point Industrial","ENet","Summer","Coincident",2011,"Actual","NA","NA"]
[null,"SA","SPREF","Stony Point Industrial","ENet","Winter","Coincident",2011,"Actual","NA","NA"]
[null,"SA","SPREF","Stony Point Industrial","ENet","Summer","Coincident",2012,"Actual","NA","NA"]
[null,"SA","SPREF","Stony Point Industrial","ENet","Winter","Coincident",2012,"Actual","NA","NA"]
[null,"SA","SPREF","Stony Point Industrial","ENet","Summer","Coincident",2013,"Actual","NA","NA"]
[null,"SA","SPREF","Stony Point Industrial","ENet","Winter","Coincident",2013,"Actual","NA","NA"]
[null,"SA","SPREF","Stony Point Industrial","ENet","Summer","Coincident",2014,"Actual","NA","NA"]
[null,"SA","SPREF","Stony Point Industrial","ENet","Winter","Coincident",2014,"Actual","NA","NA"]
[null,"SA","SPREF","Stony Point Industrial","ENet","Summer","Coincident",2015,"Actual","NA","NA"]
[null,"SA","SPREF","Stony Point Industrial","ENet","Winter","Coincident",2015,"Actual","NA","NA"]
[null,"SA","SPREF","Stony Point Industrial","ENet","Summer","Coincident",2016,"Actual","NA","NA"]

{"sheet":"DataSelection","index":5,"n_rows":30002,"n_cols":70,"rows_kept":2250,"cut":true,"hidden":true,"merged":[[47,53,47,56],[48,53,48,56],[42,53,42,56],[43,53,43,56],[44,53,44,56],[45,53,45,56],[46,53,46,56],[37,53,37,56],[38,53,38,56],[39,53,39,56],[40,53,40,56],[41,53,41,56]],"bounds":{"rows_first":1000,"rows_last":250,"rows_between":1000,"halvings":1}}
[]
[null,{"$f":"\"DATA LAST UPDATED \"& TEXT(DataInput!D2,\"dd/mm/yyyy\")","v":"DATA LAST UPDATED 24/06/2016"}]
[]
[null,"State/DB Selection",null,null,{"$f":"DataInput!B4","v":"Region"},{"$f":"DataInput!C4","v":"cpID"},{"$f":"DataInput!D4","v":"Name"},{"$f":"DataInput!E4","v":"DB/DNSP"},{"$f":"DataInput!F4","v":"Season"},{"$f":"DataInput!G4","v":"reconciled"},{"$f":"DataInput!H4","v":"Year"},{"$f":"DataInput!I4","v":"Percentile"},{"$f":"DataInput!J4","v":"MW"},{"$f":"DataInput!K4","v":"divFactor"},null,null,"State/CP",null,"Unique State/CP",null,null,"CP Selection",null,null,{"$f":"E4","v":"Region"},{"$f":"F4","v":"cpID"},"Name","DB/DNSP","Season","reconciled","Year","Percentile","MW","divFactor"]
[null,"State/DB",null,null,null,null,null,null,null,null,null,null,null,null,null,null,null,null,{"$f":"COUNTIF(S11:S110,\"*\"&B8&\" *\")","v":61},null,null,"CP List #"]
[null,1,null,null,null,null,null,null,null,null,null,null,null,null,null,null,null,null,null,null,null,1,null,null,null,null,null,null,null,null,null,null,null,null,null,null,null,null,null,null,null,null,null,null,null,null,null,null,null,null,null,null,null,null,null,null,null,null,null,null,null,null,null,null,null,null,null,null,"May need to extend these cols as wer go forward in years."]
[null,{"$f":"INDEX(Lists_Selections!E4:E9,DataSelection!B6,)","v":"SA - ALL"},null,null,null,null,null,null,null,null,null,null,null,null,null,null,null,null,null,null,null,"CP NAME"]
[null,{"$f":"INDEX(Lists_Selections!F4:F9,DataSelection!B6,)","v":"SA"},null,null,null,null,null,null,null,null,null,null,null,null,null,null,null,null,null,null,null,{"$f":"LOOKUP(V6,R11:R110,S11:S110)","v":"SA Adelaide Central"}]
[null,{"$f":"INDEX(Lists_Selections!G4:G9,DataSelection!B6,)","v":"ALL"},null,null,null,null,null,null,null,null,null,null,null,null,null,null,null,null,null,null,null,{"$f":"TRIM(SUBSTITUTE(LOOKUP(V6,R11:R110,S11:S110),B8,\"\",1))","v":"Adelaide Central"},null,null,null,null,null,null,null,null,null,null,null,null,null,null,null,null,null,null,null,null,null,null,null,null,null,null,null,"Note that PIMBA does not display correctly. Historical TCAs sum to zero and so the formula returns na()."]
[null,"ALL",null,null,null,null,null,null,null,null,null,null,null,null,null,null,null,null,"  ",null,null,null,null,null,null,null,null,null,null,null,null,null,null,null,null,null,null,null,null,null,null,null,null,null,null,null,null,null,null,"This is done because summing #N/A values also returns zero."]
[null,{"$f":"IF(DataInput!#REF!=$B$8,IF($B$9=$B$10,TRUE,IF(DataInput!#REF!=$B$9,TRUE,FALSE)))","v":{"$error":"#REF!"}},null,null,{"$f":"IF(B11=TRUE,DataInput!#REF!,NA())","v":{"$error":"#REF!"}},{"$f":"IF($E11=DataInput!#REF!,DataInput!#REF!,NA())","v":{"$error":"#REF!"}},{"$f":"IF($E11=DataInput!#REF!,DataInput!#REF!,NA())","v":{"$error":"#REF!"}},{"$f":"IF($E11=DataInput!#REF!,DataInput!#REF!,NA())","v":{"$error":"#REF!"}},{"$f":"IF($E11=DataInput!#REF!,DataInput!#REF!,NA())","v":{"$error":"#REF!"}},{"$f":"IF($E11=DataInput!#REF!,DataInput!#REF!,NA())","v":{"$error":"#REF!"}},{"$f":"IF($E11=DataInput!#REF!,DataInput!#REF!,NA())","v":{"$error":"#REF!"}},{"$f":"IF($E11=DataInput!#REF!,DataInput!#REF!,NA())","v":{"$error":"#REF!"}},{"$f":"IF($E11=DataInput!#REF!,DataInput!#REF!,NA())","v":{"$error":"#REF!"}},{"$f":"IF($E11=DataInput!#REF!,DataInput!#REF!,NA())","v":{"$error":"#REF!"}},null,null,{"$f":"IF(OR(ISERROR(E11),ISERROR(G11)),\"  \",E11&\" \"&G11)","v":"  "},1,{"$f":"Lists_Selections!H4","v":"SA Adelaide Central"},null,null,{"$f":"IF(ISERROR(G11),FALSE,IF($V$9=G11,TRUE,FALSE))","v":false},null,null,{"$f":"IF($V11=TRUE,E11,NA())","v":{"$error":"#N/A"}},{"$error":"#N/A"},{"$error":"#N/A"},{"$error":"#N/A"},{"$error":"#N/A"},{"$error":"#N/A"},{"$error":"#N/A"},{"$error":"#N/A"},{"$error":"#N/A"},{"$error":"#N/A"}]
[null,{"$f":"IF(DataInput!B11=$B$8,IF($B$9=$B$10,TRUE,IF(DataInput!E11=$B$9,TRUE,FALSE)))","v":true},null,null,{"$f":"IF(B12=TRUE,DataInput!B11,NA())","v":"SA"},{"$f":"IF($E12=DataInput!$B11,DataInput!C11,NA())","v":"ADEL"},{"$f":"IF($E12=DataInput!$B11,DataInput!D11,NA())","v":"Adelaide Central"},{"$f":"IF($E12=DataInput!$B11,DataInput!E11,NA())","v":"SAPN"},{"$f":"IF($E12=DataInput!$B11,DataInput!F11,NA())","v":"Summer"},{"$f":"IF($E12=DataInput!$B11,DataInput!G11,NA())","v":"Non-Coincident"},{"$f":"IF($E12=DataInput!$B11,DataInput!H11,NA())","v":2017},{"$f":"IF($E12=DataInput!$B11,DataInput!I11,NA())","v":"POE10"},{"$f":"IF($E12=DataInput!$B11,DataInput!J11,NA())","v":203.074581896664},{"$f":"IF($E12=DataInput!$B11,DataInput!K11,NA())","v":0.87135767955410803},null,null,{"$f":"IF(OR(ISERROR(E12),ISERROR(G12)),\"  \",E12&\" \"&G12)","v":"SA Adelaide Central"},2,{"$f":"Lists_Selections!H5","v":"SA Angas Creek"},null,null,{"$f":"IF(ISERROR(G12),FALSE,IF($V$9=G12,TRUE,FALSE))","v":true},null,null,{"$f":"IF($V12=TRUE,E12,NA())","v":"SA"},{"$f":"IF($V12=TRUE,F12,NA())","v":"ADEL"},{"$f":"IF($V12=TRUE,G12,NA())","v":"Adelaide Central"},{"$f":"IF($V12=TRUE,H12,NA())","v":"SAPN"},{"$f":"IF($V12=TRUE,I12,NA())","v":"Summer"},{"$f":"IF($V12=TRUE,J12,NA())","v":"Non-Coincident"},{"$f":"IF($V12=TRUE,K12,NA())","v":2017},{"$f":"IF($V12=TRUE,L12,NA())","v":"POE10"},{"$f":"IF($V12=TRUE,M12,NA())","v":203.074581896664},{"$f":"IF($V12=TRUE,N12,NA())","v":0.87135767955410803}]
[null,{"$f":"IF(DataInput!B12=$B$8,IF($B$9=$B$10,TRUE,IF(DataInput!E12=$B$9,TRUE,FALSE)))","v":true},null,null,{"$f":"IF(B13=TRUE,DataInput!B12,NA())","v":"SA"},{"$f":"IF($E13=DataInput!$B12,DataInput!C12,NA())","v":"ADEL"},{"$f":"IF($E13=DataInput!$B12,DataInput!D12,NA())","v":"Adelaide Central"},{"$f":"IF($E13=DataInput!$B12,DataInput!E12,NA())","v":"SAPN"},{"$f":"IF($E13=DataInput!$B12,DataInput!F12,NA())","v":"Summer"},{"$f":"IF($E13=DataInput!$B12,DataInput!G12,NA())","v":"Non-Coincident"},{"$f":"IF($E13=DataInput!$B12,DataInput!H12,NA())","v":2018},{"$f":"IF($E13=DataInput!$B12,DataInput!I12,NA())","v":"POE10"},{"$f":"IF($E13=DataInput!$B12,DataInput!J12,NA())","v":200.50645986048301},{"$f":"IF($E13=DataInput!$B12,DataInput!K12,NA())","v":0.863073338771295},null,null,"SA Adelaide Central",3,{"$f":"Lists_Selections!H6","v":"SA Ardrossan West"},null,null,true,null,null,"SA","ADEL","Adelaide Central","SAPN","Summer","Non-Coincident",2018,"POE10",200.50645986048301,0.863073338771295,null,null,null,null,"DATA REPORTED",null,"Identifiers",null,"Summer","1999-00","2000-01","2001-02","2002-03","2003-04","2004-05","2005-06","2006-07","2007-08","2008-09","2009-10","2010-11","2011-12","2012-13","2013-14","2014-15","2015-16","2016-17","2017-18","2018-19","2019-20","2020-21","2021-22","2022-23","2023-24","2024-25","2025-26"]
[null,{"$f":"IF(DataInput!B13=$B$8,IF($B$9=$B$10,TRUE,IF(DataInput!E13=$B$9,TRUE,FALSE)))","v":true},null,null,{"$f":"IF(B14=TRUE,DataInput!B13,NA())","v":"SA"},{"$f":"IF($E14=DataInput!$B13,DataInput!C13,NA())","v":"ADEL"},{"$f":"IF($E14=DataInput!$B13,DataInput!D13,NA())","v":"Adelaide Central"},{"$f":"IF($E14=DataInput!$B13,DataInput!E13,NA())","v":"SAPN"},{"$f":"IF($E14=DataInput!$B13,DataInput!F13,NA())","v":"Summer"},{"$f":"IF($E14=DataInput!$B13,DataInput!G13,NA())","v":"Non-Coincident"},{"$f":"IF($E14=DataInput!$B13,DataInput!H13,NA())","v":2019},{"$f":"IF($E14=DataInput!$B13,DataInput!I13,NA())","v":"POE10"},{"$f":"IF($E14=DataInput!$B13,DataInput!J13,NA())","v":198.82741779639699},{"$f":"IF($E14=DataInput!$B13,DataInput!K13,NA())","v":0.86948279952821395},null,null,"SA Adelaide Central",4,{"$f":"Lists_Selections!H7","v":"SA Back Callington"},null,null,true,null,null,"SA","ADEL","Adelaide Central","SAPN","Summer","Non-Coincident",2019,"POE10",198.82741779639699,0.86948279952821395,null,null,null,null,null,null,null,null,null,2000,2001,2002,2003,2004,2005,2006,2007,2008,2009,2010,2011,2012,2013,2014,2015,2016,2017,2018,2019,2020,2021,2022,2023,2024,2025,2026]
[null,{"$f":"IF(DataInput!B14=$B$8,IF($B$9=$B$10,TRUE,IF(DataInput!E14=$B$9,TRUE,FALSE)))","v":true},null,null,{"$f":"IF(B15=TRUE,DataInput!B14,NA())","v":"SA"},{"$f":"IF($E15=DataInput!$B14,DataInput!C14,NA())","v":"ADEL"},{"$f":"IF($E15=DataInput!$B14,DataInput!D14,NA())","v":"Adelaide Central"},{"$f":"IF($E15=DataInput!$B14,DataInput!E14,NA())","v":"SAPN"},{"$f":"IF($E15=DataInput!$B14,DataInput!F14,NA())","v":"Summer"},{"$f":"IF($E15=DataInput!$B14,DataInput!G14,NA())","v":"Non-Coincident"},{"$f":"IF($E15=DataInput!$B14,DataInput!H14,NA())","v":2020},{"$f":"IF($E15=DataInput!$B14,DataInput!I14,NA())","v":"POE10"},{"$f":"IF($E15=DataInput!$B14,DataInput!J14,NA())","v":191.707153480594},{"$f":"IF($E15=DataInput!$B14,DataInput!K14,NA())","v":0.86285495089101905},null,null,"SA Adelaide Central",5,{"$f":"Lists_Selections!H8","v":"SA Baroota"},null,null,true,null,null,"SA","ADEL","Adelaide Central","SAPN","Summer","Non-Coincident",2020,"POE10",191.707153480594,0.86285495089101905,null,null,null,null,null,null,null,null,"Winter",1999,2000,2001,2002,2003,2004,2005,2006,2007,2008,2009,2010,2011,2012,2013,2014,2015,2016,2017,2018,2019,2020,2021,2022,2023,2024,2025]
[null,{"$f":"IF(DataInput!B15=$B$8,IF($B$9=$B$10,TRUE,IF(DataInput!E15=$B$9,TRUE,FALSE)))","v":true},null,null,{"$f":"IF(B16=TRUE,DataInput!B15,NA())","v":"SA"},{"$f":"IF($E16=DataInput!$B15,DataInput!C15,NA())","v":"ADEL"},{"$f":"IF($E16=DataInput!$B15,DataInput!D15,NA())","v":"Adelaide Central"},{"$f":"IF($E16=DataInput!$B15,DataInput!E15,NA())","v":"SAPN"},{"$f":"IF($E16=DataInput!$B15,DataInput!F15,NA())","v":"Summer"},{"$f":"IF($E16=DataInput!$B15,DataInput!G15,NA())","v":"Non-Coincident"},{"$f":"IF($E16=DataInput!$B15,DataInput!H15,NA())","v":2021},{"$f":"IF($E16=DataInput!$B15,DataInput!I15,NA())","v":"POE10"},{"$f":"IF($E16=DataInput!$B15,DataInput!J15,NA())","v":185.41692067037999},{"$f":"IF($E16=DataInput!$B15,DataInput!K15,NA())","v":0.87202886391765699},null,null,"SA Adelaide Central",6,{"$f":"Lists_Selections!H9","v":"SA Berri"},null,null,true,null,null,"SA","ADEL","Adelaide Central","SAPN","Summer","Non-Coincident",2021,"POE10",185.41692067037999,0.87202886391765699,null,null,null,null,"SUMMER (MW)"]
[null,{"$f":"IF(DataInput!B16=$B$8,IF($B$9=$B$10,TRUE,IF(DataInput!E16=$B$9,TRUE,FALSE)))","v":true},null,null,{"$f":"IF(B17=TRUE,DataInput!B16,NA())","v":"SA"},{"$f":"IF($E17=DataInput!$B16,DataInput!C16,NA())","v":"ADEL"},{"$f":"IF($E17=DataInput!$B16,DataInput!D16,NA())","v":"Adelaide Central"},{"$f":"IF($E17=DataInput!$B16,DataInput!E16,NA())","v":"SAPN"},{"$f":"IF($E17=DataInput!$B16,DataInput!F16,NA())","v":"Summer"},{"$f":"IF($E17=DataInput!$B16,DataInput!G16,NA())","v":"Non-Coincident"},{"$f":"IF($E17=DataInput!$B16,DataInput!H16,NA())","v":2022},{"$f":"IF($E17=DataInput!$B16,DataInput!I16,NA())","v":"POE10"},{"$f":"IF($E17=DataInput!$B16,DataInput!J16,NA())","v":179.56556643064999},{"$f":"IF($E17=DataInput!$B16,DataInput!K16,NA())","v":0.87212688388393},null,null,"SA Adelaide Central",7,{"$f":"Lists_Selections!H10","v":"SA Blanche"},null,null,true,null,null,"SA","ADEL","Adelaide Central","SAPN","Summer","Non-Coincident",2022,"POE10",179.56556643064999,0.87212688388393,null,null,null,null,"Actual",null,"Summer","Non-Coincident","Actual",{"$f":"IF(SUMIFS($AG$11:$AG$30002,$AC$11:$AC$30002,$AO17,$AD$11:$AD$30002,$AP17,$AF$11:$AF$30002,$AQ17,$AE$11:$AE$30002,AR$14)=0,NA(),SUMIFS($AG$11:$AG$30002,$AC$11:$AC$30002,$AO17,$AD$11:$AD$30002,$AP17,$AF$11:$AF$30002,$AQ17,$AE$11:$AE$30002,AR$14))","v":{"$error":"#N/A"}},{"$f":"IF(SUMIFS($AG$11:$AG$30002,$AC$11:$AC$30002,$AO17,$AD$11:$AD$30002,$AP17,$AF$11:$AF$30002,$AQ17,$AE$11:$AE$30002,AS$14)=0,NA(),SUMIFS($AG$11:$AG$30002,$AC$11:$AC$30002,$AO17,$AD$11:$AD$30002,$AP17,$AF$11:$AF$30002,$AQ17,$AE$11:$AE$30002,AS$14))","v":{"$error":"#N/A"}},{"$error":"#N/A"},{"$error":"#N/A"},{"$error":"#N/A"},{"$error":"#N/A"},{"$error":"#N/A"},200.58,207.6,211.79,208.42,208.27,191.38,199.21,198.22,185.47,193.01256447,{"$error":"#N/A"},{"$error":"#N/A"},{"$error":"#N/A"},{"$error":"#N/A"},{"$error":"#N/A"},{"$error":"#N/A"},{"$error":"#N/A"},{"$error":"#N/A"},{"$error":"#N/A"},{"$error":"#N/A"}]
[null,{"$f":"IF(DataInput!B17=$B$8,IF($B$9=$B$10,TRUE,IF(DataInput!E17=$B$9,TRUE,FALSE)))","v":true},null,null,{"$f":"IF(B18=TRUE,DataInput!B17,NA())","v":"SA"},{"$f":"IF($E18=DataInput!$B17,DataInput!C17,NA())","v":"ADEL"},{"$f":"IF($E18=DataInput!$B17,DataInput!D17,NA())","v":"Adelaide Central"},{"$f":"IF($E18=DataInput!$B17,DataInput!E17,NA())","v":"SAPN"},{"$f":"IF($E18=DataInput!$B17,DataInput!F17,NA())","v":"Summer"},{"$f":"IF($E18=DataInput!$B17,DataInput!G17,NA())","v":"Non-Coincident"},{"$f":"IF($E18=DataInput!$B17,DataInput!H17,NA())","v":2023},{"$f":"IF($E18=DataInput!$B17,DataInput!I17,NA())","v":"POE10"},{"$f":"IF($E18=DataInput!$B17,DataInput!J17,NA())","v":175.55698309308499},{"$f":"IF($E18=DataInput!$B17,DataInput!K17,NA())","v":0.87223537722106104},null,null,"SA Adelaide Central",8,{"$f":"Lists_Selections!H11","v":"SA Brinkworth"},null,null,true,null,null,"SA","ADEL","Adelaide Central","SAPN","Summer","Non-Coincident",2023,"POE10",175.55698309308499,0.87223537722106104,null,null,null,null,"Temp. corrected actual 10%",null,"Summer","Non-Coincident","TempCorrActualPOE10",{"$f":"IF(SUMIFS($AG$11:$AG$30002,$AC$11:$AC$30002,$AO18,$AD$11:$AD$30002,$AP18,$AF$11:$AF$30002,$AQ18,$AE$11:$AE$30002,AR14)=0,NA(),SUMIFS($AG$11:$AG$30002,$AC$11:$AC$30002,$AO18,$AD$11:$AD$30002,$AP18,$AF$11:$AF$30002,$AQ18,$AE$11:$AE$30002,AR14))","v":{"$error":"#N/A"}},{"$error":"#N/A"},{"$error":"#N/A"},{"$error":"#N/A"},{"$error":"#N/A"},{"$error":"#N/A"},{"$f":"IF(SUMIFS($AG$11:$AG$30002,$AC$11:$AC$30002,$AO18,$AD$11:$AD$30002,$AP18,$AF$11:$AF$30002,$AQ18,$AE$11:$AE$30002,AX14)=0,NA(),SUMIFS($AG$11:$AG$30002,$AC$11:$AC$30002,$AO18,$AD$11:$AD$30002,$AP18,$AF$11:$AF$30002,$AQ18,$AE$11:$AE$30002,AX14))","v":{"$error":"#N/A"}},218.16192126348301,220.67546759447399,217.97287534096699,220.15744961005799,220.12166735271899,214.76104468146801,211.78362858417501,206.08011016056599,205.407903261851,207.67951187808899,{"$error":"#N/A"},{"$error":"#N/A"},{"$error":"#N/A"},{"$error":"#N/A"},{"$error":"#N/A"},{"$error":"#N/A"},{"$error":"#N/A"},{"$error":"#N/A"},{"$f":"IF(SUMIFS($AG$11:$AG$30002,$AC$11:$AC$30002,$AO18,$AD$11:$AD$30002,$AP18,$AF$11:$AF$30002,$AQ18,$AE$11:$AE$30002,BQ14)=0,NA(),SUMIFS($AG$11:$AG$30002,$AC$11:$AC$30002,$AO18,$AD$11:$AD$30002,$AP18,$AF$11:$AF$30002,$AQ18,$AE$11:$AE$30002,BQ14))","v":{"$error":"#N/A"}},{"$f":"IF(SUMIFS($AG$11:$AG$30002,$AC$11:$AC$30002,$AO18,$AD$11:$AD$30002,$AP18,$AF$11:$AF$30002,$AQ18,$AE$11:$AE$30002,BR14)=0,NA(),SUMIFS($AG$11:$AG$30002,$AC$11:$AC$30002,$AO18,$AD$11:$AD$30002,$AP18,$AF$11:$AF$30002,$AQ18,$AE$11:$AE$30002,BR14))","v":{"$error":"#N/A"}}]
[null,{"$f":"IF(DataInput!B18=$B$8,IF($B$9=$B$10,TRUE,IF(DataInput!E18=$B$9,TRUE,FALSE)))","v":true},null,null,{"$f":"IF(B19=TRUE,DataInput!B18,NA())","v":"SA"},{"$f":"IF($E19=DataInput!$B18,DataInput!C18,NA())","v":"ADEL"},{"$f":"IF($E19=DataInput!$B18,DataInput!D18,NA())","v":"Adelaide Central"},{"$f":"IF($E19=DataInput!$B18,DataInput!E18,NA())","v":"SAPN"},{"$f":"IF($E19=DataInput!$B18,DataInput!F18,NA())","v":"Summer"},{"$f":"IF($E19=DataInput!$B18,DataInput!G18,NA())","v":"Non-Coincident"},{"$f":"IF($E19=DataInput!$B18,DataInput!H18,NA())","v":2024},{"$f":"IF($E19=DataInput!$B18,DataInput!I18,NA())","v":"POE10"},{"$f":"IF($E19=DataInput!$B18,DataInput!J18,NA())","v":173.49630564437101},{"$f":"IF($E19=DataInput!$B18,DataInput!K18,NA())","v":0.87234293873173696},null,null,"SA Adelaide Central",9,{"$f":"Lists_Selections!H12","v":"SA Clare North"},null,null,true,null,null,"SA","ADEL","Adelaide Central","SAPN","Summer","Non-Coincident",2024,"POE10",173.49630564437101,0.87234293873173696,null,null,null,null,"Temp. corrected actual 50%",null,"Summer","Non-Coincident","TempCorrActualPOE50",{"$f":"IF(SUMIFS($AG$11:$AG$30002,$AC$11:$AC$30002,$AO19,$AD$11:$AD$30002,$AP19,$AF$11:$AF$30002,$AQ19,$AE$11:$AE$30002,AR14)=0,NA(),SUMIFS($AG$11:$AG$30002,$AC$11:$AC$30002,$AO19,$AD$11:$AD$30002,$AP19,$AF$11:$AF$30002,$AQ19,$AE$11:$AE$30002,AR14))","v":{"$error":"#N/A"}},{"$error":"#N/A"},{"$error":"#N/A"},{"$error":"#N/A"},{"$error":"#N/A"},{"$error":"#N/A"},{"$error":"#N/A"},206.92820340303101,209.21615937392801,206.12090902349601,208.08847243522999,207.771780008441,202.56064786733199,199.99757891976901,194.51582392268199,193.524478743407,195.79608735964601,{"$error":"#N/A"},{"$error":"#N/A"},{"$error":"#N/A"},{"$error":"#N/A"},{"$error":"#N/A"},{"$error":"#N/A"},{"$error":"#N/A"},{"$error":"#N/A"},{"$f":"IF(SUMIFS($AG$11:$AG$30002,$AC$11:$AC$30002,$AO19,$AD$11:$AD$30002,$AP19,$AF$11:$AF$30002,$AQ19,$AE$11:$AE$30002,BQ14)=0,NA(),SUMIFS($AG$11:$AG$30002,$AC$11:$AC$30002,$AO19,$AD$11:$AD$30002,$AP19,$AF$11:$AF$30002,$AQ19,$AE$11:$AE$30002,BQ14))","v":{"$error":"#N/A"}},{"$f":"IF(SUMIFS($AG$11:$AG$30002,$AC$11:$AC$30002,$AO19,$AD$11:$AD$30002,$AP19,$AF$11:$AF$30002,$AQ19,$AE$11:$AE$30002,BR14)=0,NA(),SUMIFS($AG$11:$AG$30002,$AC$11:$AC$30002,$AO19,$AD$11:$AD$30002,$AP19,$AF$11:$AF$30002,$AQ19,$AE$11:$AE$30002,BR14))","v":{"$error":"#N/A"}}]
[null,{"$f":"IF(DataInput!B19=$B$8,IF($B$9=$B$10,TRUE,IF(DataInput!E19=$B$9,TRUE,FALSE)))","v":true},null,null,{"$f":"IF(B20=TRUE,DataInput!B19,NA())","v":"SA"},{"$f":"IF($E20=DataInput!$B19,DataInput!C19,NA())","v":"ADEL"},{"$f":"IF($E20=DataInput!$B19,DataInput!D19,NA())","v":"Adelaide Central"},{"$f":"IF($E20=DataInput!$B19,DataInput!E19,NA())","v":"SAPN"},{"$f":"IF($E20=DataInput!$B19,DataInput!F19,NA())","v":"Summer"},{"$f":"IF($E20=DataInput!$B19,DataInput!G19,NA())","v":"Non-Coincident"},{"$f":"IF($E20=DataInput!$B19,DataInput!H19,NA())","v":2025},{"$f":"IF($E20=DataInput!$B19,DataInput!I19,NA())","v":"POE10"},{"$f":"IF($E20=DataInput!$B19,DataInput!J19,NA())","v":170.18003939448801},{"$f":"IF($E20=DataInput!$B19,DataInput!K19,NA())","v":0.87245048440694095},null,null,"SA Adelaide Central",10,{"$f":"Lists_Selections!H13","v":"SA Dalrymple"},null,null,true,null,null,"SA","ADEL","Adelaide Central","SAPN","Summer","Non-Coincident",2025,"POE10",170.18003939448801,0.87245048440694095,null,null,null,null,"Non co-incident 10 POE",null,"Summer","Non-Coincident","POE10",{"$f":"IF(SUMIFS($AG$11:$AG$30002,$AC$11:$AC$30002,$AO20,$AD$11:$AD$30002,$AP20,$AF$11:$AF$30002,$AQ20,$AE$11:$AE$30002,AR14)=0,NA(),SUMIFS($AG$11:$AG$30002,$AC$11:$AC$30002,$AO20,$AD$11:$AD$30002,$AP20,$AF$11:$AF$30002,$AQ20,$AE$11:$AE$30002,AR14))","v":{"$error":"#N/A"}},{"$error":"#N/A"},{"$error":"#N/A"},{"$error":"#N/A"},{"$error":"#N/A"},{"$error":"#N/A"},{"$error":"#N/A"},{"$error":"#N/A"},{"$error":"#N/A"},{"$error":"#N/A"},{"$error":"#N/A"},{"$error":"#N/A"},{"$error":"#N/A"},{"$error":"#N/A"},{"$error":"#N/A"},{"$error":"#N/A"},{"$f":"IF(SUMIFS($AG$11:$AG$30002,$AC$11:$AC$30002,$AO20,$AD$11:$AD$30002,$AP20,$AF$11:$AF$30002,$AQ20,$AE$11:$AE$30002,BH14)=0,NA(),SUMIFS($AG$11:$AG$30002,$AC$11:$AC$30002,$AO20,$AD$11:$AD$30002,$AP20,$AF$11:$AF$30002,$AQ20,$AE$11:$AE$30002,BH14))","v":{"$error":"#N/A"}},{"$f":"IF(SUMIFS($AG$11:$AG$30002,$AC$11:$AC$30002,$AO20,$AD$11:$AD$30002,$AP20,$AF$11:$AF$30002,$AQ20,$AE$11:$AE$30002,BI14)=0,0,SUMIFS($AG$11:$AG$30002,$AC$11:$AC$30002,$AO20,$AD$11:$AD$30002,$AP20,$AF$11:$AF$30002,$AQ20,$AE$11:$AE$30002,BI14))","v":203.074581896664},200.50645986048301,198.82741779639699,191.707153480594,185.41692067037999,179.56556643064999,175.55698309308499,173.49630564437101,{"$f":"IF(SUMIFS($AG$11:$AG$30002,$AC$11:$AC$30002,$AO20,$AD$11:$AD$30002,$AP20,$AF$11:$AF$30002,$AQ20,$AE$11:$AE$30002,BQ14)=0,0,SUMIFS($AG$11:$AG$30002,$AC$11:$AC$30002,$AO20,$AD$11:$AD$30002,$AP20,$AF$11:$AF$30002,$AQ20,$AE$11:$AE$30002,BQ14))","v":170.18003939448801},{"$f":"IF(SUMIFS($AG$11:$AG$30002,$AC$11:$AC$30002,$AO20,$AD$11:$AD$30002,$AP20,$AF$11:$AF$30002,$AQ20,$AE$11:$AE$30002,BR14)=0,0,SUMIFS($AG$11:$AG$30002,$AC$11:$AC$30002,$AO20,$AD$11:$AD$30002,$AP20,$AF$11:$AF$30002,$AQ20,$AE$11:$AE$30002,BR14))","v":165.93332163394101}]
[null,{"$f":"IF(DataInput!B20=$B$8,IF($B$9=$B$10,TRUE,IF(DataInput!E20=$B$9,TRUE,FALSE)))","v":true},null,null,{"$f":"IF(B21=TRUE,DataInput!B20,NA())","v":"SA"},{"$f":"IF($E21=DataInput!$B20,DataInput!C20,NA())","v":"ADEL"},{"$f":"IF($E21=DataInput!$B20,DataInput!D20,NA())","v":"Adelaide Central"},{"$f":"IF($E21=DataInput!$B20,DataInput!E20,NA())","v":"SAPN"},{"$f":"IF($E21=DataInput!$B20,DataInput!F20,NA())","v":"Summer"},{"$f":"IF($E21=DataInput!$B20,DataInput!G20,NA())","v":"Non-Coincident"},{"$f":"IF($E21=DataInput!$B20,DataInput!H20,NA())","v":2026},{"$f":"IF($E21=DataInput!$B20,DataInput!I20,NA())","v":"POE10"},{"$f":"IF($E21=DataInput!$B20,DataInput!J20,NA())","v":165.93332163394101},{"$f":"IF($E21=DataInput!$B20,DataInput!K20,NA())","v":0.87255573718207502},null,null,"SA Adelaide Central",11,{"$f":"Lists_Selections!H14","v":"SA Davenport"},null,null,true,null,null,"SA","ADEL","Adelaide Central","SAPN","Summer","Non-Coincident",2026,"POE10",165.93332163394101,0.87255573718207502,null,null,null,null,"Non co-incident 50 POE",null,"Summer","Non-Coincident","POE50",{"$f":"IF(SUMIFS($AG$11:$AG$30002,$AC$11:$AC$30002,$AO21,$AD$11:$AD$30002,$AP21,$AF$11:$AF$30002,$AQ21,$AE$11:$AE$30002,AR14)=0,NA(),SUMIFS($AG$11:$AG$30002,$AC$11:$AC$30002,$AO21,$AD$11:$AD$30002,$AP21,$AF$11:$AF$30002,$AQ21,$AE$11:$AE$30002,AR14))","v":{"$error":"#N/A"}},{"$error":"#N/A"},{"$error":"#N/A"},{"$error":"#N/A"},{"$error":"#N/A"},{"$error":"#N/A"},{"$error":"#N/A"},{"$error":"#N/A"},{"$error":"#N/A"},{"$error":"#N/A"},{"$error":"#N/A"},{"$error":"#N/A"},{"$error":"#N/A"},{"$error":"#N/A"},{"$error":"#N/A"},{"$error":"#N/A"},{"$f":"IF(SUMIFS($AG$11:$AG$30002,$AC$11:$AC$30002,$AO21,$AD$11:$AD$30002,$AP21,$AF$11:$AF$30002,$AQ21,$AE$11:$AE$30002,BH14)=0,NA(),SUMIFS($AG$11:$AG$30002,$AC$11:$AC$30002,$AO21,$AD$11:$AD$30002,$AP21,$AF$11:$AF$30002,$AQ21,$AE$11:$AE$30002,BH14))","v":{"$error":"#N/A"}},{"$f":"IF(SUMIFS($AG$11:$AG$30002,$AC$11:$AC$30002,$AO21,$AD$11:$AD$30002,$AP21,$AF$11:$AF$30002,$AQ21,$AE$11:$AE$30002,BI14)=0,0,SUMIFS($AG$11:$AG$30002,$AC$11:$AC$30002,$AO21,$AD$11:$AD$30002,$AP21,$AF$11:$AF$30002,$AQ21,$AE$11:$AE$30002,BI14))","v":191.25946265117599},188.76793552613,184.94867036292001,179.285699049426,174.05669070287601,167.23392698037901,164.67016871593501,162.431876545134,{"$f":"IF(SUMIFS($AG$11:$AG$30002,$AC$11:$AC$30002,$AO21,$AD$11:$AD$30002,$AP21,$AF$11:$AF$30002,$AQ21,$AE$11:$AE$30002,BQ14)=0,0,SUMIFS($AG$11:$AG$30002,$AC$11:$AC$30002,$AO21,$AD$11:$AD$30002,$AP21,$AF$11:$AF$30002,$AQ21,$AE$11:$AE$30002,BQ14))","v":160.91626380664599},{"$f":"IF(SUMIFS($AG$11:$AG$30002,$AC$11:$AC$30002,$AO21,$AD$11:$AD$30002,$AP21,$AF$11:$AF$30002,$AQ21,$AE$11:$AE$30002,BR14)=0,0,SUMIFS($AG$11:$AG$30002,$AC$11:$AC$30002,$AO21,$AD$11:$AD$30002,$AP21,$AF$11:$AF$30002,$AQ21,$AE$11:$AE$30002,BR14))","v":158.585815224057}]
[null,{"$f":"IF(DataInput!B21=$B$8,IF($B$9=$B$10,TRUE,IF(DataInput!E21=$B$9,TRUE,FALSE)))","v":true},null,null,{"$f":"IF(B22=TRUE,DataInput!B21,NA())","v":"SA"},{"$f":"IF($E22=DataInput!$B21,DataInput!C21,NA())","v":"ADEL"},{"$f":"IF($E22=DataInput!$B21,DataInput!D21,NA())","v":"Adelaide Central"},{"$f":"IF($E22=DataInput!$B21,DataInput!E21,NA())","v":"SAPN"},{"$f":"IF($E22=DataInput!$B21,DataInput!F21,NA())","v":"Summer"},{"$f":"IF($E22=DataInput!$B21,DataInput!G21,NA())","v":"Non-Coincident"},{"$f":"IF($E22=DataInput!$B21,DataInput!H21,NA())","v":2017},{"$f":"IF($E22=DataInput!$B21,DataInput!I21,NA())","v":"POE50"},{"$f":"IF($E22=DataInput!$B21,DataInput!J21,NA())","v":191.25946265117599},{"$f":"IF($E22=DataInput!$B21,DataInput!K21,NA())","v":0.84648707363113995},null,null,"SA Adelaide Central",12,{"$f":"Lists_Selections!H15","v":"SA Davenport West"},null,null,true,null,null,"SA","ADEL","Adelaide Central","SAPN","Summer","Non-Coincident",2017,"POE50",191.25946265117599,0.84648707363113995,null,null,null,null,"Co-incident factor",null,"Summer","Coincident","Actual",{"$f":"IF(SUMIFS($AH$11:$AH$30002,$AC$11:$AC$30002,$AO22,$AD$11:$AD$30002,$AP22,$AF$11:$AF$30002,$AQ22,$AE$11:$AE$30002,AR14)=0,NA(),SUMIFS($AH$11:$AH$30002,$AC$11:$AC$30002,$AO22,$AD$11:$AD$30002,$AP22,$AF$11:$AF$30002,$AQ22,$AE$11:$AE$30002,AR14))","v":{"$error":"#N/A"}},{"$error":"#N/A"},{"$error":"#N/A"},{"$error":"#N/A"},{"$error":"#N/A"},{"$error":"#N/A"},{"$error":"#N/A"},{"$error":"#N/A"},{"$error":"#N/A"},{"$error":"#N/A"},{"$error":"#N/A"},{"$error":"#N/A"},{"$error":"#N/A"},{"$error":"#N/A"},{"$error":"#N/A"},{"$error":"#N/A"},{"$error":"#N/A"},{"$error":"#N/A"},{"$error":"#N/A"},{"$error":"#N/A"},{"$error":"#N/A"},{"$error":"#N/A"},{"$error":"#N/A"},{"$error":"#N/A"},{"$error":"#N/A"},{"$f":"IF(SUMIFS($AH$11:$AH$30002,$AC$11:$AC$30002,$AO22,$AD$11:$AD$30002,$AP22,$AF$11:$AF$30002,$AQ22,$AE$11:$AE$30002,BQ14)=0,NA(),SUMIFS($AH$11:$AH$30002,$AC$11:$AC$30002,$AO22,$AD$11:$AD$30002,$AP22,$AF$11:$AF$30002,$AQ22,$AE$11:$AE$30002,BQ14))","v":{"$error":"#N/A"}},{"$f":"IF(SUMIFS($AH$11:$AH$30002,$AC$11:$AC$30002,$AO22,$AD$11:$AD$30002,$AP22,$AF$11:$AF$30002,$AQ22,$AE$11:$AE$30002,BR14)=0,NA(),SUMIFS($AH$11:$AH$30002,$AC$11:$AC$30002,$AO22,$AD$11:$AD$30002,$AP22,$AF$11:$AF$30002,$AQ22,$AE$11:$AE$30002,BR14))","v":{"$error":"#N/A"}}]
[null,{"$f":"IF(DataInput!B22=$B$8,IF($B$9=$B$10,TRUE,IF(DataInput!E22=$B$9,TRUE,FALSE)))","v":true},null,null,{"$f":"IF(B23=TRUE,DataInput!B22,NA())","v":"SA"},{"$f":"IF($E23=DataInput!$B22,DataInput!C22,NA())","v":"ADEL"},{"$f":"IF($E23=DataInput!$B22,DataInput!D22,NA())","v":"Adelaide Central"},{"$f":"IF($E23=DataInput!$B22,DataInput!E22,NA())","v":"SAPN"},{"$f":"IF($E23=DataInput!$B22,DataInput!F22,NA())","v":"Summer"},{"$f":"IF($E23=DataInput!$B22,DataInput!G22,NA())","v":"Non-Coincident"},{"$f":"IF($E23=DataInput!$B22,DataInput!H22,NA())","v":2018},{"$f":"IF($E23=DataInput!$B22,DataInput!I22,NA())","v":"POE50"},{"$f":"IF($E23=DataInput!$B22,DataInput!J22,NA())","v":188.76793552613},{"$f":"IF($E23=DataInput!$B22,DataInput!K22,NA())","v":0.83830094285716705},null,null,"SA Adelaide Central",13,{"$f":"Lists_Selections!H16","v":"SA Dorrien"},null,null,true,null,null,"SA","ADEL","Adelaide Central","SAPN","Summer","Non-Coincident",2018,"POE50",188.76793552613,0.83830094285716705,null,null,null,null,"WINTER (MW)"]
[null,{"$f":"IF(DataInput!B23=$B$8,IF($B$9=$B$10,TRUE,IF(DataInput!E23=$B$9,TRUE,FALSE)))","v":true},null,null,{"$f":"IF(B24=TRUE,DataInput!B23,NA())","v":"SA"},{"$f":"IF($E24=DataInput!$B23,DataInput!C23,NA())","v":"ADEL"},{"$f":"IF($E24=DataInput!$B23,DataInput!D23,NA())","v":"Adelaide Central"},{"$f":"IF($E24=DataInput!$B23,DataInput!E23,NA())","v":"SAPN"},{"$f":"IF($E24=DataInput!$B23,DataInput!F23,NA())","v":"Summer"},{"$f":"IF($E24=DataInput!$B23,DataInput!G23,NA())","v":"Non-Coincident"},{"$f":"IF($E24=DataInput!$B23,DataInput!H23,NA())","v":2019},{"$f":"IF($E24=DataInput!$B23,DataInput!I23,NA())","v":"POE50"},{"$f":"IF($E24=DataInput!$B23,DataInput!J23,NA())","v":184.94867036292001},{"$f":"IF($E24=DataInput!$B23,DataInput!K23,NA())","v":0.83457931550658104},null,null,"SA Adelaide Central",14,{"$f":"Lists_Selections!H17","v":"SA Eastern Suburbs"},null,null,true,null,null,"SA","ADEL","Adelaide Central","SAPN","Summer","Non-Coincident",2019,"POE50",184.94867036292001,0.83457931550658104,null,null,null,null,"Actual",null,"Winter","Non-Coincident","Actual",{"$f":"IF(SUMIFS($AG$11:$AG$30002,$AC$11:$AC$30002,$AO24,$AD$11:$AD$30002,$AP24,$AF$11:$AF$30002,$AQ24,$AE$11:$AE$30002,AR$15)=0,NA(),SUMIFS($AG$11:$AG$30002,$AC$11:$AC$30002,$AO24,$AD$11:$AD$30002,$AP24,$AF$11:$AF$30002,$AQ24,$AE$11:$AE$30002,AR$15))","v":{"$error":"#N/A"}},{"$f":"IF(SUMIFS($AG$11:$AG$30002,$AC$11:$AC$30002,$AO24,$AD$11:$AD$30002,$AP24,$AF$11:$AF$30002,$AQ24,$AE$11:$AE$30002,AS$15)=0,NA(),SUMIFS($AG$11:$AG$30002,$AC$11:$AC$30002,$AO24,$AD$11:$AD$30002,$AP24,$AF$11:$AF$30002,$AQ24,$AE$11:$AE$30002,AS$15))","v":{"$error":"#N/A"}},{"$f":"IF(SUMIFS($AG$11:$AG$30002,$AC$11:$AC$30002,$AO24,$AD$11:$AD$30002,$AP24,$AF$11:$AF$30002,$AQ24,$AE$11:$AE$30002,AT$15)=0,NA(),SUMIFS($AG$11:$AG$30002,$AC$11:$AC$30002,$AO24,$AD$11:$AD$30002,$AP24,$AF$11:$AF$30002,$AQ24,$AE$11:$AE$30002,AT$15))","v":{"$error":"#N/A"}},{"$error":"#N/A"},{"$error":"#N/A"},{"$error":"#N/A"},{"$error":"#N/A"},130.88999999999999,141.69999999999999,134.41,128.44,132.16999999999999,127.41,125.7,121.64,121.79,132.47401094599999,{"$error":"#N/A"},{"$error":"#N/A"},{"$error":"#N/A"},{"$error":"#N/A"},{"$error":"#N/A"},{"$error":"#N/A"},{"$error":"#N/A"},{"$error":"#N/A"},{"$error":"#N/A"},{"$error":"#N/A"}]
[null,{"$f":"IF(DataInput!B24=$B$8,IF($B$9=$B$10,TRUE,IF(DataInput!E24=$B$9,TRUE,FALSE)))","v":true},null,null,{"$f":"IF(B25=TRUE,DataInput!B24,NA())","v":"SA"},{"$f":"IF($E25=DataInput!$B24,DataInput!C24,NA())","v":"ADEL"},{"$f":"IF($E25=DataInput!$B24,DataInput!D24,NA())","v":"Adelaide Central"},{"$f":"IF($E25=DataInput!$B24,DataInput!E24,NA())","v":"SAPN"},{"$f":"IF($E25=DataInput!$B24,DataInput!F24,NA())","v":"Summer"},{"$f":"IF($E25=DataInput!$B24,DataInput!G24,NA())","v":"Non-Coincident"},{"$f":"IF($E25=DataInput!$B24,DataInput!H24,NA())","v":2020},{"$f":"IF($E25=DataInput!$B24,DataInput!I24,NA())","v":"POE50"},{"$f":"IF($E25=DataInput!$B24,DataInput!J24,NA())","v":179.285699049426},{"$f":"IF($E25=DataInput!$B24,DataInput!K24,NA())","v":0.83641905645811598},null,null,"SA Adelaide Central",15,{"$f":"Lists_Selections!H18","v":"SA Hummocks"},null,null,true,null,null,"SA","ADEL","Adelaide Central","SAPN","Summer","Non-Coincident",2020,"POE50",179.285699049426,0.83641905645811598,null,null,null,null,"Temp. corrected actual 10%",null,"Winter","Non-Coincident","TempCorrActualPOE10",{"$f":"IF(SUMIFS($AG$11:$AG$30002,$AC$11:$AC$30002,$AO25,$AD$11:$AD$30002,$AP25,$AF$11:$AF$30002,$AQ25,$AE$11:$AE$30002,AR15)=0,NA(),SUMIFS($AG$11:$AG$30002,$AC$11:$AC$30002,$AO25,$AD$11:$AD$30002,$AP25,$AF$11:$AF$30002,$AQ25,$AE$11:$AE$30002,AR15))","v":{"$error":"#N/A"}},{"$f":"IF(SUMIFS($AG$11:$AG$30002,$AC$11:$AC$30002,$AO25,$AD$11:$AD$30002,$AP25,$AF$11:$AF$30002,$AQ25,$AE$11:$AE$30002,AS15)=0,NA(),SUMIFS($AG$11:$AG$30002,$AC$11:$AC$30002,$AO25,$AD$11:$AD$30002,$AP25,$AF$11:$AF$30002,$AQ25,$AE$11:$AE$30002,AS15))","v":{"$error":"#N/A"}},{"$f":"IF(SUMIFS($AG$11:$AG$30002,$AC$11:$AC$30002,$AO25,$AD$11:$AD$30002,$AP25,$AF$11:$AF$30002,$AQ25,$AE$11:$AE$30002,AT15)=0,NA(),SUMIFS($AG$11:$AG$30002,$AC$11:$AC$30002,$AO25,$AD$11:$AD$30002,$AP25,$AF$11:$AF$30002,$AQ25,$AE$11:$AE$30002,AT15))","v":{"$error":"#N/A"}},{"$error":"#N/A"},{"$error":"#N/A"},{"$error":"#N/A"},{"$error":"#N/A"},131.42924142910201,132.88546777050101,134.390309690847,131.84619548658799,133.24699898491701,129.070115595798,126.405223097489,122.35848800263901,123.220046992256,127.459983100614,{"$error":"#N/A"},{"$error":"#N/A"},{"$error":"#N/A"},{"$error":"#N/A"},{"$error":"#N/A"},{"$error":"#N/A"},{"$error":"#N/A"},{"$error":"#N/A"},{"$f":"IF(SUMIFS($AG$11:$AG$30002,$AC$11:$AC$30002,$AO25,$AD$11:$AD$30002,$AP25,$AF$11:$AF$30002,$AQ25,$AE$11:$AE$30002,BQ15)=0,NA(),SUMIFS($AG$11:$AG$30002,$AC$11:$AC$30002,$AO25,$AD$11:$AD$30002,$AP25,$AF$11:$AF$30002,$AQ25,$AE$11:$AE$30002,BQ15))","v":{"$error":"#N/A"}},{"$f":"IF(SUMIFS($AG$11:$AG$30002,$AC$11:$AC$30002,$AO25,$AD$11:$AD$30002,$AP25,$AF$11:$AF$30002,$AQ25,$AE$11:$AE$30002,BR15)=0,NA(),SUMIFS($AG$11:$AG$30002,$AC$11:$AC$30002,$AO25,$AD$11:$AD$30002,$AP25,$AF$11:$AF$30002,$AQ25,$AE$11:$AE$30002,BR15))","v":{"$error":"#N/A"}}]
[null,{"$f":"IF(DataInput!B25=$B$8,IF($B$9=$B$10,TRUE,IF(DataInput!E25=$B$9,TRUE,FALSE)))","v":true},null,null,{"$f":"IF(B26=TRUE,DataInput!B25,NA())","v":"SA"},{"$f":"IF($E26=DataInput!$B25,DataInput!C25,NA())","v":"ADEL"},{"$f":"IF($E26=DataInput!$B25,DataInput!D25,NA())","v":"Adelaide Central"},{"$f":"IF($E26=DataInput!$B25,DataInput!E25,NA())","v":"SAPN"},{"$f":"IF($E26=DataInput!$B25,DataInput!F25,NA())","v":"Summer"},{"$f":"IF($E26=DataInput!$B25,DataInput!G25,NA())","v":"Non-Coincident"},{"$f":"IF($E26=DataInput!$B25,DataInput!H25,NA())","v":2021},{"$f":"IF($E26=DataInput!$B25,DataInput!I25,NA())","v":"POE50"},{"$f":"IF($E26=DataInput!$B25,DataInput!J25,NA())","v":174.05669070287601},{"$f":"IF($E26=DataInput!$B25,DataInput!K25,NA())","v":0.84714163872761294},null,null,"SA Adelaide Central",16,{"$f":"Lists_Selections!H19","v":"SA Kadina East"},null,null,true,null,null,"SA","ADEL","Adelaide Central","SAPN","Summer","Non-Coincident",2021,"POE50",174.05669070287601,0.84714163872761294,null,null,null,null,"Temp. corrected actual 50%",null,"Winter","Non-Coincident","TempCorrActualPOE50",{"$f":"IF(SUMIFS($AG$11:$AG$30002,$AC$11:$AC$30002,$AO26,$AD$11:$AD$30002,$AP26,$AF$11:$AF$30002,$AQ26,$AE$11:$AE$30002,AR15)=0,NA(),SUMIFS($AG$11:$AG$30002,$AC$11:$AC$30002,$AO26,$AD$11:$AD$30002,$AP26,$AF$11:$AF$30002,$AQ26,$AE$11:$AE$30002,AR15))","v":{"$error":"#N/A"}},{"$f":"IF(SUMIFS($AG$11:$AG$30002,$AC$11:$AC$30002,$AO26,$AD$11:$AD$30002,$AP26,$AF$11:$AF$30002,$AQ26,$AE$11:$AE$30002,AS15)=0,NA(),SUMIFS($AG$11:$AG$30002,$AC$11:$AC$30002,$AO26,$AD$11:$AD$30002,$AP26,$AF$11:$AF$30002,$AQ26,$AE$11:$AE$30002,AS15))","v":{"$error":"#N/A"}},{"$f":"IF(SUMIFS($AG$11:$AG$30002,$AC$11:$AC$30002,$AO26,$AD$11:$AD$30002,$AP26,$AF$11:$AF$30002,$AQ26,$AE$11:$AE$30002,AT15)=0,NA(),SUMIFS($AG$11:$AG$30002,$AC$11:$AC$30002,$AO26,$AD$11:$AD$30002,$AP26,$AF$11:$AF$30002,$AQ26,$AE$11:$AE$30002,AT15))","v":{"$error":"#N/A"}},{"$error":"#N/A"},{"$error":"#N/A"},{"$error":"#N/A"},{"$error":"#N/A"},129.93152138253799,131.37267682278599,132.68034661122101,130.00071930420199,131.498433779263,127.58435475332,125.011865822646,120.957131429374,121.50238216394,125.74231827229799,{"$error":"#N/A"},{"$error":"#N/A"},{"$error":"#N/A"},{"$error":"#N/A"},{"$error":"#N/A"},{"$error":"#N/A"},{"$error":"#N/A"},{"$error":"#N/A"},{"$f":"IF(SUMIFS($AG$11:$AG$30002,$AC$11:$AC$30002,$AO26,$AD$11:$AD$30002,$AP26,$AF$11:$AF$30002,$AQ26,$AE$11:$AE$30002,BQ15)=0,NA(),SUMIFS($AG$11:$AG$30002,$AC$11:$AC$30002,$AO26,$AD$11:$AD$30002,$AP26,$AF$11:$AF$30002,$AQ26,$AE$11:$AE$30002,BQ15))","v":{"$error":"#N/A"}},{"$f":"IF(SUMIFS($AG$11:$AG$30002,$AC$11:$AC$30002,$AO26,$AD$11:$AD$30002,$AP26,$AF$11:$AF$30002,$AQ26,$AE$11:$AE$30002,BR15)=0,NA(),SUMIFS($AG$11:$AG$30002,$AC$11:$AC$30002,$AO26,$AD$11:$AD$30002,$AP26,$AF$11:$AF$30002,$AQ26,$AE$11:$AE$30002,BR15))","v":{"$error":"#N/A"}}]
[null,{"$f":"IF(DataInput!B26=$B$8,IF($B$9=$B$10,TRUE,IF(DataInput!E26=$B$9,TRUE,FALSE)))","v":true},null,null,{"$f":"IF(B27=TRUE,DataInput!B26,NA())","v":"SA"},{"$f":"IF($E27=DataInput!$B26,DataInput!C26,NA())","v":"ADEL"},{"$f":"IF($E27=DataInput!$B26,DataInput!D26,NA())","v":"Adelaide Central"},{"$f":"IF($E27=DataInput!$B26,DataInput!E26,NA())","v":"SAPN"},{"$f":"IF($E27=DataInput!$B26,DataInput!F26,NA())","v":"Summer"},{"$f":"IF($E27=DataInput!$B26,DataInput!G26,NA())","v":"Non-Coincident"},{"$f":"IF($E27=DataInput!$B26,DataInput!H26,NA())","v":2022},{"$f":"IF($E27=DataInput!$B26,DataInput!I26,NA())","v":"POE50"},{"$f":"IF($E27=DataInput!$B26,DataInput!J26,NA())","v":167.23392698037901},{"$f":"IF($E27=DataInput!$B26,DataInput!K26,NA())","v":0.847248627164635},null,null,"SA Adelaide Central",17,{"$f":"Lists_Selections!H20","v":"SA Kanmantoo"},null,null,true,null,null,"SA","ADEL","Adelaide Central","SAPN","Summer","Non-Coincident",2022,"POE50",167.23392698037901,0.847248627164635,null,null,null,null,"Non co-incident 10 POE",null,"Winter","Non-Coincident","POE10",{"$f":"IF(SUMIFS($AG$11:$AG$30002,$AC$11:$AC$30002,$AO27,$AD$11:$AD$30002,$AP27,$AF$11:$AF$30002,$AQ27,$AE$11:$AE$30002,AR15)=0,NA(),SUMIFS($AG$11:$AG$30002,$AC$11:$AC$30002,$AO27,$AD$11:$AD$30002,$AP27,$AF$11:$AF$30002,$AQ27,$AE$11:$AE$30002,AR15))","v":{"$error":"#N/A"}},{"$f":"IF(SUMIFS($AG$11:$AG$30002,$AC$11:$AC$30002,$AO27,$AD$11:$AD$30002,$AP27,$AF$11:$AF$30002,$AQ27,$AE$11:$AE$30002,AS15)=0,NA(),SUMIFS($AG$11:$AG$30002,$AC$11:$AC$30002,$AO27,$AD$11:$AD$30002,$AP27,$AF$11:$AF$30002,$AQ27,$AE$11:$AE$30002,AS15))","v":{"$error":"#N/A"}},{"$f":"IF(SUMIFS($AG$11:$AG$30002,$AC$11:$AC$30002,$AO27,$AD$11:$AD$30002,$AP27,$AF$11:$AF$30002,$AQ27,$AE$11:$AE$30002,AT15)=0,NA(),SUMIFS($AG$11:$AG$30002,$AC$11:$AC$30002,$AO27,$AD$11:$AD$30002,$AP27,$AF$11:$AF$30002,$AQ27,$AE$11:$AE$30002,AT15))","v":{"$error":"#N/A"}},{"$error":"#N/A"},{"$error":"#N/A"},{"$error":"#N/A"},{"$error":"#N/A"},{"$error":"#N/A"},{"$error":"#N/A"},{"$error":"#N/A"},{"$error":"#N/A"},{"$error":"#N/A"},{"$error":"#N/A"},{"$error":"#N/A"},{"$error":"#N/A"},{"$f":"IF(SUMIFS($AG$11:$AG$30002,$AC$11:$AC$30002,$AO27,$AD$11:$AD$30002,$AP27,$AF$11:$AF$30002,$AQ27,$AE$11:$AE$30002,BG15)=0,NA(),SUMIFS($AG$11:$AG$30002,$AC$11:$AC$30002,$AO27,$AD$11:$AD$30002,$AP27,$AF$11:$AF$30002,$AQ27,$AE$11:$AE$30002,BG15))","v":{"$error":"#N/A"}},{"$f":"IF(SUMIFS($AG$11:$AG$30002,$AC$11:$AC$30002,$AO27,$AD$11:$AD$30002,$AP27,$AF$11:$AF$30002,$AQ27,$AE$11:$AE$30002,BH15)=0,NA(),SUMIFS($AG$11:$AG$30002,$AC$11:$AC$30002,$AO27,$AD$11:$AD$30002,$AP27,$AF$11:$AF$30002,$AQ27,$AE$11:$AE$30002,BH15))","v":{"$error":"#N/A"}},{"$f":"IF(SUMIFS($AG$11:$AG$30002,$AC$11:$AC$30002,$AO27,$AD$11:$AD$30002,$AP27,$AF$11:$AF$30002,$AQ27,$AE$11:$AE$30002,BI15)=0,NA(),SUMIFS($AG$11:$AG$30002,$AC$11:$AC$30002,$AO27,$AD$11:$AD$30002,$AP27,$AF$11:$AF$30002,$AQ27,$AE$11:$AE$30002,BI15))","v":122.781892400522},{"$f":"IF(SUMIFS($AG$11:$AG$30002,$AC$11:$AC$30002,$AO27,$AD$11:$AD$30002,$AP27,$AF$11:$AF$30002,$AQ27,$AE$11:$AE$30002,BJ15)=0,0,SUMIFS($AG$11:$AG$30002,$AC$11:$AC$30002,$AO27,$AD$11:$AD$30002,$AP27,$AF$11:$AF$30002,$AQ27,$AE$11:$AE$30002,BJ15))","v":121.765840279972},120.863461633269,120.828737471682,120.368733473297,119.841638370243,119.431984396893,118.886911504724,{"$f":"IF(SUMIFS($AG$11:$AG$30002,$AC$11:$AC$30002,$AO27,$AD$11:$AD$30002,$AP27,$AF$11:$AF$30002,$AQ27,$AE$11:$AE$30002,BQ15)=0,0,SUMIFS($AG$11:$AG$30002,$AC$11:$AC$30002,$AO27,$AD$11:$AD$30002,$AP27,$AF$11:$AF$30002,$AQ27,$AE$11:$AE$30002,BQ15))","v":118.425870717989},{"$f":"IF(SUMIFS($AG$11:$AG$30002,$AC$11:$AC$30002,$AO27,$AD$11:$AD$30002,$AP27,$AF$11:$AF$30002,$AQ27,$AE$11:$AE$30002,BR15)=0,0,SUMIFS($AG$11:$AG$30002,$AC$11:$AC$30002,$AO27,$AD$11:$AD$30002,$AP27,$AF$11:$AF$30002,$AQ27,$AE$11:$AE$30002,BR15))","v":117.688446195053}]
[null,{"$f":"IF(DataInput!B27=$B$8,IF($B$9=$B$10,TRUE,IF(DataInput!E27=$B$9,TRUE,FALSE)))","v":true},null,null,{"$f":"IF(B28=TRUE,DataInput!B27,NA())","v":"SA"},{"$f":"IF($E28=DataInput!$B27,DataInput!C27,NA())","v":"ADEL"},{"$f":"IF($E28=DataInput!$B27,DataInput!D27,NA())","v":"Adelaide Central"},{"$f":"IF($E28=DataInput!$B27,DataInput!E27,NA())","v":"SAPN"},{"$f":"IF($E28=DataInput!$B27,DataInput!F27,NA())","v":"Summer"},{"$f":"IF($E28=DataInput!$B27,DataInput!G27,NA())","v":"Non-Coincident"},{"$f":"IF($E28=DataInput!$B27,DataInput!H27,NA())","v":2023},{"$f":"IF($E28=DataInput!$B27,DataInput!I27,NA())","v":"POE50"},{"$f":"IF($E28=DataInput!$B27,DataInput!J27,NA())","v":164.67016871593501},{"$f":"IF($E28=DataInput!$B27,DataInput!K27,NA())","v":0.84735392917614405},null,null,"SA Adelaide Central",18,{"$f":"Lists_Selections!H21","v":"SA Keith"},null,null,true,null,null,"SA","ADEL","Adelaide Central","SAPN","Summer","Non-Coincident",2023,"POE50",164.67016871593501,0.84735392917614405,null,null,null,null,"Non co-incident 50 POE",null,"Winter","Non-Coincident","POE50",{"$f":"IF(SUMIFS($AG$11:$AG$30002,$AC$11:$AC$30002,$AO28,$AD$11:$AD$30002,$AP28,$AF$11:$AF$30002,$AQ28,$AE$11:$AE$30002,AR15)=0,NA(),SUMIFS($AG$11:$AG$30002,$AC$11:$AC$30002,$AO28,$AD$11:$AD$30002,$AP28,$AF$11:$AF$30002,$AQ28,$AE$11:$AE$30002,AR15))","v":{"$error":"#N/A"}},{"$f":"IF(SUMIFS($AG$11:$AG$30002,$AC$11:$AC$30002,$AO28,$AD$11:$AD$30002,$AP28,$AF$11:$AF$30002,$AQ28,$AE$11:$AE$30002,AS15)=0,NA(),SUMIFS($AG$11:$AG$30002,$AC$11:$AC$30002,$AO28,$AD$11:$AD$30002,$AP28,$AF$11:$AF$30002,$AQ28,$AE$11:$AE$30002,AS15))","v":{"$error":"#N/A"}},{"$f":"IF(SUMIFS($AG$11:$AG$30002,$AC$11:$AC$30002,$AO28,$AD$11:$AD$30002,$AP28,$AF$11:$AF$30002,$AQ28,$AE$11:$AE$30002,AT15)=0,NA(),SUMIFS($AG$11:$AG$30002,$AC$11:$AC$30002,$AO28,$AD$11:$AD$30002,$AP28,$AF$11:$AF$30002,$AQ28,$AE$11:$AE$30002,AT15))","v":{"$error":"#N/A"}},{"$error":"#N/A"},{"$error":"#N/A"},{"$error":"#N/A"},{"$error":"#N/A"},{"$error":"#N/A"},{"$error":"#N/A"},{"$error":"#N/A"},{"$error":"#N/A"},{"$error":"#N/A"},{"$error":"#N/A"},{"$error":"#N/A"},{"$error":"#N/A"},{"$f":"IF(SUMIFS($AG$11:$AG$30002,$AC$11:$AC$30002,$AO28,$AD$11:$AD$30002,$AP28,$AF$11:$AF$30002,$AQ28,$AE$11:$AE$30002,BG15)=0,NA(),SUMIFS($AG$11:$AG$30002,$AC$11:$AC$30002,$AO28,$AD$11:$AD$30002,$AP28,$AF$11:$AF$30002,$AQ28,$AE$11:$AE$30002,BG15))","v":{"$error":"#N/A"}},{"$f":"IF(SUMIFS($AG$11:$AG$30002,$AC$11:$AC$30002,$AO28,$AD$11:$AD$30002,$AP28,$AF$11:$AF$30002,$AQ28,$AE$11:$AE$30002,BH15)=0,NA(),SUMIFS($AG$11:$AG$30002,$AC$11:$AC$30002,$AO28,$AD$11:$AD$30002,$AP28,$AF$11:$AF$30002,$AQ28,$AE$11:$AE$30002,BH15))","v":{"$error":"#N/A"}},{"$f":"IF(SUMIFS($AG$11:$AG$30002,$AC$11:$AC$30002,$AO28,$AD$11:$AD$30002,$AP28,$AF$11:$AF$30002,$AQ28,$AE$11:$AE$30002,BI15)=0,0,SUMIFS($AG$11:$AG$30002,$AC$11:$AC$30002,$AO28,$AD$11:$AD$30002,$AP28,$AF$11:$AF$30002,$AQ28,$AE$11:$AE$30002,BI15))","v":121.18734529728199},120.153976084127,119.254388250931,119.369837921711,119.203177811309,118.629388866632,118.003798523989,117.33217832711701,{"$f":"IF(SUMIFS($AG$11:$AG$30002,$AC$11:$AC$30002,$AO28,$AD$11:$AD$30002,$AP28,$AF$11:$AF$30002,$AQ28,$AE$11:$AE$30002,BQ15)=0,0,SUMIFS($AG$11:$AG$30002,$AC$11:$AC$30002,$AO28,$AD$11:$AD$30002,$AP28,$AF$11:$AF$30002,$AQ28,$AE$11:$AE$30002,BQ15))","v":116.845277227439},{"$f":"IF(SUMIFS($AG$11:$AG$30002,$AC$11:$AC$30002,$AO28,$AD$11:$AD$30002,$AP28,$AF$11:$AF$30002,$AQ28,$AE$11:$AE$30002,BR15)=0,0,SUMIFS($AG$11:$AG$30002,$AC$11:$AC$30002,$AO28,$AD$11:$AD$30002,$AP28,$AF$11:$AF$30002,$AQ28,$AE$11:$AE$30002,BR15))","v":116.295705179286}]
[null,{"$f":"IF(DataInput!B28=$B$8,IF($B$9=$B$10,TRUE,IF(DataInput!E28=$B$9,TRUE,FALSE)))","v":true},null,null,{"$f":"IF(B29=TRUE,DataInput!B28,NA())","v":"SA"},{"$f":"IF($E29=DataInput!$B28,DataInput!C28,NA())","v":"ADEL"},{"$f":"IF($E29=DataInput!$B28,DataInput!D28,NA())","v":"Adelaide Central"},{"$f":"IF($E29=DataInput!$B28,DataInput!E28,NA())","v":"SAPN"},{"$f":"IF($E29=DataInput!$B28,DataInput!F28,NA())","v":"Summer"},{"$f":"IF($E29=DataInput!$B28,DataInput!G28,NA())","v":"Non-Coincident"},{"$f":"IF($E29=DataInput!$B28,DataInput!H28,NA())","v":2024},{"$f":"IF($E29=DataInput!$B28,DataInput!I28,NA())","v":"POE50"},{"$f":"IF($E29=DataInput!$B28,DataInput!J28,NA())","v":162.431876545134},{"$f":"IF($E29=DataInput!$B28,DataInput!K28,NA())","v":0.84746091484779795},null,null,"SA Adelaide Central",19,{"$f":"Lists_Selections!H22","v":"SA Kincraig"},null,null,true,null,null,"SA","ADEL","Adelaide Central","SAPN","Summer","Non-Coincident",2024,"POE50",162.431876545134,0.84746091484779795,null,null,null,null,"Co-incident factor",null,"Winter","Coincident","Actual",{"$f":"IF(SUMIFS($AH$11:$AH$30002,$AC$11:$AC$30002,$AO29,$AD$11:$AD$30002,$AP29,$AF$11:$AF$30002,$AQ29,$AE$11:$AE$30002,AR15)=0,NA(),SUMIFS($AH$11:$AH$30002,$AC$11:$AC$30002,$AO29,$AD$11:$AD$30002,$AP29,$AF$11:$AF$30002,$AQ29,$AE$11:$AE$30002,AR15))","v":{"$error":"#N/A"}},{"$f":"IF(SUMIFS($AH$11:$AH$30002,$AC$11:$AC$30002,$AO29,$AD$11:$AD$30002,$AP29,$AF$11:$AF$30002,$AQ29,$AE$11:$AE$30002,AS15)=0,NA(),SUMIFS($AH$11:$AH$30002,$AC$11:$AC$30002,$AO29,$AD$11:$AD$30002,$AP29,$AF$11:$AF$30002,$AQ29,$AE$11:$AE$30002,AS15))","v":{"$error":"#N/A"}},{"$f":"IF(SUMIFS($AH$11:$AH$30002,$AC$11:$AC$30002,$AO29,$AD$11:$AD$30002,$AP29,$AF$11:$AF$30002,$AQ29,$AE$11:$AE$30002,AT15)=0,NA(),SUMIFS($AH$11:$AH$30002,$AC$11:$AC$30002,$AO29,$AD$11:$AD$30002,$AP29,$AF$11:$AF$30002,$AQ29,$AE$11:$AE$30002,AT15))","v":{"$error":"#N/A"}},{"$error":"#N/A"},{"$error":"#N/A"},{"$error":"#N/A"},{"$error":"#N/A"},{"$error":"#N/A"},{"$error":"#N/A"},{"$error":"#N/A"},{"$error":"#N/A"},{"$error":"#N/A"},{"$error":"#N/A"},{"$error":"#N/A"},{"$error":"#N/A"},{"$error":"#N/A"},{"$error":"#N/A"},{"$error":"#N/A"},{"$error":"#N/A"},{"$error":"#N/A"},{"$error":"#N/A"},{"$error":"#N/A"},{"$error":"#N/A"},{"$error":"#N/A"},{"$error":"#N/A"},{"$f":"IF(SUMIFS($AH$11:$AH$30002,$AC$11:$AC$30002,$AO29,$AD$11:$AD$30002,$AP29,$AF$11:$AF$30002,$AQ29,$AE$11:$AE$30002,BQ15)=0,NA(),SUMIFS($AH$11:$AH$30002,$AC$11:$AC$30002,$AO29,$AD$11:$AD$30002,$AP29,$AF$11:$AF$30002,$AQ29,$AE$11:$AE$30002,BQ15))","v":{"$error":"#N/A"}},{"$f":"IF(SUMIFS($AH$11:$AH$30002,$AC$11:$AC$30002,$AO29,$AD$11:$AD$30002,$AP29,$AF$11:$AF$30002,$AQ29,$AE$11:$AE$30002,BR15)=0,NA(),SUMIFS($AH$11:$AH$30002,$AC$11:$AC$30002,$AO29,$AD$11:$AD$30002,$AP29,$AF$11:$AF$30002,$AQ29,$AE$11:$AE$30002,BR15))","v":{"$error":"#N/A"}}]
[null,{"$f":"IF(DataInput!B29=$B$8,IF($B$9=$B$10,TRUE,IF(DataInput!E29=$B$9,TRUE,FALSE)))","v":true},null,null,{"$f":"IF(B30=TRUE,DataInput!B29,NA())","v":"SA"},{"$f":"IF($E30=DataInput!$B29,DataInput!C29,NA())","v":"ADEL"},{"$f":"IF($E30=DataInput!$B29,DataInput!D29,NA())","v":"Adelaide Central"},{"$f":"IF($E30=DataInput!$B29,DataInput!E29,NA())","v":"SAPN"},{"$f":"IF($E30=DataInput!$B29,DataInput!F29,NA())","v":"Summer"},{"$f":"IF($E30=DataInput!$B29,DataInput!G29,NA())","v":"Non-Coincident"},{"$f":"IF($E30=DataInput!$B29,DataInput!H29,NA())","v":2025},{"$f":"IF($E30=DataInput!$B29,DataInput!I29,NA())","v":"POE50"},{"$f":"IF($E30=DataInput!$B29,DataInput!J29,NA())","v":160.91626380664599},{"$f":"IF($E30=DataInput!$B29,DataInput!K29,NA())","v":0.84756306183234098},null,null,"SA Adelaide Central",20,{"$f":"Lists_Selections!H23","v":"SA Leigh Creek"},null,null,true,null,null,"SA","ADEL","Adelaide Central","SAPN","Summer","Non-Coincident",2025,"POE50",160.91626380664599,0.84756306183234098,null,null,null,null,"Options under each Identifyer"]
[null,{"$f":"IF(DataInput!B30=$B$8,IF($B$9=$B$10,TRUE,IF(DataInput!E30=$B$9,TRUE,FALSE)))","v":true},null,null,{"$f":"IF(B31=TRUE,DataInput!B30,NA())","v":"SA"},{"$f":"IF($E31=DataInput!$B30,DataInput!C30,NA())","v":"ADEL"},{"$f":"IF($E31=DataInput!$B30,DataInput!D30,NA())","v":"Adelaide Central"},{"$f":"IF($E31=DataInput!$B30,DataInput!E30,NA())","v":"SAPN"},{"$f":"IF($E31=DataInput!$B30,DataInput!F30,NA())","v":"Summer"},{"$f":"IF($E31=DataInput!$B30,DataInput!G30,NA())","v":"Non-Coincident"},{"$f":"IF($E31=DataInput!$B30,DataInput!H30,NA())","v":2026},{"$f":"IF($E31=DataInput!$B30,DataInput!I30,NA())","v":"POE50"},{"$f":"IF($E31=DataInput!$B30,DataInput!J30,NA())","v":158.585815224057},{"$f":"IF($E31=DataInput!$B30,DataInput!K30,NA())","v":0.84765741013419504},null,null,"SA Adelaide Central",21,{"$f":"Lists_Selections!H24","v":"SA Leigh Creek South"},null,null,true,null,null,"SA","ADEL","Adelaide Central","SAPN","Summer","Non-Coincident",2026,"POE50",158.585815224057,0.84765741013419504,null,null,null,null,null,null,"Summer","Coincident","Actual"]
[null,{"$f":"IF(DataInput!B31=$B$8,IF($B$9=$B$10,TRUE,IF(DataInput!E31=$B$9,TRUE,FALSE)))","v":true},null,null,{"$f":"IF(B32=TRUE,DataInput!B31,NA())","v":"SA"},{"$f":"IF($E32=DataInput!$B31,DataInput!C31,NA())","v":"ADEL"},{"$f":"IF($E32=DataInput!$B31,DataInput!D31,NA())","v":"Adelaide Central"},{"$f":"IF($E32=DataInput!$B31,DataInput!E31,NA())","v":"SAPN"},{"$f":"IF($E32=DataInput!$B31,DataInput!F31,NA())","v":"Winter"},{"$f":"IF($E32=DataInput!$B31,DataInput!G31,NA())","v":"Non-Coincident"},{"$f":"IF($E32=DataInput!$B31,DataInput!H31,NA())","v":2016},{"$f":"IF($E32=DataInput!$B31,DataInput!I31,NA())","v":"POE10"},{"$f":"IF($E32=DataInput!$B31,DataInput!J31,NA())","v":122.781892400522},{"$f":"IF($E32=DataInput!$B31,DataInput!K31,NA())","v":0.74259744183649901},null,null,"SA Adelaide Central",22,{"$f":"Lists_Selections!H25","v":"SA Mannum"},null,null,true,null,null,"SA","ADEL","Adelaide Central","SAPN","Winter","Non-Coincident",2016,"POE10",122.781892400522,0.74259744183649901,null,null,null,null,null,null,"Winter","Non-Coincident","POE10"]
[null,{"$f":"IF(DataInput!B32=$B$8,IF($B$9=$B$10,TRUE,IF(DataInput!E32=$B$9,TRUE,FALSE)))","v":true},null,null,{"$f":"IF(B33=TRUE,DataInput!B32,NA())","v":"SA"},{"$f":"IF($E33=DataInput!$B32,DataInput!C32,NA())","v":"ADEL"},{"$f":"IF($E33=DataInput!$B32,DataInput!D32,NA())","v":"Adelaide Central"},{"$f":"IF($E33=DataInput!$B32,DataInput!E32,NA())","v":"SAPN"},{"$f":"IF($E33=DataInput!$B32,DataInput!F32,NA())","v":"Winter"},{"$f":"IF($E33=DataInput!$B32,DataInput!G32,NA())","v":"Non-Coincident"},{"$f":"IF($E33=DataInput!$B32,DataInput!H32,NA())","v":2017},{"$f":"IF($E33=DataInput!$B32,DataInput!I32,NA())","v":"POE10"},{"$f":"IF($E33=DataInput!$B32,DataInput!J32,NA())","v":121.765840279972},{"$f":"IF($E33=DataInput!$B32,DataInput!K32,NA())","v":0.74115408366594604},null,null,"SA Adelaide Central",23,{"$f":"Lists_Selections!H26","v":"SA Mannum - Adelaide Pipeline 1"},null,null,true,null,null,"SA","ADEL","Adelaide Central","SAPN","Winter","Non-Coincident",2017,"POE10",121.765840279972,0.74115408366594604,null,null,null,null,null,null,null,null,"POE50"]
[null,{"$f":"IF(DataInput!B33=$B$8,IF($B$9=$B$10,TRUE,IF(DataInput!E33=$B$9,TRUE,FALSE)))","v":true},null,null,{"$f":"IF(B34=TRUE,DataInput!B33,NA())","v":"SA"},{"$f":"IF($E34=DataInput!$B33,DataInput!C33,NA())","v":"ADEL"},{"$f":"IF($E34=DataInput!$B33,DataInput!D33,NA())","v":"Adelaide Central"},{"$f":"IF($E34=DataInput!$B33,DataInput!E33,NA())","v":"SAPN"},{"$f":"IF($E34=DataInput!$B33,DataInput!F33,NA())","v":"Winter"},{"$f":"IF($E34=DataInput!$B33,DataInput!G33,NA())","v":"Non-Coincident"},{"$f":"IF($E34=DataInput!$B33,DataInput!H33,NA())","v":2018},{"$f":"IF($E34=DataInput!$B33,DataInput!I33,NA())","v":"POE10"},{"$f":"IF($E34=DataInput!$B33,DataInput!J33,NA())","v":120.863461633269},{"$f":"IF($E34=DataInput!$B33,DataInput!K33,NA())","v":0.742277999760944},null,null,"SA Adelaide Central",24,{"$f":"Lists_Selections!H27","v":"SA Mannum - Adelaide Pipeline 2"},null,null,true,null,null,"SA","ADEL","Adelaide Central","SAPN","Winter","Non-Coincident",2018,"POE10",120.863461633269,0.742277999760944,null,null,null,null,null,null,null,null,"TempCorrActualPOE10"]
[null,{"$f":"IF(DataInput!B34=$B$8,IF($B$9=$B$10,TRUE,IF(DataInput!E34=$B$9,TRUE,FALSE)))","v":true},null,null,{"$f":"IF(B35=TRUE,DataInput!B34,NA())","v":"SA"},{"$f":"IF($E35=DataInput!$B34,DataInput!C34,NA())","v":"ADEL"},{"$f":"IF($E35=DataInput!$B34,DataInput!D34,NA())","v":"Adelaide Central"},{"$f":"IF($E35=DataInput!$B34,DataInput!E34,NA())","v":"SAPN"},{"$f":"IF($E35=DataInput!$B34,DataInput!F34,NA())","v":"Winter"},{"$f":"IF($E35=DataInput!$B34,DataInput!G34,NA())","v":"Non-Coincident"},{"$f":"IF($E35=DataInput!$B34,DataInput!H34,NA())","v":2019},{"$f":"IF($E35=DataInput!$B34,DataInput!I34,NA())","v":"POE10"},{"$f":"IF($E35=DataInput!$B34,DataInput!J34,NA())","v":120.828737471682},{"$f":"IF($E35=DataInput!$B34,DataInput!K34,NA())","v":0.74474745926733299},null,null,"SA Adelaide Central",25,{"$f":"Lists_Selections!H28","v":"SA Mannum - Adelaide Pipeline 3"},null,null,true,null,null,"SA",{"$f":"IF($V35=TRUE,F35,NA())","v":"ADEL"},{"$f":"IF($V35=TRUE,G35,NA())","v":"Adelaide Central"},{"$f":"IF($V35=TRUE,H35,NA())","v":"SAPN"},{"$f":"IF($V35=TRUE,I35,NA())","v":"Winter"},{"$f":"IF($V35=TRUE,J35,NA())","v":"Non-Coincident"},{"$f":"IF($V35=TRUE,K35,NA())","v":2019},{"$f":"IF($V35=TRUE,L35,NA())","v":"POE10"},{"$f":"IF($V35=TRUE,M35,NA())","v":120.828737471682},{"$f":"IF($V35=TRUE,N35,NA())","v":0.74474745926733299},null,null,null,null,null,null,null,null,"TempCorrActualPOE50"]
[null,{"$f":"IF(DataInput!B35=$B$8,IF($B$9=$B$10,TRUE,IF(DataInput!E35=$B$9,TRUE,FALSE)))","v":true},null,null,{"$f":"IF(B36=TRUE,DataInput!B35,NA())","v":"SA"},{"$f":"IF($E36=DataInput!$B35,DataInput!C35,NA())","v":"ADEL"},{"$f":"IF($E36=DataInput!$B35,DataInput!D35,NA())","v":"Adelaide Central"},{"$f":"IF($E36=DataInput!$B35,DataInput!E35,NA())","v":"SAPN"},{"$f":"IF($E36=DataInput!$B35,DataInput!F35,NA())","v":"Winter"},{"$f":"IF($E36=DataInput!$B35,DataInput!G35,NA())","v":"Non-Coincident"},{"$f":"IF($E36=DataInput!$B35,DataInput!H35,NA())","v":2020},{"$f":"IF($E36=DataInput!$B35,DataInput!I35,NA())","v":"POE10"},{"$f":"IF($E36=DataInput!$B35,DataInput!J35,NA())","v":120.368733473297},{"$f":"IF($E36=DataInput!$B35,DataInput!K35,NA())","v":0.74381154575034703},null,null,"SA Adelaide Central",26,{"$f":"Lists_Selections!H29","v":"SA Middleback 132 kV"},null,null,true,null,null,"SA","ADEL","Adelaide Central","SAPN","Winter","Non-Coincident",2020,"POE10",120.368733473297,0.74381154575034703]
[null,{"$f":"IF(DataInput!B36=$B$8,IF($B$9=$B$10,TRUE,IF(DataInput!E36=$B$9,TRUE,FALSE)))","v":true},null,null,{"$f":"IF(B37=TRUE,DataInput!B36,NA())","v":"SA"},{"$f":"IF($E37=DataInput!$B36,DataInput!C36,NA())","v":"ADEL"},{"$f":"IF($E37=DataInput!$B36,DataInput!D36,NA())","v":"Adelaide Central"},{"$f":"IF($E37=DataInput!$B36,DataInput!E36,NA())","v":"SAPN"},{"$f":"IF($E37=DataInput!$B36,DataInput!F36,NA())","v":"Winter"},{"$f":"IF($E37=DataInput!$B36,DataInput!G36,NA())","v":"Non-Coincident"},{"$f":"IF($E37=DataInput!$B36,DataInput!H36,NA())","v":2021},{"$f":"IF($E37=DataInput!$B36,DataInput!I36,NA())","v":"POE10"},{"$f":"IF($E37=DataInput!$B36,DataInput!J36,NA())","v":119.841638370243},{"$f":"IF($E37=DataInput!$B36,DataInput!K36,NA())","v":0.74385153727821596},null,null,"SA Adelaide Central",27,{"$f":"Lists_Selections!H30","v":"SA Middleback 33 kV"},null,null,true,null,null,"SA","ADEL","Adelaide Central","SAPN","Winter","Non-Coincident",2021,"POE10",119.841638370243,0.74385153727821596,null,null,null,null,null,null,null,null,null,null,null,null,null,null,null,null,null,null,null,"This table is pasted as linked picture , into the Report."]
[null,{"$f":"IF(DataInput!B37=$B$8,IF($B$9=$B$10,TRUE,IF(DataInput!E37=$B$9,TRUE,FALSE)))","v":true},null,null,{"$f":"IF(B38=TRUE,DataInput!B37,NA())","v":"SA"},{"$f":"IF($E38=DataInput!$B37,DataInput!C37,NA())","v":"ADEL"},{"$f":"IF($E38=DataInput!$B37,DataInput!D37,NA())","v":"Adelaide Central"},{"$f":"IF($E38=DataInput!$B37,DataInput!E37,NA())","v":"SAPN"},{"$f":"IF($E38=DataInput!$B37,DataInput!F37,NA())","v":"Winter"},{"$f":"IF($E38=DataInput!$B37,DataInput!G37,NA())","v":"Non-Coincident"},{"$f":"IF($E38=DataInput!$B37,DataInput!H37,NA())","v":2022},{"$f":"IF($E38=DataInput!$B37,DataInput!I37,NA())","v":"POE10"},{"$f":"IF($E38=DataInput!$B37,DataInput!J37,NA())","v":119.431984396893},{"$f":"IF($E38=DataInput!$B37,DataInput!K37,NA())","v":0.74389289637232503},null,null,"SA Adelaide Central",28,{"$f":"Lists_Selections!H31","v":"SA Millbrook"},null,null,true,null,null,"SA","ADEL","Adelaide Central","SAPN","Winter","Non-Coincident",2022,"POE10",119.431984396893,0.74389289637232503,null,null,null,null,null,null,null,null,null,null,null,null,null,null,null,null,null,null,null,"SUMMER (MW)",null,null,null,{"$f":"BH13","v":"2015-16"},"2016-17","2017-18","2018-19","2019-20","2020-21","2021-22","2022-23","2023-24","2024-25",{"$f":"BR13","v":"2025-26"},"10-yr growth rate"]
[null,{"$f":"IF(DataInput!B38=$B$8,IF($B$9=$B$10,TRUE,IF(DataInput!E38=$B$9,TRUE,FALSE)))","v":true},null,null,{"$f":"IF(B39=TRUE,DataInput!B38,NA())","v":"SA"},{"$f":"IF($E39=DataInput!$B38,DataInput!C38,NA())","v":"ADEL"},{"$f":"IF($E39=DataInput!$B38,DataInput!D38,NA())","v":"Adelaide Central"},{"$f":"IF($E39=DataInput!$B38,DataInput!E38,NA())","v":"SAPN"},{"$f":"IF($E39=DataInput!$B38,DataInput!F38,NA())","v":"Winter"},{"$f":"IF($E39=DataInput!$B38,DataInput!G38,NA())","v":"Non-Coincident"},{"$f":"IF($E39=DataInput!$B38,DataInput!H38,NA())","v":2023},{"$f":"IF($E39=DataInput!$B38,DataInput!I38,NA())","v":"POE10"},{"$f":"IF($E39=DataInput!$B38,DataInput!J38,NA())","v":118.886911504724},{"$f":"IF($E39=DataInput!$B38,DataInput!K38,NA())","v":0.743935514838862},null,null,"SA Adelaide Central",29,{"$f":"Lists_Selections!H32","v":"SA Mobilong"},null,null,true,null,null,"SA","ADEL","Adelaide Central","SAPN","Winter","Non-Coincident",2023,"POE10",118.886911504724,0.743935514838862,null,null,null,null,null,null,null,null,null,null,null,null,null,null,null,null,null,null,null,"Actual",null,null,null,{"$f":"IFERROR(BH17,\"\")","v":193.01256447},"","","","","","","",""]
[null,{"$f":"IF(DataInput!B39=$B$8,IF($B$9=$B$10,TRUE,IF(DataInput!E39=$B$9,TRUE,FALSE)))","v":true},null,null,{"$f":"IF(B40=TRUE,DataInput!B39,NA())","v":"SA"},{"$f":"IF($E40=DataInput!$B39,DataInput!C39,NA())","v":"ADEL"},{"$f":"IF($E40=DataInput!$B39,DataInput!D39,NA())","v":"Adelaide Central"},{"$f":"IF($E40=DataInput!$B39,DataInput!E39,NA())","v":"SAPN"},{"$f":"IF($E40=DataInput!$B39,DataInput!F39,NA())","v":"Winter"},{"$f":"IF($E40=DataInput!$B39,DataInput!G39,NA())","v":"Non-Coincident"},{"$f":"IF($E40=DataInput!$B39,DataInput!H39,NA())","v":2024},{"$f":"IF($E40=DataInput!$B39,DataInput!I39,NA())","v":"POE10"},{"$f":"IF($E40=DataInput!$B39,DataInput!J39,NA())","v":118.425870717989},{"$f":"IF($E40=DataInput!$B39,DataInput!K39,NA())","v":0.74397929213671998},null,null,"SA Adelaide Central",30,{"$f":"Lists_Selections!H33","v":"SA Morgan - Whyalla Pipeline 1"},null,null,true,null,null,"SA","ADEL","Adelaide Central","SAPN","Winter","Non-Coincident",2024,"POE10",118.425870717989,0.74397929213671998,null,null,null,null,null,null,null,null,null,null,null,null,null,null,null,null,null,null,null,"Temp. corrected actual 10% POE",null,null,null,207.67951187808899,"","","","","","","",""]
[null,{"$f":"IF(DataInput!B40=$B$8,IF($B$9=$B$10,TRUE,IF(DataInput!E40=$B$9,TRUE,FALSE)))","v":true},null,null,{"$f":"IF(B41=TRUE,DataInput!B40,NA())","v":"SA"},{"$f":"IF($E41=DataInput!$B40,DataInput!C40,NA())","v":"ADEL"},{"$f":"IF($E41=DataInput!$B40,DataInput!D40,NA())","v":"Adelaide Central"},{"$f":"IF($E41=DataInput!$B40,DataInput!E40,NA())","v":"SAPN"},{"$f":"IF($E41=DataInput!$B40,DataInput!F40,NA())","v":"Winter"},{"$f":"IF($E41=DataInput!$B40,DataInput!G40,NA())","v":"Non-Coincident"},{"$f":"IF($E41=DataInput!$B40,DataInput!H40,NA())","v":2025},{"$f":"IF($E41=DataInput!$B40,DataInput!I40,NA())","v":"POE10"},{"$f":"IF($E41=DataInput!$B40,DataInput!J40,NA())","v":117.688446195053},{"$f":"IF($E41=DataInput!$B40,DataInput!K40,NA())","v":0.74402413853640204},null,null,"SA Adelaide Central",31,{"$f":"Lists_Selections!H34","v":"SA Morgan - Whyalla Pipeline 2"},null,null,true,null,null,"SA","ADEL","Adelaide Central","SAPN","Winter","Non-Coincident",2025,"POE10",117.688446195053,0.74402413853640204,null,null,null,null,null,null,null,null,null,null,null,null,null,null,null,null,null,null,null,"Temp. corrected actual 50% POE",null,null,null,195.79608735964601,"","","","","","","",""]
[null,{"$f":"IF(DataInput!B41=$B$8,IF($B$9=$B$10,TRUE,IF(DataInput!E41=$B$9,TRUE,FALSE)))","v":true},null,null,{"$f":"IF(B42=TRUE,DataInput!B41,NA())","v":"SA"},{"$f":"IF($E42=DataInput!$B41,DataInput!C41,NA())","v":"ADEL"},{"$f":"IF($E42=DataInput!$B41,DataInput!D41,NA())","v":"Adelaide Central"},{"$f":"IF($E42=DataInput!$B41,DataInput!E41,NA())","v":"SAPN"},{"$f":"IF($E42=DataInput!$B41,DataInput!F41,NA())","v":"Winter"},{"$f":"IF($E42=DataInput!$B41,DataInput!G41,NA())","v":"Non-Coincident"},{"$f":"IF($E42=DataInput!$B41,DataInput!H41,NA())","v":2016},{"$f":"IF($E42=DataInput!$B41,DataInput!I41,NA())","v":"POE50"},{"$f":"IF($E42=DataInput!$B41,DataInput!J41,NA())","v":121.18734529728199},{"$f":"IF($E42=DataInput!$B41,DataInput!K41,NA())","v":0.74465947579429403},null,null,"SA Adelaide Central",32,{"$f":"Lists_Selections!H35","v":"SA Morgan - Whyalla Pipeline 3"},null,null,true,null,null,"SA","ADEL","Adelaide Central","SAPN","Winter","Non-Coincident",2016,"POE50",121.18734529728199,0.74465947579429403,null,null,null,null,null,null,null,null,null,null,null,null,null,null,null,null,null,null,null,"Non co-incident 10% POE",null,null,null,"",203.074581896664,200.50645986048301,198.82741779639699,191.707153480594,185.41692067037999,179.56556643064999,175.55698309308499,173.49630564437101,{"$f":"IFERROR(BQ20,\"\")","v":170.18003939448801},{"$f":"IFERROR(BR20,\"\")","v":165.93332163394101},{"$f":"IFERROR((1+(BP42-BG42)/BG42)^(1/9)-1,\"N/A\")","v":-2.2193059743932375E-2}]
[null,{"$f":"IF(DataInput!B42=$B$8,IF($B$9=$B$10,TRUE,IF(DataInput!E42=$B$9,TRUE,FALSE)))","v":true},null,null,{"$f":"IF(B43=TRUE,DataInput!B42,NA())","v":"SA"},{"$f":"IF($E43=DataInput!$B42,DataInput!C42,NA())","v":"ADEL"},{"$f":"IF($E43=DataInput!$B42,DataInput!D42,NA())","v":"Adelaide Central"},{"$f":"IF($E43=DataInput!$B42,DataInput!E42,NA())","v":"SAPN"},{"$f":"IF($E43=DataInput!$B42,DataInput!F42,NA())","v":"Winter"},{"$f":"IF($E43=DataInput!$B42,DataInput!G42,NA())","v":"Non-Coincident"},{"$f":"IF($E43=DataInput!$B42,DataInput!H42,NA())","v":2017},{"$f":"IF($E43=DataInput!$B42,DataInput!I42,NA())","v":"POE50"},{"$f":"IF($E43=DataInput!$B42,DataInput!J42,NA())","v":120.153976084127},{"$f":"IF($E43=DataInput!$B42,DataInput!K42,NA())","v":0.74286829943574095},null,null,"SA Adelaide Central",33,{"$f":"Lists_Selections!H36","v":"SA Morgan - Whyalla Pipeline 4"},null,null,true,null,null,"SA","ADEL","Adelaide Central","SAPN","Winter","Non-Coincident",2017,"POE50",120.153976084127,0.74286829943574095,null,null,null,null,null,null,null,null,null,null,null,null,null,null,null,null,null,null,null,"Non co-incident 50% POE",null,null,null,"",191.25946265117599,188.76793552613,184.94867036292001,179.285699049426,174.05669070287601,167.23392698037901,164.67016871593501,162.431876545134,{"$f":"IFERROR(BQ21,\"\")","v":160.91626380664599},{"$f":"IFERROR(BR21,\"\")","v":158.585815224057},{"$f":"IFERROR((1+(BP43-BG43)/BG43)^(1/9)-1,\"N/A\")","v":-2.0599872046623391E-2}]
[null,{"$f":"IF(DataInput!B43=$B$8,IF($B$9=$B$10,TRUE,IF(DataInput!E43=$B$9,TRUE,FALSE)))","v":true},null,null,{"$f":"IF(B44=TRUE,DataInput!B43,NA())","v":"SA"},{"$f":"IF($E44=DataInput!$B43,DataInput!C43,NA())","v":"ADEL"},{"$f":"IF($E44=DataInput!$B43,DataInput!D43,NA())","v":"Adelaide Central"},{"$f":"IF($E44=DataInput!$B43,DataInput!E43,NA())","v":"SAPN"},{"$f":"IF($E44=DataInput!$B43,DataInput!F43,NA())","v":"Winter"},{"$f":"IF($E44=DataInput!$B43,DataInput!G43,NA())","v":"Non-Coincident"},{"$f":"IF($E44=DataInput!$B43,DataInput!H43,NA())","v":2018},{"$f":"IF($E44=DataInput!$B43,DataInput!I43,NA())","v":"POE50"},{"$f":"IF($E44=DataInput!$B43,DataInput!J43,NA())","v":119.254388250931},{"$f":"IF($E44=DataInput!$B43,DataInput!K43,NA())","v":0.74426022229617605},null,null,"SA Adelaide Central",34,{"$f":"Lists_Selections!H37","v":"SA Mt Barker and Mt Barker South"},null,null,true,null,null,"SA","ADEL","Adelaide Central","SAPN","Winter","Non-Coincident",2018,"POE50",119.254388250931,0.74426022229617605,null,null,null,null,null,null,null,null,null,null,null,null,null,null,null,null,null,null,null,"WINTER (MW)",null,null,null,2015,2016,2017,2018,2019,2020,2021,2022,2023,2024,2024,"10-yr growth rate"]
[null,{"$f":"IF(DataInput!B44=$B$8,IF($B$9=$B$10,TRUE,IF(DataInput!E44=$B$9,TRUE,FALSE)))","v":true},null,null,{"$f":"IF(B45=TRUE,DataInput!B44,NA())","v":"SA"},{"$f":"IF($E45=DataInput!$B44,DataInput!C44,NA())","v":"ADEL"},{"$f":"IF($E45=DataInput!$B44,DataInput!D44,NA())","v":"Adelaide Central"},{"$f":"IF($E45=DataInput!$B44,DataInput!E44,NA())","v":"SAPN"},{"$f":"IF($E45=DataInput!$B44,DataInput!F44,NA())","v":"Winter"},{"$f":"IF($E45=DataInput!$B44,DataInput!G44,NA())","v":"Non-Coincident"},{"$f":"IF($E45=DataInput!$B44,DataInput!H44,NA())","v":2019},{"$f":"IF($E45=DataInput!$B44,DataInput!I44,NA())","v":"POE50"},{"$f":"IF($E45=DataInput!$B44,DataInput!J44,NA())","v":119.369837921711},{"$f":"IF($E45=DataInput!$B44,DataInput!K44,NA())","v":0.74715447139110303},null,null,"SA Adelaide Central",35,{"$f":"Lists_Selections!H38","v":"SA Mt Gambier"},null,null,true,null,null,"SA","ADEL","Adelaide Central","SAPN","Winter","Non-Coincident",2019,"POE50",119.369837921711,0.74715447139110303,null,null,null,null,null,null,null,null,null,null,null,null,null,null,null,null,null,null,null,"Actual",null,null,null,{"$f":"IFERROR(BH24,\"\")","v":132.47401094599999},"","","","","","","",""]
[null,{"$f":"IF(DataInput!B45=$B$8,IF($B$9=$B$10,TRUE,IF(DataInput!E45=$B$9,TRUE,FALSE)))","v":true},null,null,{"$f":"IF(B46=TRUE,DataInput!B45,NA())","v":"SA"},{"$f":"IF($E46=DataInput!$B45,DataInput!C45,NA())","v":"ADEL"},{"$f":"IF($E46=DataInput!$B45,DataInput!D45,NA())","v":"Adelaide Central"},{"$f":"IF($E46=DataInput!$B45,DataInput!E45,NA())","v":"SAPN"},{"$f":"IF($E46=DataInput!$B45,DataInput!F45,NA())","v":"Winter"},{"$f":"IF($E46=DataInput!$B45,DataInput!G45,NA())","v":"Non-Coincident"},{"$f":"IF($E46=DataInput!$B45,DataInput!H45,NA())","v":2020},{"$f":"IF($E46=DataInput!$B45,DataInput!I45,NA())","v":"POE50"},{"$f":"IF($E46=DataInput!$B45,DataInput!J45,NA())","v":119.203177811309},{"$f":"IF($E46=DataInput!$B45,DataInput!K45,NA())","v":0.74592746846987701},null,null,"SA Adelaide Central",36,{"$f":"Lists_Selections!H39","v":"SA Mt Gunson"},null,null,true,null,null,"SA","ADEL","Adelaide Central","SAPN","Winter","Non-Coincident",2020,"POE50",119.203177811309,0.74592746846987701,null,null,null,null,null,null,null,null,null,null,null,null,null,null,null,null,null,null,null,"Temp. corrected actual 10% POE",null,null,null,127.459983100614,"","","","","","","",""]
[null,{"$f":"IF(DataInput!B46=$B$8,IF($B$9=$B$10,TRUE,IF(DataInput!E46=$B$9,TRUE,FALSE)))","v":true},null,null,{"$f":"IF(B47=TRUE,DataInput!B46,NA())","v":"SA"},{"$f":"IF($E47=DataInput!$B46,DataInput!C46,NA())","v":"ADEL"},{"$f":"IF($E47=DataInput!$B46,DataInput!D46,NA())","v":"Adelaide Central"},{"$f":"IF($E47=DataInput!$B46,DataInput!E46,NA())","v":"SAPN"},{"$f":"IF($E47=DataInput!$B46,DataInput!F46,NA())","v":"Winter"},{"$f":"IF($E47=DataInput!$B46,DataInput!G46,NA())","v":"Non-Coincident"},{"$f":"IF($E47=DataInput!$B46,DataInput!H46,NA())","v":2021},{"$f":"IF($E47=DataInput!$B46,DataInput!I46,NA())","v":"POE50"},{"$f":"IF($E47=DataInput!$B46,DataInput!J46,NA())","v":118.629388866632},{"$f":"IF($E47=DataInput!$B46,DataInput!K46,NA())","v":0.74597019689964705},null,null,"SA Adelaide Central",37,{"$f":"Lists_Selections!H40","v":"SA Murray Bridge - Hahndorf Pipeline 1"},null,null,true,null,null,"SA","ADEL","Adelaide Central","SAPN","Winter","Non-Coincident",2021,"POE50",118.629388866632,0.74597019689964705,null,null,null,null,null,null,null,null,null,null,null,null,null,null,null,null,null,null,null,"Temp. corrected actual 50% POE",null,null,null,125.74231827229799,"","","","","","","",""]
[null,{"$f":"IF(DataInput!B47=$B$8,IF($B$9=$B$10,TRUE,IF(DataInput!E47=$B$9,TRUE,FALSE)))","v":true},null,null,{"$f":"IF(B48=TRUE,DataInput!B47,NA())","v":"SA"},{"$f":"IF($E48=DataInput!$B47,DataInput!C47,NA())","v":"ADEL"},{"$f":"IF($E48=DataInput!$B47,DataInput!D47,NA())","v":"Adelaide Central"},{"$f":"IF($E48=DataInput!$B47,DataInput!E47,NA())","v":"SAPN"},{"$f":"IF($E48=DataInput!$B47,DataInput!F47,NA())","v":"Winter"},{"$f":"IF($E48=DataInput!$B47,DataInput!G47,NA())","v":"Non-Coincident"},{"$f":"IF($E48=DataInput!$B47,DataInput!H47,NA())","v":2022},{"$f":"IF($E48=DataInput!$B47,DataInput!I47,NA())","v":"POE50"},{"$f":"IF($E48=DataInput!$B47,DataInput!J47,NA())","v":118.003798523989},{"$f":"IF($E48=DataInput!$B47,DataInput!K47,NA())","v":0.74601450269581304},null,null,"SA Adelaide Central",38,{"$f":"Lists_Selections!H41","v":"SA Murray Bridge - Hahndorf Pipeline 2"},null,null,true,null,null,"SA","ADEL","Adelaide Central","SAPN","Winter","Non-Coincident",2022,"POE50",118.003798523989,0.74601450269581304,null,null,null,null,null,null,null,null,null,null,null,null,null,null,null,null,null,null,null,"Non co-incident 10% POE",null,null,null,"",122.781892400522,121.765840279972,120.863461633269,120.828737471682,120.368733473297,119.841638370243,119.431984396893,118.886911504724,{"$f":"IFERROR(BQ27,\"\")","v":118.425870717989},{"$f":"IFERROR(BR27,\"\")","v":117.688446195053},{"$f":"IFERROR((1+(BP48-BG48)/BG48)^(1/9)-1,\"N/A\")","v":-4.6965700761806284E-3}]
[null,{"$f":"IF(DataInput!B48=$B$8,IF($B$9=$B$10,TRUE,IF(DataInput!E48=$B$9,TRUE,FALSE)))","v":true},null,null,{"$f":"IF(B49=TRUE,DataInput!B48,NA())","v":"SA"},{"$f":"IF($E49=DataInput!$B48,DataInput!C48,NA())","v":"ADEL"},{"$f":"IF($E49=DataInput!$B48,DataInput!D48,NA())","v":"Adelaide Central"},{"$f":"IF($E49=DataInput!$B48,DataInput!E48,NA())","v":"SAPN"},{"$f":"IF($E49=DataInput!$B48,DataInput!F48,NA())","v":"Winter"},{"$f":"IF($E49=DataInput!$B48,DataInput!G48,NA())","v":"Non-Coincident"},{"$f":"IF($E49=DataInput!$B48,DataInput!H48,NA())","v":2023},{"$f":"IF($E49=DataInput!$B48,DataInput!I48,NA())","v":"POE50"},{"$f":"IF($E49=DataInput!$B48,DataInput!J48,NA())","v":117.33217832711701},{"$f":"IF($E49=DataInput!$B48,DataInput!K48,NA())","v":0.74606027615228099},null,null,"SA Adelaide Central",39,{"$f":"Lists_Selections!H42","v":"SA Murray Bridge - Hahndorf Pipeline 3"},null,null,true,null,null,"SA","ADEL","Adelaide Central","SAPN","Winter","Non-Coincident",2023,"POE50",117.33217832711701,0.74606027615228099,null,null,null,null,null,null,null,null,null,null,null,null,null,null,null,null,null,null,null,"Non co-incident 50% POE",null,null,null,"",121.18734529728199,120.153976084127,119.254388250931,119.369837921711,119.203177811309,118.629388866632,118.003798523989,117.33217832711701,{"$f":"IFERROR(BQ28,\"\")","v":116.845277227439},{"$f":"IFERROR(BR28,\"\")","v":116.295705179286},{"$f":"IFERROR((1+(BP49-BG49)/BG49)^(1/9)-1,\"N/A\")","v":-4.5674845503623773E-3}]
[null,{"$f":"IF(DataInput!B49=$B$8,IF($B$9=$B$10,TRUE,IF(DataInput!E49=$B$9,TRUE,FALSE)))","v":true},null,null,{"$f":"IF(B50=TRUE,DataInput!B49,NA())","v":"SA"},{"$f":"IF($E50=DataInput!$B49,DataInput!C49,NA())","v":"ADEL"},{"$f":"IF($E50=DataInput!$B49,DataInput!D49,NA())","v":"Adelaide Central"},{"$f":"IF($E50=DataInput!$B49,DataInput!E49,NA())","v":"SAPN"},{"$f":"IF($E50=DataInput!$B49,DataInput!F49,NA())","v":"Winter"},{"$f":"IF($E50=DataInput!$B49,DataInput!G49,NA())","v":"Non-Coincident"},{"$f":"IF($E50=DataInput!$B49,DataInput!H49,NA())","v":2024},{"$f":"IF($E50=DataInput!$B49,DataInput!I49,NA())","v":"POE50"},{"$f":"IF($E50=DataInput!$B49,DataInput!J49,NA())","v":116.845277227439},{"$f":"IF($E50=DataInput!$B49,DataInput!K49,NA())","v":0.74610741302624095},null,null,"SA Adelaide Central",40,{"$f":"Lists_Selections!H43","v":"SA Neuroodla"},null,null,true,null,null,"SA","ADEL","Adelaide Central","SAPN","Winter","Non-Coincident",2024,"POE50",116.845277227439,0.74610741302624095]
[null,{"$f":"IF(DataInput!B50=$B$8,IF($B$9=$B$10,TRUE,IF(DataInput!E50=$B$9,TRUE,FALSE)))","v":true},null,null,{"$f":"IF(B51=TRUE,DataInput!B50,NA())","v":"SA"},{"$f":"IF($E51=DataInput!$B50,DataInput!C50,NA())","v":"ADEL"},{"$f":"IF($E51=DataInput!$B50,DataInput!D50,NA())","v":"Adelaide Central"},{"$f":"IF($E51=DataInput!$B50,DataInput!E50,NA())","v":"SAPN"},{"$f":"IF($E51=DataInput!$B50,DataInput!F50,NA())","v":"Winter"},{"$f":"IF($E51=DataInput!$B50,DataInput!G50,NA())","v":"Non-Coincident"},{"$f":"IF($E51=DataInput!$B50,DataInput!H50,NA())","v":2025},{"$f":"IF($E51=DataInput!$B50,DataInput!I50,NA())","v":"POE50"},{"$f":"IF($E51=DataInput!$B50,DataInput!J50,NA())","v":116.295705179286},{"$f":"IF($E51=DataInput!$B50,DataInput!K50,NA())","v":0.74615581851483204},null,null,"SA Adelaide Central",41,{"$f":"Lists_Selections!H44","v":"SA North West Bend"},null,null,true,null,null,"SA","ADEL","Adelaide Central","SAPN","Winter","Non-Coincident",2025,"POE50",116.295705179286,0.74615581851483204]
[null,{"$f":"IF(DataInput!B51=$B$8,IF($B$9=$B$10,TRUE,IF(DataInput!E51=$B$9,TRUE,FALSE)))","v":true},null,null,{"$f":"IF(B52=TRUE,DataInput!B51,NA())","v":"SA"},{"$f":"IF($E52=DataInput!$B51,DataInput!C51,NA())","v":"BARK"},{"$f":"IF($E52=DataInput!$B51,DataInput!D51,NA())","v":"Mt Barker and Mt Barker South"},{"$f":"IF($E52=DataInput!$B51,DataInput!E51,NA())","v":"SAPN"},{"$f":"IF($E52=DataInput!$B51,DataInput!F51,NA())","v":"Summer"},{"$f":"IF($E52=DataInput!$B51,DataInput!G51,NA())","v":"Non-Coincident"},{"$f":"IF($E52=DataInput!$B51,DataInput!H51,NA())","v":2017},{"$f":"IF($E52=DataInput!$B51,DataInput!I51,NA())","v":"POE10"},{"$f":"IF($E52=DataInput!$B51,DataInput!J51,NA())","v":89.259220783595396},{"$f":"IF($E52=DataInput!$B51,DataInput!K51,NA())","v":0.89674173252528899},null,null,"SA Mt Barker and Mt Barker South",42,{"$f":"Lists_Selections!H45","v":"SA Northern Suburbs"},null,null,false,null,null,{"$error":"#N/A"},{"$error":"#N/A"},{"$error":"#N/A"},{"$error":"#N/A"},{"$error":"#N/A"},{"$error":"#N/A"},{"$error":"#N/A"},{"$error":"#N/A"},{"$error":"#N/A"},{"$error":"#N/A"}]
[null,{"$f":"IF(DataInput!B52=$B$8,IF($B$9=$B$10,TRUE,IF(DataInput!E52=$B$9,TRUE,FALSE)))","v":true},null,null,{"$f":"IF(B53=TRUE,DataInput!B52,NA())","v":"SA"},{"$f":"IF($E53=DataInput!$B52,DataInput!C52,NA())","v":"BARK"},{"$f":"IF($E53=DataInput!$B52,DataInput!D52,NA())","v":"Mt Barker and Mt Barker South"},{"$f":"IF($E53=DataInput!$B52,DataInput!E52,NA())","v":"SAPN"},{"$f":"IF($E53=DataInput!$B52,DataInput!F52,NA())","v":"Summer"},{"$f":"IF($E53=DataInput!$B52,DataInput!G52,NA())","v":"Non-Coincident"},{"$f":"IF($E53=DataInput!$B52,DataInput!H52,NA())","v":2018},{"$f":"IF($E53=DataInput!$B52,DataInput!I52,NA())","v":"POE10"},{"$f":"IF($E53=DataInput!$B52,DataInput!J52,NA())","v":89.050634972785801},{"$f":"IF($E53=DataInput!$B52,DataInput!K52,NA())","v":0.89674173252528899},null,null,"SA Mt Barker and Mt Barker South",43,{"$f":"Lists_Selections!H46","v":"SA Penola West"},null,null,false,null,null,{"$error":"#N/A"},{"$error":"#N/A"},{"$error":"#N/A"},{"$error":"#N/A"},{"$error":"#N/A"},{"$error":"#N/A"},{"$error":"#N/A"},{"$error":"#N/A"},{"$error":"#N/A"},{"$error":"#N/A"}]
[null,{"$f":"IF(DataInput!B53=$B$8,IF($B$9=$B$10,TRUE,IF(DataInput!E53=$B$9,TRUE,FALSE)))","v":true},null,null,{"$f":"IF(B54=TRUE,DataInput!B53,NA())","v":"SA"},{"$f":"IF($E54=DataInput!$B53,DataInput!C53,NA())","v":"BARK"},{"$f":"IF($E54=DataInput!$B53,DataInput!D53,NA())","v":"Mt Barker and Mt Barker South"},{"$f":"IF($E54=DataInput!$B53,DataInput!E53,NA())","v":"SAPN"},{"$f":"IF($E54=DataInput!$B53,DataInput!F53,NA())","v":"Summer"},{"$f":"IF($E54=DataInput!$B53,DataInput!G53,NA())","v":"Non-Coincident"},{"$f":"IF($E54=DataInput!$B53,DataInput!H53,NA())","v":2019},{"$f":"IF($E54=DataInput!$B53,DataInput!I53,NA())","v":"POE10"},{"$f":"IF($E54=DataInput!$B53,DataInput!J53,NA())","v":88.917313181678594},{"$f":"IF($E54=DataInput!$B53,DataInput!K53,NA())","v":0.89674173252528899},null,null,"SA Mt Barker and Mt Barker South",44,{"$f":"Lists_Selections!H47","v":"SA Pimba"},null,null,false,null,null,{"$error":"#N/A"},{"$error":"#N/A"},{"$error":"#N/A"},{"$error":"#N/A"},{"$error":"#N/A"},{"$error":"#N/A"},{"$error":"#N/A"},{"$error":"#N/A"},{"$error":"#N/A"},{"$error":"#N/A"}]
[null,{"$f":"IF(DataInput!B54=$B$8,IF($B$9=$B$10,TRUE,IF(DataInput!E54=$B$9,TRUE,FALSE)))","v":true},null,null,{"$f":"IF(B55=TRUE,DataInput!B54,NA())","v":"SA"},{"$f":"IF($E55=DataInput!$B54,DataInput!C54,NA())","v":"BARK"},{"$f":"IF($E55=DataInput!$B54,DataInput!D54,NA())","v":"Mt Barker and Mt Barker South"},{"$f":"IF($E55=DataInput!$B54,DataInput!E54,NA())","v":"SAPN"},{"$f":"IF($E55=DataInput!$B54,DataInput!F54,NA())","v":"Summer"},{"$f":"IF($E55=DataInput!$B54,DataInput!G54,NA())","v":"Non-Coincident"},{"$f":"IF($E55=DataInput!$B54,DataInput!H54,NA())","v":2020},{"$f":"IF($E55=DataInput!$B54,DataInput!I54,NA())","v":"POE10"},{"$f":"IF($E55=DataInput!$B54,DataInput!J54,NA())","v":88.864642842694494},{"$f":"IF($E55=DataInput!$B54,DataInput!K54,NA())","v":0.89674173252528899},null,null,"SA Mt Barker and Mt Barker South",45,{"$f":"Lists_Selections!H48","v":"SA Port Lincoln"},null,null,false,null,null,{"$error":"#N/A"},{"$error":"#N/A"},{"$error":"#N/A"},{"$error":"#N/A"},{"$error":"#N/A"},{"$error":"#N/A"},{"$error":"#N/A"},{"$error":"#N/A"},{"$error":"#N/A"},{"$error":"#N/A"}]
[null,{"$f":"IF(DataInput!B55=$B$8,IF($B$9=$B$10,TRUE,IF(DataInput!E55=$B$9,TRUE,FALSE)))","v":true},null,null,{"$f":"IF(B56=TRUE,DataInput!B55,NA())","v":"SA"},{"$f":"IF($E56=DataInput!$B55,DataInput!C55,NA())","v":"BARK"},{"$f":"IF($E56=DataInput!$B55,DataInput!D55,NA())","v":"Mt Barker and Mt Barker South"},{"$f":"IF($E56=DataInput!$B55,DataInput!E55,NA())","v":"SAPN"},{"$f":"IF($E56=DataInput!$B55,DataInput!F55,NA())","v":"Summer"},{"$f":"IF($E56=DataInput!$B55,DataInput!G55,NA())","v":"Non-Coincident"},{"$f":"IF($E56=DataInput!$B55,DataInput!H55,NA())","v":2021},{"$f":"IF($E56=DataInput!$B55,DataInput!I55,NA())","v":"POE10"},{"$f":"IF($E56=DataInput!$B55,DataInput!J55,NA())","v":88.898100359872501},{"$f":"IF($E56=DataInput!$B55,DataInput!K55,NA())","v":0.89674173252528899},null,null,"SA Mt Barker and Mt Barker South",46,{"$f":"Lists_Selections!H49","v":"SA Port Pirie Network"},null,null,false,null,null,{"$error":"#N/A"},{"$error":"#N/A"},{"$error":"#N/A"},{"$error":"#N/A"},{"$error":"#N/A"},{"$error":"#N/A"},{"$error":"#N/A"},{"$error":"#N/A"},{"$error":"#N/A"},{"$error":"#N/A"}]
[null,{"$f":"IF(DataInput!B56=$B$8,IF($B$9=$B$10,TRUE,IF(DataInput!E56=$B$9,TRUE,FALSE)))","v":true},null,null,{"$f":"IF(B57=TRUE,DataInput!B56,NA())","v":"SA"},{"$f":"IF($E57=DataInput!$B56,DataInput!C56,NA())","v":"BARK"},{"$f":"IF($E57=DataInput!$B56,DataInput!D56,NA())","v":"Mt Barker and Mt Barker South"},{"$f":"IF($E57=DataInput!$B56,DataInput!E56,NA())","v":"SAPN"},{"$f":"IF($E57=DataInput!$B56,DataInput!F56,NA())","v":"Summer"},{"$f":"IF($E57=DataInput!$B56,DataInput!G56,NA())","v":"Non-Coincident"},{"$f":"IF($E57=DataInput!$B56,DataInput!H56,NA())","v":2022},{"$f":"IF($E57=DataInput!$B56,DataInput!I56,NA())","v":"POE10"},{"$f":"IF($E57=DataInput!$B56,DataInput!J56,NA())","v":89.049907893402903},{"$f":"IF($E57=DataInput!$B56,DataInput!K56,NA())","v":0.89674173252528899},null,null,"SA Mt Barker and Mt Barker South",47,{"$f":"Lists_Selections!H50","v":"SA Roseworthy"},null,null,false,null,null,{"$error":"#N/A"},{"$error":"#N/A"},{"$error":"#N/A"},{"$error":"#N/A"},{"$error":"#N/A"},{"$error":"#N/A"},{"$error":"#N/A"},{"$error":"#N/A"},{"$error":"#N/A"},{"$error":"#N/A"}]
[null,{"$f":"IF(DataInput!B57=$B$8,IF($B$9=$B$10,TRUE,IF(DataInput!E57=$B$9,TRUE,FALSE)))","v":true},null,null,{"$f":"IF(B58=TRUE,DataInput!B57,NA())","v":"SA"},{"$f":"IF($E58=DataInput!$B57,DataInput!C57,NA())","v":"BARK"},{"$f":"IF($E58=DataInput!$B57,DataInput!D57,NA())","v":"Mt Barker and Mt Barker South"},{"$f":"IF($E58=DataInput!$B57,DataInput!E57,NA())","v":"SAPN"},{"$f":"IF($E58=DataInput!$B57,DataInput!F57,NA())","v":"Summer"},{"$f":"IF($E58=DataInput!$B57,DataInput!G57,NA())","v":"Non-Coincident"},{"$f":"IF($E58=DataInput!$B57,DataInput!H57,NA())","v":2023},{"$f":"IF($E58=DataInput!$B57,DataInput!I57,NA())","v":"POE10"},{"$f":"IF($E58=DataInput!$B57,DataInput!J57,NA())","v":89.340209448673406},{"$f":"IF($E58=DataInput!$B57,DataInput!K57,NA())","v":0.89674173252528899},null,null,"SA Mt Barker and Mt Barker South",48,{"$f":"Lists_Selections!H51","v":"SA Snuggery Industrial"},null,null,false,null,null,{"$error":"#N/A"},{"$error":"#N/A"},{"$error":"#N/A"},{"$error":"#N/A"},{"$error":"#N/A"},{"$error":"#N/A"},{"$error":"#N/A"},{"$error":"#N/A"},{"$error":"#N/A"},{"$error":"#N/A"}]
[null,{"$f":"IF(DataInput!B58=$B$8,IF($B$9=$B$10,TRUE,IF(DataInput!E58=$B$9,TRUE,FALSE)))","v":true},null,null,{"$f":"IF(B59=TRUE,DataInput!B58,NA())","v":"SA"},{"$f":"IF($E59=DataInput!$B58,DataInput!C58,NA())","v":"BARK"},{"$f":"IF($E59=DataInput!$B58,DataInput!D58,NA())","v":"Mt Barker and Mt Barker South"},{"$f":"IF($E59=DataInput!$B58,DataInput!E58,NA())","v":"SAPN"},{"$f":"IF($E59=DataInput!$B58,DataInput!F58,NA())","v":"Summer"},{"$f":"IF($E59=DataInput!$B58,DataInput!G58,NA())","v":"Non-Coincident"},{"$f":"IF($E59=DataInput!$B58,DataInput!H58,NA())","v":2024},{"$f":"IF($E59=DataInput!$B58,DataInput!I58,NA())","v":"POE10"},{"$f":"IF($E59=DataInput!$B58,DataInput!J58,NA())","v":89.775502347015106},{"$f":"IF($E59=DataInput!$B58,DataInput!K58,NA())","v":0.89674173252528899},null,null,"SA Mt Barker and Mt Barker South",49,{"$f":"Lists_Selections!H52","v":"SA Snuggery Rural"},null,null,false,null,null,{"$error":"#N/A"},{"$error":"#N/A"},{"$error":"#N/A"},{"$error":"#N/A"},{"$error":"#N/A"},{"$error":"#N/A"},{"$error":"#N/A"},{"$error":"#N/A"},{"$error":"#N/A"},{"$error":"#N/A"}]
[null,{"$f":"IF(DataInput!B59=$B$8,IF($B$9=$B$10,TRUE,IF(DataInput!E59=$B$9,TRUE,FALSE)))","v":true},null,null,{"$f":"IF(B60=TRUE,DataInput!B59,NA())","v":"SA"},{"$f":"IF($E60=DataInput!$B59,DataInput!C59,NA())","v":"BARK"},{"$f":"IF($E60=DataInput!$B59,DataInput!D59,NA())","v":"Mt Barker and Mt Barker South"},{"$f":"IF($E60=DataInput!$B59,DataInput!E59,NA())","v":"SAPN"},{"$f":"IF($E60=DataInput!$B59,DataInput!F59,NA())","v":"Summer"},{"$f":"IF($E60=DataInput!$B59,DataInput!G59,NA())","v":"Non-Coincident"},{"$f":"IF($E60=DataInput!$B59,DataInput!H59,NA())","v":2025},{"$f":"IF($E60=DataInput!$B59,DataInput!I59,NA())","v":"POE10"},{"$f":"IF($E60=DataInput!$B59,DataInput!J59,NA())","v":90.365806611309793},{"$f":"IF($E60=DataInput!$B59,DataInput!K59,NA())","v":0.89674173252528899},null,null,"SA Mt Barker and Mt Barker South",50,{"$f":"Lists_Selections!H53","v":"SA Southern Suburbs"},null,null,false,null,null,{"$error":"#N/A"},{"$error":"#N/A"},{"$error":"#N/A"},{"$error":"#N/A"},{"$error":"#N/A"},{"$error":"#N/A"},{"$error":"#N/A"},{"$error":"#N/A"},{"$error":"#N/A"},{"$error":"#N/A"}]
[null,{"$f":"IF(DataInput!B60=$B$8,IF($B$9=$B$10,TRUE,IF(DataInput!E60=$B$9,TRUE,FALSE)))","v":true},null,null,{"$f":"IF(B61=TRUE,DataInput!B60,NA())","v":"SA"},{"$f":"IF($E61=DataInput!$B60,DataInput!C60,NA())","v":"BARK"},{"$f":"IF($E61=DataInput!$B60,DataInput!D60,NA())","v":"Mt Barker and Mt Barker South"},{"$f":"IF($E61=DataInput!$B60,DataInput!E60,NA())","v":"SAPN"},{"$f":"IF($E61=DataInput!$B60,DataInput!F60,NA())","v":"Summer"},{"$f":"IF($E61=DataInput!$B60,DataInput!G60,NA())","v":"Non-Coincident"},{"$f":"IF($E61=DataInput!$B60,DataInput!H60,NA())","v":2026},{"$f":"IF($E61=DataInput!$B60,DataInput!I60,NA())","v":"POE10"},{"$f":"IF($E61=DataInput!$B60,DataInput!J60,NA())","v":91.113563149370606},{"$f":"IF($E61=DataInput!$B60,DataInput!K60,NA())","v":0.89674173252528899},null,null,"SA Mt Barker and Mt Barker South",51,{"$f":"Lists_Selections!H54","v":"SA Stony Point Distribution"},null,null,false,null,null,{"$error":"#N/A"},{"$error":"#N/A"},{"$error":"#N/A"},{"$error":"#N/A"},{"$error":"#N/A"},{"$error":"#N/A"},{"$error":"#N/A"},{"$error":"#N/A"},{"$error":"#N/A"},{"$error":"#N/A"}]
[null,{"$f":"IF(DataInput!B61=$B$8,IF($B$9=$B$10,TRUE,IF(DataInput!E61=$B$9,TRUE,FALSE)))","v":true},null,null,{"$f":"IF(B62=TRUE,DataInput!B61,NA())","v":"SA"},{"$f":"IF($E62=DataInput!$B61,DataInput!C61,NA())","v":"BARK"},{"$f":"IF($E62=DataInput!$B61,DataInput!D61,NA())","v":"Mt Barker and Mt Barker South"},{"$f":"IF($E62=DataInput!$B61,DataInput!E61,NA())","v":"SAPN"},{"$f":"IF($E62=DataInput!$B61,DataInput!F61,NA())","v":"Summer"},{"$f":"IF($E62=DataInput!$B61,DataInput!G61,NA())","v":"Non-Coincident"},{"$f":"IF($E62=DataInput!$B61,DataInput!H61,NA())","v":2017},{"$f":"IF($E62=DataInput!$B61,DataInput!I61,NA())","v":"POE50"},{"$f":"IF($E62=DataInput!$B61,DataInput!J61,NA())","v":79.164337985009993},{"$f":"IF($E62=DataInput!$B61,DataInput!K61,NA())","v":0.89674173252528899},null,null,"SA Mt Barker and Mt Barker South",52,{"$f":"Lists_Selections!H55","v":"SA Stony Point Industrial"},null,null,false,null,null,{"$error":"#N/A"},{"$error":"#N/A"},{"$error":"#N/A"},{"$error":"#N/A"},{"$error":"#N/A"},{"$error":"#N/A"},{"$error":"#N/A"},{"$error":"#N/A"},{"$error":"#N/A"},{"$error":"#N/A"}]
[null,{"$f":"IF(DataInput!B62=$B$8,IF($B$9=$B$10,TRUE,IF(DataInput!E62=$B$9,TRUE,FALSE)))","v":true},null,null,{"$f":"IF(B63=TRUE,DataInput!B62,NA())","v":"SA"},{"$f":"IF($E63=DataInput!$B62,DataInput!C62,NA())","v":"BARK"},{"$f":"IF($E63=DataInput!$B62,DataInput!D62,NA())","v":"Mt Barker and Mt Barker South"},{"$f":"IF($E63=DataInput!$B62,DataInput!E62,NA())","v":"SAPN"},{"$f":"IF($E63=DataInput!$B62,DataInput!F62,NA())","v":"Summer"},{"$f":"IF($E63=DataInput!$B62,DataInput!G62,NA())","v":"Non-Coincident"},{"$f":"IF($E63=DataInput!$B62,DataInput!H62,NA())","v":2018},{"$f":"IF($E63=DataInput!$B62,DataInput!I62,NA())","v":"POE50"},{"$f":"IF($E63=DataInput!$B62,DataInput!J62,NA())","v":78.937386086955797},{"$f":"IF($E63=DataInput!$B62,DataInput!K62,NA())","v":0.89674173252528899},null,null,"SA Mt Barker and Mt Barker South",53,{"$f":"Lists_Selections!H56","v":"SA Tailem Bend"},null,null,false,null,null,{"$error":"#N/A"},{"$error":"#N/A"},{"$error":"#N/A"},{"$error":"#N/A"},{"$error":"#N/A"},{"$error":"#N/A"},{"$error":"#N/A"},{"$error":"#N/A"},{"$error":"#N/A"},{"$error":"#N/A"}]
[null,{"$f":"IF(DataInput!B63=$B$8,IF($B$9=$B$10,TRUE,IF(DataInput!E63=$B$9,TRUE,FALSE)))","v":true},null,null,{"$f":"IF(B64=TRUE,DataInput!B63,NA())","v":"SA"},{"$f":"IF($E64=DataInput!$B63,DataInput!C63,NA())","v":"BARK"},{"$f":"IF($E64=DataInput!$B63,DataInput!D63,NA())","v":"Mt Barker and Mt Barker South"},{"$f":"IF($E64=DataInput!$B63,DataInput!E63,NA())","v":"SAPN"},{"$f":"IF($E64=DataInput!$B63,DataInput!F63,NA())","v":"Summer"},{"$f":"IF($E64=DataInput!$B63,DataInput!G63,NA())","v":"Non-Coincident"},{"$f":"IF($E64=DataInput!$B63,DataInput!H63,NA())","v":2019},{"$f":"IF($E64=DataInput!$B63,DataInput!I63,NA())","v":"POE50"},{"$f":"IF($E64=DataInput!$B63,DataInput!J63,NA())","v":78.778531323753995},{"$f":"IF($E64=DataInput!$B63,DataInput!K63,NA())","v":0.89674173252528899},null,null,"SA Mt Barker and Mt Barker South",54,{"$f":"Lists_Selections!H57","v":"SA Templers"},null,null,false,null,null,{"$error":"#N/A"},{"$error":"#N/A"},{"$error":"#N/A"},{"$error":"#N/A"},{"$error":"#N/A"},{"$error":"#N/A"},{"$error":"#N/A"},{"$error":"#N/A"},{"$error":"#N/A"},{"$error":"#N/A"}]
[null,{"$f":"IF(DataInput!B64=$B$8,IF($B$9=$B$10,TRUE,IF(DataInput!E64=$B$9,TRUE,FALSE)))","v":true},null,null,{"$f":"IF(B65=TRUE,DataInput!B64,NA())","v":"SA"},{"$f":"IF($E65=DataInput!$B64,DataInput!C64,NA())","v":"BARK"},{"$f":"IF($E65=DataInput!$B64,DataInput!D64,NA())","v":"Mt Barker and Mt Barker South"},{"$f":"IF($E65=DataInput!$B64,DataInput!E64,NA())","v":"SAPN"},{"$f":"IF($E65=DataInput!$B64,DataInput!F64,NA())","v":"Summer"},{"$f":"IF($E65=DataInput!$B64,DataInput!G64,NA())","v":"Non-Coincident"},{"$f":"IF($E65=DataInput!$B64,DataInput!H64,NA())","v":2020},{"$f":"IF($E65=DataInput!$B64,DataInput!I64,NA())","v":"POE50"},{"$f":"IF($E65=DataInput!$B64,DataInput!J64,NA())","v":78.690931580677798},{"$f":"IF($E65=DataInput!$B64,DataInput!K64,NA())","v":0.89674173252528899},null,null,"SA Mt Barker and Mt Barker South",55,{"$f":"Lists_Selections!H58","v":"SA Waterloo"},null,null,false,null,null,{"$error":"#N/A"},{"$error":"#N/A"},{"$error":"#N/A"},{"$error":"#N/A"},{"$error":"#N/A"},{"$error":"#N/A"},{"$error":"#N/A"},{"$error":"#N/A"},{"$error":"#N/A"},{"$error":"#N/A"}]
[null,{"$f":"IF(DataInput!B65=$B$8,IF($B$9=$B$10,TRUE,IF(DataInput!E65=$B$9,TRUE,FALSE)))","v":true},null,null,{"$f":"IF(B66=TRUE,DataInput!B65,NA())","v":"SA"},{"$f":"IF($E66=DataInput!$B65,DataInput!C65,NA())","v":"BARK"},{"$f":"IF($E66=DataInput!$B65,DataInput!D65,NA())","v":"Mt Barker and Mt Barker South"},{"$f":"IF($E66=DataInput!$B65,DataInput!E65,NA())","v":"SAPN"},{"$f":"IF($E66=DataInput!$B65,DataInput!F65,NA())","v":"Summer"},{"$f":"IF($E66=DataInput!$B65,DataInput!G65,NA())","v":"Non-Coincident"},{"$f":"IF($E66=DataInput!$B65,DataInput!H65,NA())","v":2021},{"$f":"IF($E66=DataInput!$B65,DataInput!I65,NA())","v":"POE50"},{"$f":"IF($E66=DataInput!$B65,DataInput!J65,NA())","v":78.678558656461107},{"$f":"IF($E66=DataInput!$B65,DataInput!K65,NA())","v":0.89674173252528899},null,null,"SA Mt Barker and Mt Barker South",56,{"$f":"Lists_Selections!H59","v":"SA Western Suburbs"},null,null,false,null,null,{"$error":"#N/A"},{"$error":"#N/A"},{"$error":"#N/A"},{"$error":"#N/A"},{"$error":"#N/A"},{"$error":"#N/A"},{"$error":"#N/A"},{"$error":"#N/A"},{"$error":"#N/A"},{"$error":"#N/A"}]
[null,{"$f":"IF(DataInput!B66=$B$8,IF($B$9=$B$10,TRUE,IF(DataInput!E66=$B$9,TRUE,FALSE)))","v":true},null,null,{"$f":"IF(B67=TRUE,DataInput!B66,NA())","v":"SA"},{"$f":"IF($E67=DataInput!$B66,DataInput!C66,NA())","v":"BARK"},{"$f":"IF($E67=DataInput!$B66,DataInput!D66,NA())","v":"Mt Barker and Mt Barker South"},{"$f":"IF($E67=DataInput!$B66,DataInput!E66,NA())","v":"SAPN"},{"$f":"IF($E67=DataInput!$B66,DataInput!F66,NA())","v":"Summer"},{"$f":"IF($E67=DataInput!$B66,DataInput!G66,NA())","v":"Non-Coincident"},{"$f":"IF($E67=DataInput!$B66,DataInput!H66,NA())","v":2022},{"$f":"IF($E67=DataInput!$B66,DataInput!I66,NA())","v":"POE50"},{"$f":"IF($E67=DataInput!$B66,DataInput!J66,NA())","v":78.772659539892999},{"$f":"IF($E67=DataInput!$B66,DataInput!K66,NA())","v":0.89674173252528899},null,null,"SA Mt Barker and Mt Barker South",57,{"$f":"Lists_Selections!H60","v":"SA Whyalla Terminal LMF"},null,null,false,null,null,{"$error":"#N/A"},{"$error":"#N/A"},{"$error":"#N/A"},{"$error":"#N/A"},{"$error":"#N/A"},{"$error":"#N/A"},{"$error":"#N/A"},{"$error":"#N/A"},{"$error":"#N/A"},{"$error":"#N/A"}]
[null,{"$f":"IF(DataInput!B67=$B$8,IF($B$9=$B$10,TRUE,IF(DataInput!E67=$B$9,TRUE,FALSE)))","v":true},null,null,{"$f":"IF(B68=TRUE,DataInput!B67,NA())","v":"SA"},{"$f":"IF($E68=DataInput!$B67,DataInput!C67,NA())","v":"BARK"},{"$f":"IF($E68=DataInput!$B67,DataInput!D67,NA())","v":"Mt Barker and Mt Barker South"},{"$f":"IF($E68=DataInput!$B67,DataInput!E67,NA())","v":"SAPN"},{"$f":"IF($E68=DataInput!$B67,DataInput!F67,NA())","v":"Summer"},{"$f":"IF($E68=DataInput!$B67,DataInput!G67,NA())","v":"Non-Coincident"},{"$f":"IF($E68=DataInput!$B67,DataInput!H67,NA())","v":2023},{"$f":"IF($E68=DataInput!$B67,DataInput!I67,NA())","v":"POE50"},{"$f":"IF($E68=DataInput!$B67,DataInput!J67,NA())","v":78.992791261842996},{"$f":"IF($E68=DataInput!$B67,DataInput!K67,NA())","v":0.89674173252528899},null,null,"SA Mt Barker and Mt Barker South",58,{"$f":"Lists_Selections!H61","v":"SA Whyalla and Whyalla Central"},null,null,false,null,null,{"$error":"#N/A"},{"$error":"#N/A"},{"$error":"#N/A"},{"$error":"#N/A"},{"$error":"#N/A"},{"$error":"#N/A"},{"$error":"#N/A"},{"$error":"#N/A"},{"$error":"#N/A"},{"$error":"#N/A"}]
[null,{"$f":"IF(DataInput!B68=$B$8,IF($B$9=$B$10,TRUE,IF(DataInput!E68=$B$9,TRUE,FALSE)))","v":true},null,null,{"$f":"IF(B69=TRUE,DataInput!B68,NA())","v":"SA"},{"$f":"IF($E69=DataInput!$B68,DataInput!C68,NA())","v":"BARK"},{"$f":"IF($E69=DataInput!$B68,DataInput!D68,NA())","v":"Mt Barker and Mt Barker South"},{"$f":"IF($E69=DataInput!$B68,DataInput!E68,NA())","v":"SAPN"},{"$f":"IF($E69=DataInput!$B68,DataInput!F68,NA())","v":"Summer"},{"$f":"IF($E69=DataInput!$B68,DataInput!G68,NA())","v":"Non-Coincident"},{"$f":"IF($E69=DataInput!$B68,DataInput!H68,NA())","v":2024},{"$f":"IF($E69=DataInput!$B68,DataInput!I68,NA())","v":"POE50"},{"$f":"IF($E69=DataInput!$B68,DataInput!J68,NA())","v":79.345149323871198},{"$f":"IF($E69=DataInput!$B68,DataInput!K68,NA())","v":0.89674173252528899},null,null,"SA Mt Barker and Mt Barker South",59,{"$f":"Lists_Selections!H62","v":"SA Woomera"},null,null,false,null,null,{"$error":"#N/A"},{"$error":"#N/A"},{"$error":"#N/A"},{"$error":"#N/A"},{"$error":"#N/A"},{"$error":"#N/A"},{"$error":"#N/A"},{"$error":"#N/A"},{"$error":"#N/A"},{"$error":"#N/A"}]
[null,{"$f":"IF(DataInput!B69=$B$8,IF($B$9=$B$10,TRUE,IF(DataInput!E69=$B$9,TRUE,FALSE)))","v":true},null,null,{"$f":"IF(B70=TRUE,DataInput!B69,NA())","v":"SA"},{"$f":"IF($E70=DataInput!$B69,DataInput!C69,NA())","v":"BARK"},{"$f":"IF($E70=DataInput!$B69,DataInput!D69,NA())","v":"Mt Barker and Mt Barker South"},{"$f":"IF($E70=DataInput!$B69,DataInput!E69,NA())","v":"SAPN"},{"$f":"IF($E70=DataInput!$B69,DataInput!F69,NA())","v":"Summer"},{"$f":"IF($E70=DataInput!$B69,DataInput!G69,NA())","v":"Non-Coincident"},{"$f":"IF($E70=DataInput!$B69,DataInput!H69,NA())","v":2025},{"$f":"IF($E70=DataInput!$B69,DataInput!I69,NA())","v":"POE50"},{"$f":"IF($E70=DataInput!$B69,DataInput!J69,NA())","v":79.839661264671406},{"$f":"IF($E70=DataInput!$B69,DataInput!K69,NA())","v":0.89674173252528899},null,null,"SA Mt Barker and Mt Barker South",60,{"$f":"Lists_Selections!H63","v":"SA Wudinna"},null,null,false,null,null,{"$error":"#N/A"},{"$error":"#N/A"},{"$error":"#N/A"},{"$error":"#N/A"},{"$error":"#N/A"},{"$error":"#N/A"},{"$error":"#N/A"},{"$error":"#N/A"},{"$error":"#N/A"},{"$error":"#N/A"}]
[null,{"$f":"IF(DataInput!B70=$B$8,IF($B$9=$B$10,TRUE,IF(DataInput!E70=$B$9,TRUE,FALSE)))","v":true},null,null,{"$f":"IF(B71=TRUE,DataInput!B70,NA())","v":"SA"},{"$f":"IF($E71=DataInput!$B70,DataInput!C70,NA())","v":"BARK"},{"$f":"IF($E71=DataInput!$B70,DataInput!D70,NA())","v":"Mt Barker and Mt Barker South"},{"$f":"IF($E71=DataInput!$B70,DataInput!E70,NA())","v":"SAPN"},{"$f":"IF($E71=DataInput!$B70,DataInput!F70,NA())","v":"Summer"},{"$f":"IF($E71=DataInput!$B70,DataInput!G70,NA())","v":"Non-Coincident"},{"$f":"IF($E71=DataInput!$B70,DataInput!H70,NA())","v":2026},{"$f":"IF($E71=DataInput!$B70,DataInput!I70,NA())","v":"POE50"},{"$f":"IF($E71=DataInput!$B70,DataInput!J70,NA())","v":80.478828648589101},{"$f":"IF($E71=DataInput!$B70,DataInput!K70,NA())","v":0.89674173252528899},null,null,"SA Mt Barker and Mt Barker South",61,{"$f":"Lists_Selections!H64","v":"SA Yadnarie"},null,null,false,null,null,{"$error":"#N/A"},{"$error":"#N/A"},{"$error":"#N/A"},{"$error":"#N/A"},{"$error":"#N/A"},{"$error":"#N/A"},{"$error":"#N/A"},{"$error":"#N/A"},{"$error":"#N/A"},{"$error":"#N/A"}]
[null,{"$f":"IF(DataInput!B71=$B$8,IF($B$9=$B$10,TRUE,IF(DataInput!E71=$B$9,TRUE,FALSE)))","v":true},null,null,{"$f":"IF(B72=TRUE,DataInput!B71,NA())","v":"SA"},{"$f":"IF($E72=DataInput!$B71,DataInput!C71,NA())","v":"BARK"},{"$f":"IF($E72=DataInput!$B71,DataInput!D71,NA())","v":"Mt Barker and Mt Barker South"},{"$f":"IF($E72=DataInput!$B71,DataInput!E71,NA())","v":"SAPN"},{"$f":"IF($E72=DataInput!$B71,DataInput!F71,NA())","v":"Winter"},{"$f":"IF($E72=DataInput!$B71,DataInput!G71,NA())","v":"Non-Coincident"},{"$f":"IF($E72=DataInput!$B71,DataInput!H71,NA())","v":2016},{"$f":"IF($E72=DataInput!$B71,DataInput!I71,NA())","v":"POE10"},{"$f":"IF($E72=DataInput!$B71,DataInput!J71,NA())","v":83.024197159735493},{"$f":"IF($E72=DataInput!$B71,DataInput!K71,NA())","v":0.91678841498138497},null,null,"SA Mt Barker and Mt Barker South",62,{"$f":"Lists_Selections!H65","v":""},null,null,false,null,null,{"$error":"#N/A"},{"$error":"#N/A"},{"$error":"#N/A"},{"$error":"#N/A"},{"$error":"#N/A"},{"$error":"#N/A"},{"$error":"#N/A"},{"$error":"#N/A"},{"$error":"#N/A"},{"$error":"#N/A"}]
[null,{"$f":"IF(DataInput!B72=$B$8,IF($B$9=$B$10,TRUE,IF(DataInput!E72=$B$9,TRUE,FALSE)))","v":true},null,null,{"$f":"IF(B73=TRUE,DataInput!B72,NA())","v":"SA"},{"$f":"IF($E73=DataInput!$B72,DataInput!C72,NA())","v":"BARK"},{"$f":"IF($E73=DataInput!$B72,DataInput!D72,NA())","v":"Mt Barker and Mt Barker South"},{"$f":"IF($E73=DataInput!$B72,DataInput!E72,NA())","v":"SAPN"},{"$f":"IF($E73=DataInput!$B72,DataInput!F72,NA())","v":"Winter"},{"$f":"IF($E73=DataInput!$B72,DataInput!G72,NA())","v":"Non-Coincident"},{"$f":"IF($E73=DataInput!$B72,DataInput!H72,NA())","v":2017},{"$f":"IF($E73=DataInput!$B72,DataInput!I72,NA())","v":"POE10"},{"$f":"IF($E73=DataInput!$B72,DataInput!J72,NA())","v":83.363762269285104},{"$f":"IF($E73=DataInput!$B72,DataInput!K72,NA())","v":0.91678841498138497},null,null,"SA Mt Barker and Mt Barker South",63,{"$f":"Lists_Selections!H66","v":""},null,null,false,null,null,{"$error":"#N/A"},{"$error":"#N/A"},{"$error":"#N/A"},{"$error":"#N/A"},{"$error":"#N/A"},{"$error":"#N/A"},{"$error":"#N/A"},{"$error":"#N/A"},{"$error":"#N/A"},{"$error":"#N/A"}]
[null,{"$f":"IF(DataInput!B73=$B$8,IF($B$9=$B$10,TRUE,IF(DataInput!E73=$B$9,TRUE,FALSE)))","v":true},null,null,{"$f":"IF(B74=TRUE,DataInput!B73,NA())","v":"SA"},{"$f":"IF($E74=DataInput!$B73,DataInput!C73,NA())","v":"BARK"},{"$f":"IF($E74=DataInput!$B73,DataInput!D73,NA())","v":"Mt Barker and Mt Barker South"},{"$f":"IF($E74=DataInput!$B73,DataInput!E73,NA())","v":"SAPN"},{"$f":"IF($E74=DataInput!$B73,DataInput!F73,NA())","v":"Winter"},{"$f":"IF($E74=DataInput!$B73,DataInput!G73,NA())","v":"Non-Coincident"},{"$f":"IF($E74=DataInput!$B73,DataInput!H73,NA())","v":2018},{"$f":"IF($E74=DataInput!$B73,DataInput!I73,NA())","v":"POE10"},{"$f":"IF($E74=DataInput!$B73,DataInput!J73,NA())","v":83.7033273788347},{"$f":"IF($E74=DataInput!$B73,DataInput!K73,NA())","v":0.91678841498138497},null,null,"SA Mt Barker and Mt Barker South",64,{"$f":"Lists_Selections!H67","v":""},null,null,false,null,null,{"$error":"#N/A"},{"$error":"#N/A"},{"$error":"#N/A"},{"$error":"#N/A"},{"$error":"#N/A"},{"$error":"#N/A"},{"$error":"#N/A"},{"$error":"#N/A"},{"$error":"#N/A"},{"$error":"#N/A"}]
[null,{"$f":"IF(DataInput!B74=$B$8,IF($B$9=$B$10,TRUE,IF(DataInput!E74=$B$9,TRUE,FALSE)))","v":true},null,null,{"$f":"IF(B75=TRUE,DataInput!B74,NA())","v":"SA"},{"$f":"IF($E75=DataInput!$B74,DataInput!C74,NA())","v":"BARK"},{"$f":"IF($E75=DataInput!$B74,DataInput!D74,NA())","v":"Mt Barker and Mt Barker South"},{"$f":"IF($E75=DataInput!$B74,DataInput!E74,NA())","v":"SAPN"},{"$f":"IF($E75=DataInput!$B74,DataInput!F74,NA())","v":"Winter"},{"$f":"IF($E75=DataInput!$B74,DataInput!G74,NA())","v":"Non-Coincident"},{"$f":"IF($E75=DataInput!$B74,DataInput!H74,NA())","v":2019},{"$f":"IF($E75=DataInput!$B74,DataInput!I74,NA())","v":"POE10"},{"$f":"IF($E75=DataInput!$B74,DataInput!J74,NA())","v":84.042892488384396},{"$f":"IF($E75=DataInput!$B74,DataInput!K74,NA())","v":0.91678841498138497},null,null,"SA Mt Barker and Mt Barker South",65,{"$f":"Lists_Selections!H68","v":""},null,null,false,null,null,{"$error":"#N/A"},{"$error":"#N/A"},{"$error":"#N/A"},{"$error":"#N/A"},{"$error":"#N/A"},{"$error":"#N/A"},{"$error":"#N/A"},{"$error":"#N/A"},{"$error":"#N/A"},{"$error":"#N/A"}]
[null,{"$f":"IF(DataInput!B75=$B$8,IF($B$9=$B$10,TRUE,IF(DataInput!E75=$B$9,TRUE,FALSE)))","v":true},null,null,{"$f":"IF(B76=TRUE,DataInput!B75,NA())","v":"SA"},{"$f":"IF($E76=DataInput!$B75,DataInput!C75,NA())","v":"BARK"},{"$f":"IF($E76=DataInput!$B75,DataInput!D75,NA())","v":"Mt Barker and Mt Barker South"},{"$f":"IF($E76=DataInput!$B75,DataInput!E75,NA())","v":"SAPN"},{"$f":"IF($E76=DataInput!$B75,DataInput!F75,NA())","v":"Winter"},{"$f":"IF($E76=DataInput!$B75,DataInput!G75,NA())","v":"Non-Coincident"},{"$f":"IF($E76=DataInput!$B75,DataInput!H75,NA())","v":2020},{"$f":"IF($E76=DataInput!$B75,DataInput!I75,NA())","v":"POE10"},{"$f":"IF($E76=DataInput!$B75,DataInput!J75,NA())","v":84.382457597933893},{"$f":"IF($E76=DataInput!$B75,DataInput!K75,NA())","v":0.91678841498138497},null,null,{"$f":"IF(OR(ISERROR(E76),ISERROR(G76)),\"  \",E76&\" \"&G76)","v":"SA Mt Barker and Mt Barker South"},66,{"$f":"Lists_Selections!H69","v":""},null,null,{"$f":"IF(ISERROR(G76),FALSE,IF($V$9=G76,TRUE,FALSE))","v":false},null,null,{"$f":"IF($V76=TRUE,E76,NA())","v":{"$error":"#N/A"}},{"$error":"#N/A"},{"$error":"#N/A"},{"$error":"#N/A"},{"$error":"#N/A"},{"$error":"#N/A"},{"$error":"#N/A"},{"$error":"#N/A"},{"$error":"#N/A"},{"$error":"#N/A"}]
[null,{"$f":"IF(DataInput!B76=$B$8,IF($B$9=$B$10,TRUE,IF(DataInput!E76=$B$9,TRUE,FALSE)))","v":true},null,null,{"$f":"IF(B77=TRUE,DataInput!B76,NA())","v":"SA"},{"$f":"IF($E77=DataInput!$B76,DataInput!C76,NA())","v":"BARK"},{"$f":"IF($E77=DataInput!$B76,DataInput!D76,NA())","v":"Mt Barker and Mt Barker South"},{"$f":"IF($E77=DataInput!$B76,DataInput!E76,NA())","v":"SAPN"},{"$f":"IF($E77=DataInput!$B76,DataInput!F76,NA())","v":"Winter"},{"$f":"IF($E77=DataInput!$B76,DataInput!G76,NA())","v":"Non-Coincident"},{"$f":"IF($E77=DataInput!$B76,DataInput!H76,NA())","v":2021},{"$f":"IF($E77=DataInput!$B76,DataInput!I76,NA())","v":"POE10"},{"$f":"IF($E77=DataInput!$B76,DataInput!J76,NA())","v":84.722022707483603},{"$f":"IF($E77=DataInput!$B76,DataInput!K76,NA())","v":0.91678841498138497},null,null,"SA Mt Barker and Mt Barker South",67,{"$f":"Lists_Selections!H70","v":""},null,null,false,null,null,{"$error":"#N/A"},{"$error":"#N/A"},{"$error":"#N/A"},{"$error":"#N/A"},{"$error":"#N/A"},{"$error":"#N/A"},{"$error":"#N/A"},{"$error":"#N/A"},{"$error":"#N/A"},{"$error":"#N/A"}]
[null,{"$f":"IF(DataInput!B77=$B$8,IF($B$9=$B$10,TRUE,IF(DataInput!E77=$B$9,TRUE,FALSE)))","v":true},null,null,{"$f":"IF(B78=TRUE,DataInput!B77,NA())","v":"SA"},{"$f":"IF($E78=DataInput!$B77,DataInput!C77,NA())","v":"BARK"},{"$f":"IF($E78=DataInput!$B77,DataInput!D77,NA())","v":"Mt Barker and Mt Barker South"},{"$f":"IF($E78=DataInput!$B77,DataInput!E77,NA())","v":"SAPN"},{"$f":"IF($E78=DataInput!$B77,DataInput!F77,NA())","v":"Winter"},{"$f":"IF($E78=DataInput!$B77,DataInput!G77,NA())","v":"Non-Coincident"},{"$f":"IF($E78=DataInput!$B77,DataInput!H77,NA())","v":2022},{"$f":"IF($E78=DataInput!$B77,DataInput!I77,NA())","v":"POE10"},{"$f":"IF($E78=DataInput!$B77,DataInput!J77,NA())","v":85.0615878170332},{"$f":"IF($E78=DataInput!$B77,DataInput!K77,NA())","v":0.91678841498138497},null,null,"SA Mt Barker and Mt Barker South",68,{"$f":"Lists_Selections!H71","v":""},null,null,false,null,null,{"$error":"#N/A"},{"$error":"#N/A"},{"$error":"#N/A"},{"$error":"#N/A"},{"$error":"#N/A"},{"$error":"#N/A"},{"$error":"#N/A"},{"$error":"#N/A"},{"$error":"#N/A"},{"$error":"#N/A"}]
[null,{"$f":"IF(DataInput!B78=$B$8,IF($B$9=$B$10,TRUE,IF(DataInput!E78=$B$9,TRUE,FALSE)))","v":true},null,null,{"$f":"IF(B79=TRUE,DataInput!B78,NA())","v":"SA"},{"$f":"IF($E79=DataInput!$B78,DataInput!C78,NA())","v":"BARK"},{"$f":"IF($E79=DataInput!$B78,DataInput!D78,NA())","v":"Mt Barker and Mt Barker South"},{"$f":"IF($E79=DataInput!$B78,DataInput!E78,NA())","v":"SAPN"},{"$f":"IF($E79=DataInput!$B78,DataInput!F78,NA())","v":"Winter"},{"$f":"IF($E79=DataInput!$B78,DataInput!G78,NA())","v":"Non-Coincident"},{"$f":"IF($E79=DataInput!$B78,DataInput!H78,NA())","v":2023},{"$f":"IF($E79=DataInput!$B78,DataInput!I78,NA())","v":"POE10"},{"$f":"IF($E79=DataInput!$B78,DataInput!J78,NA())","v":85.401152926582895},{"$f":"IF($E79=DataInput!$B78,DataInput!K78,NA())","v":0.91678841498138497},null,null,"SA Mt Barker and Mt Barker South",69,{"$f":"Lists_Selections!H72","v":""},null,null,false,null,null,{"$error":"#N/A"},{"$error":"#N/A"},{"$error":"#N/A"},{"$error":"#N/A"},{"$error":"#N/A"},{"$error":"#N/A"},{"$error":"#N/A"},{"$error":"#N/A"},{"$error":"#N/A"},{"$error":"#N/A"}]
[null,{"$f":"IF(DataInput!B79=$B$8,IF($B$9=$B$10,TRUE,IF(DataInput!E79=$B$9,TRUE,FALSE)))","v":true},null,null,{"$f":"IF(B80=TRUE,DataInput!B79,NA())","v":"SA"},{"$f":"IF($E80=DataInput!$B79,DataInput!C79,NA())","v":"BARK"},{"$f":"IF($E80=DataInput!$B79,DataInput!D79,NA())","v":"Mt Barker and Mt Barker South"},{"$f":"IF($E80=DataInput!$B79,DataInput!E79,NA())","v":"SAPN"},{"$f":"IF($E80=DataInput!$B79,DataInput!F79,NA())","v":"Winter"},{"$f":"IF($E80=DataInput!$B79,DataInput!G79,NA())","v":"Non-Coincident"},{"$f":"IF($E80=DataInput!$B79,DataInput!H79,NA())","v":2024},{"$f":"IF($E80=DataInput!$B79,DataInput!I79,NA())","v":"POE10"},{"$f":"IF($E80=DataInput!$B79,DataInput!J79,NA())","v":85.740718036132407},{"$f":"IF($E80=DataInput!$B79,DataInput!K79,NA())","v":0.91678841498138497},null,null,"SA Mt Barker and Mt Barker South",70,{"$f":"Lists_Selections!H73","v":""},null,null,false,null,null,{"$error":"#N/A"},{"$error":"#N/A"},{"$error":"#N/A"},{"$error":"#N/A"},{"$error":"#N/A"},{"$error":"#N/A"},{"$error":"#N/A"},{"$error":"#N/A"},{"$error":"#N/A"},{"$error":"#N/A"}]
[null,{"$f":"IF(DataInput!B80=$B$8,IF($B$9=$B$10,TRUE,IF(DataInput!E80=$B$9,TRUE,FALSE)))","v":true},null,null,{"$f":"IF(B81=TRUE,DataInput!B80,NA())","v":"SA"},{"$f":"IF($E81=DataInput!$B80,DataInput!C80,NA())","v":"BARK"},{"$f":"IF($E81=DataInput!$B80,DataInput!D80,NA())","v":"Mt Barker and Mt Barker South"},{"$f":"IF($E81=DataInput!$B80,DataInput!E80,NA())","v":"SAPN"},{"$f":"IF($E81=DataInput!$B80,DataInput!F80,NA())","v":"Winter"},{"$f":"IF($E81=DataInput!$B80,DataInput!G80,NA())","v":"Non-Coincident"},{"$f":"IF($E81=DataInput!$B80,DataInput!H80,NA())","v":2025},{"$f":"IF($E81=DataInput!$B80,DataInput!I80,NA())","v":"POE10"},{"$f":"IF($E81=DataInput!$B80,DataInput!J80,NA())","v":86.080283145682102},{"$f":"IF($E81=DataInput!$B80,DataInput!K80,NA())","v":0.91678841498138497},null,null,"SA Mt Barker and Mt Barker South",71,{"$f":"Lists_Selections!H74","v":""},null,null,false,null,null,{"$error":"#N/A"},{"$error":"#N/A"},{"$error":"#N/A"},{"$error":"#N/A"},{"$error":"#N/A"},{"$error":"#N/A"},{"$error":"#N/A"},{"$error":"#N/A"},{"$error":"#N/A"},{"$error":"#N/A"}]
[null,{"$f":"IF(DataInput!B81=$B$8,IF($B$9=$B$10,TRUE,IF(DataInput!E81=$B$9,TRUE,FALSE)))","v":true},null,null,{"$f":"IF(B82=TRUE,DataInput!B81,NA())","v":"SA"},{"$f":"IF($E82=DataInput!$B81,DataInput!C81,NA())","v":"BARK"},{"$f":"IF($E82=DataInput!$B81,DataInput!D81,NA())","v":"Mt Barker and Mt Barker South"},{"$f":"IF($E82=DataInput!$B81,DataInput!E81,NA())","v":"SAPN"},{"$f":"IF($E82=DataInput!$B81,DataInput!F81,NA())","v":"Winter"},{"$f":"IF($E82=DataInput!$B81,DataInput!G81,NA())","v":"Non-Coincident"},{"$f":"IF($E82=DataInput!$B81,DataInput!H81,NA())","v":2016},{"$f":"IF($E82=DataInput!$B81,DataInput!I81,NA())","v":"POE50"},{"$f":"IF($E82=DataInput!$B81,DataInput!J81,NA())","v":80.045425917083804},{"$f":"IF($E82=DataInput!$B81,DataInput!K81,NA())","v":0.91678841498138497},null,null,"SA Mt Barker and Mt Barker South",72,{"$f":"Lists_Selections!H75","v":""},null,null,false,null,null,{"$error":"#N/A"},{"$error":"#N/A"},{"$error":"#N/A"},{"$error":"#N/A"},{"$error":"#N/A"},{"$error":"#N/A"},{"$error":"#N/A"},{"$error":"#N/A"},{"$error":"#N/A"},{"$error":"#N/A"}]
[null,{"$f":"IF(DataInput!B82=$B$8,IF($B$9=$B$10,TRUE,IF(DataInput!E82=$B$9,TRUE,FALSE)))","v":true},null,null,{"$f":"IF(B83=TRUE,DataInput!B82,NA())","v":"SA"},{"$f":"IF($E83=DataInput!$B82,DataInput!C82,NA())","v":"BARK"},{"$f":"IF($E83=DataInput!$B82,DataInput!D82,NA())","v":"Mt Barker and Mt Barker South"},{"$f":"IF($E83=DataInput!$B82,DataInput!E82,NA())","v":"SAPN"},{"$f":"IF($E83=DataInput!$B82,DataInput!F82,NA())","v":"Winter"},{"$f":"IF($E83=DataInput!$B82,DataInput!G82,NA())","v":"Non-Coincident"},{"$f":"IF($E83=DataInput!$B82,DataInput!H82,NA())","v":2017},{"$f":"IF($E83=DataInput!$B82,DataInput!I82,NA())","v":"POE50"},{"$f":"IF($E83=DataInput!$B82,DataInput!J82,NA())","v":80.369982920842602},{"$f":"IF($E83=DataInput!$B82,DataInput!K82,NA())","v":0.91678841498138497},null,null,"SA Mt Barker and Mt Barker South",73,{"$f":"Lists_Selections!H76","v":""},null,null,false,null,null,{"$error":"#N/A"},{"$error":"#N/A"},{"$error":"#N/A"},{"$error":"#N/A"},{"$error":"#N/A"},{"$error":"#N/A"},{"$error":"#N/A"},{"$error":"#N/A"},{"$error":"#N/A"},{"$error":"#N/A"}]
[null,{"$f":"IF(DataInput!B83=$B$8,IF($B$9=$B$10,TRUE,IF(DataInput!E83=$B$9,TRUE,FALSE)))","v":true},null,null,{"$f":"IF(B84=TRUE,DataInput!B83,NA())","v":"SA"},{"$f":"IF($E84=DataInput!$B83,DataInput!C83,NA())","v":"BARK"},{"$f":"IF($E84=DataInput!$B83,DataInput!D83,NA())","v":"Mt Barker and Mt Barker South"},{"$f":"IF($E84=DataInput!$B83,DataInput!E83,NA())","v":"SAPN"},{"$f":"IF($E84=DataInput!$B83,DataInput!F83,NA())","v":"Winter"},{"$f":"IF($E84=DataInput!$B83,DataInput!G83,NA())","v":"Non-Coincident"},{"$f":"IF($E84=DataInput!$B83,DataInput!H83,NA())","v":2018},{"$f":"IF($E84=DataInput!$B83,DataInput!I83,NA())","v":"POE50"},{"$f":"IF($E84=DataInput!$B83,DataInput!J83,NA())","v":80.694539924601401},{"$f":"IF($E84=DataInput!$B83,DataInput!K83,NA())","v":0.91678841498138497},null,null,"SA Mt Barker and Mt Barker South",74,{"$f":"Lists_Selections!H77","v":""},null,null,false,null,null,{"$error":"#N/A"},{"$error":"#N/A"},{"$error":"#N/A"},{"$error":"#N/A"},{"$error":"#N/A"},{"$error":"#N/A"},{"$error":"#N/A"},{"$error":"#N/A"},{"$error":"#N/A"},{"$error":"#N/A"}]
[null,{"$f":"IF(DataInput!B84=$B$8,IF($B$9=$B$10,TRUE,IF(DataInput!E84=$B$9,TRUE,FALSE)))","v":true},null,null,{"$f":"IF(B85=TRUE,DataInput!B84,NA())","v":"SA"},{"$f":"IF($E85=DataInput!$B84,DataInput!C84,NA())","v":"BARK"},{"$f":"IF($E85=DataInput!$B84,DataInput!D84,NA())","v":"Mt Barker and Mt Barker South"},{"$f":"IF($E85=DataInput!$B84,DataInput!E84,NA())","v":"SAPN"},{"$f":"IF($E85=DataInput!$B84,DataInput!F84,NA())","v":"Winter"},{"$f":"IF($E85=DataInput!$B84,DataInput!G84,NA())","v":"Non-Coincident"},{"$f":"IF($E85=DataInput!$B84,DataInput!H84,NA())","v":2019},{"$f":"IF($E85=DataInput!$B84,DataInput!I84,NA())","v":"POE50"},{"$f":"IF($E85=DataInput!$B84,DataInput!J84,NA())","v":81.019096928360099},{"$f":"IF($E85=DataInput!$B84,DataInput!K84,NA())","v":0.91678841498138497},null,null,"SA Mt Barker and Mt Barker South",75,{"$f":"Lists_Selections!H78","v":"SCROLL UP"},null,null,false,null,null,{"$error":"#N/A"},{"$error":"#N/A"},{"$error":"#N/A"},{"$error":"#N/A"},{"$error":"#N/A"},{"$error":"#N/A"},{"$error":"#N/A"},{"$error":"#N/A"},{"$error":"#N/A"},{"$error":"#N/A"}]
[null,{"$f":"IF(DataInput!B85=$B$8,IF($B$9=$B$10,TRUE,IF(DataInput!E85=$B$9,TRUE,FALSE)))","v":true},null,null,{"$f":"IF(B86=TRUE,DataInput!B85,NA())","v":"SA"},{"$f":"IF($E86=DataInput!$B85,DataInput!C85,NA())","v":"BARK"},{"$f":"IF($E86=DataInput!$B85,DataInput!D85,NA())","v":"Mt Barker and Mt Barker South"},{"$f":"IF($E86=DataInput!$B85,DataInput!E85,NA())","v":"SAPN"},{"$f":"IF($E86=DataInput!$B85,DataInput!F85,NA())","v":"Winter"},{"$f":"IF($E86=DataInput!$B85,DataInput!G85,NA())","v":"Non-Coincident"},{"$f":"IF($E86=DataInput!$B85,DataInput!H85,NA())","v":2020},{"$f":"IF($E86=DataInput!$B85,DataInput!I85,NA())","v":"POE50"},{"$f":"IF($E86=DataInput!$B85,DataInput!J85,NA())","v":81.343653932118997},{"$f":"IF($E86=DataInput!$B85,DataInput!K85,NA())","v":0.91678841498138497},null,null,"SA Mt Barker and Mt Barker South",76,{"$f":"Lists_Selections!H79","v":""},null,null,false,null,null,{"$error":"#N/A"},{"$error":"#N/A"},{"$error":"#N/A"},{"$error":"#N/A"},{"$error":"#N/A"},{"$error":"#N/A"},{"$error":"#N/A"},{"$error":"#N/A"},{"$error":"#N/A"},{"$error":"#N/A"}]
[null,{"$f":"IF(DataInput!B86=$B$8,IF($B$9=$B$10,TRUE,IF(DataInput!E86=$B$9,TRUE,FALSE)))","v":true},null,null,{"$f":"IF(B87=TRUE,DataInput!B86,NA())","v":"SA"},{"$f":"IF($E87=DataInput!$B86,DataInput!C86,NA())","v":"BARK"},{"$f":"IF($E87=DataInput!$B86,DataInput!D86,NA())","v":"Mt Barker and Mt Barker South"},{"$f":"IF($E87=DataInput!$B86,DataInput!E86,NA())","v":"SAPN"},{"$f":"IF($E87=DataInput!$B86,DataInput!F86,NA())","v":"Winter"},{"$f":"IF($E87=DataInput!$B86,DataInput!G86,NA())","v":"Non-Coincident"},{"$f":"IF($E87=DataInput!$B86,DataInput!H86,NA())","v":2021},{"$f":"IF($E87=DataInput!$B86,DataInput!I86,NA())","v":"POE50"},{"$f":"IF($E87=DataInput!$B86,DataInput!J86,NA())","v":81.668210935877696},{"$f":"IF($E87=DataInput!$B86,DataInput!K86,NA())","v":0.91678841498138497},null,null,"SA Mt Barker and Mt Barker South",77,{"$f":"Lists_Selections!H80","v":""},null,null,false,null,null,{"$error":"#N/A"},{"$error":"#N/A"},{"$error":"#N/A"},{"$error":"#N/A"},{"$error":"#N/A"},{"$error":"#N/A"},{"$error":"#N/A"},{"$error":"#N/A"},{"$error":"#N/A"},{"$error":"#N/A"}]
[null,{"$f":"IF(DataInput!B87=$B$8,IF($B$9=$B$10,TRUE,IF(DataInput!E87=$B$9,TRUE,FALSE)))","v":true},null,null,{"$f":"IF(B88=TRUE,DataInput!B87,NA())","v":"SA"},{"$f":"IF($E88=DataInput!$B87,DataInput!C87,NA())","v":"BARK"},{"$f":"IF($E88=DataInput!$B87,DataInput!D87,NA())","v":"Mt Barker and Mt Barker South"},{"$f":"IF($E88=DataInput!$B87,DataInput!E87,NA())","v":"SAPN"},{"$f":"IF($E88=DataInput!$B87,DataInput!F87,NA())","v":"Winter"},{"$f":"IF($E88=DataInput!$B87,DataInput!G87,NA())","v":"Non-Coincident"},{"$f":"IF($E88=DataInput!$B87,DataInput!H87,NA())","v":2022},{"$f":"IF($E88=DataInput!$B87,DataInput!I87,NA())","v":"POE50"},{"$f":"IF($E88=DataInput!$B87,DataInput!J87,NA())","v":81.992767939636494},{"$f":"IF($E88=DataInput!$B87,DataInput!K87,NA())","v":0.91678841498138497},null,null,"SA Mt Barker and Mt Barker South",78,{"$f":"Lists_Selections!H81","v":""},null,null,false,null,null,{"$error":"#N/A"},{"$error":"#N/A"},{"$error":"#N/A"},{"$error":"#N/A"},{"$error":"#N/A"},{"$error":"#N/A"},{"$error":"#N/A"},{"$error":"#N/A"},{"$error":"#N/A"},{"$error":"#N/A"}]
[null,{"$f":"IF(DataInput!B88=$B$8,IF($B$9=$B$10,TRUE,IF(DataInput!E88=$B$9,TRUE,FALSE)))","v":true},null,null,{"$f":"IF(B89=TRUE,DataInput!B88,NA())","v":"SA"},{"$f":"IF($E89=DataInput!$B88,DataInput!C88,NA())","v":"BARK"},{"$f":"IF($E89=DataInput!$B88,DataInput!D88,NA())","v":"Mt Barker and Mt Barker South"},{"$f":"IF($E89=DataInput!$B88,DataInput!E88,NA())","v":"SAPN"},{"$f":"IF($E89=DataInput!$B88,DataInput!F88,NA())","v":"Winter"},{"$f":"IF($E89=DataInput!$B88,DataInput!G88,NA())","v":"Non-Coincident"},{"$f":"IF($E89=DataInput!$B88,DataInput!H88,NA())","v":2023},{"$f":"IF($E89=DataInput!$B88,DataInput!I88,NA())","v":"POE50"},{"$f":"IF($E89=DataInput!$B88,DataInput!J88,NA())","v":82.317324943395306},{"$f":"IF($E89=DataInput!$B88,DataInput!K88,NA())","v":0.91678841498138497},null,null,"SA Mt Barker and Mt Barker South",79,{"$f":"Lists_Selections!H82","v":""},null,null,false,null,null,{"$error":"#N/A"},{"$error":"#N/A"},{"$error":"#N/A"},{"$error":"#N/A"},{"$error":"#N/A"},{"$error":"#N/A"},{"$error":"#N/A"},{"$error":"#N/A"},{"$error":"#N/A"},{"$error":"#N/A"}]
[null,{"$f":"IF(DataInput!B89=$B$8,IF($B$9=$B$10,TRUE,IF(DataInput!E89=$B$9,TRUE,FALSE)))","v":true},null,null,{"$f":"IF(B90=TRUE,DataInput!B89,NA())","v":"SA"},{"$f":"IF($E90=DataInput!$B89,DataInput!C89,NA())","v":"BARK"},{"$f":"IF($E90=DataInput!$B89,DataInput!D89,NA())","v":"Mt Barker and Mt Barker South"},{"$f":"IF($E90=DataInput!$B89,DataInput!E89,NA())","v":"SAPN"},{"$f":"IF($E90=DataInput!$B89,DataInput!F89,NA())","v":"Winter"},{"$f":"IF($E90=DataInput!$B89,DataInput!G89,NA())","v":"Non-Coincident"},{"$f":"IF($E90=DataInput!$B89,DataInput!H89,NA())","v":2024},{"$f":"IF($E90=DataInput!$B89,DataInput!I89,NA())","v":"POE50"},{"$f":"IF($E90=DataInput!$B89,DataInput!J89,NA())","v":82.641881947154005},{"$f":"IF($E90=DataInput!$B89,DataInput!K89,NA())","v":0.91678841498138497},null,null,"SA Mt Barker and Mt Barker South",80,{"$f":"Lists_Selections!H83","v":""},null,null,false,null,null,{"$error":"#N/A"},{"$error":"#N/A"},{"$error":"#N/A"},{"$error":"#N/A"},{"$error":"#N/A"},{"$error":"#N/A"},{"$error":"#N/A"},{"$error":"#N/A"},{"$error":"#N/A"},{"$error":"#N/A"}]
[null,{"$f":"IF(DataInput!B90=$B$8,IF($B$9=$B$10,TRUE,IF(DataInput!E90=$B$9,TRUE,FALSE)))","v":true},null,null,{"$f":"IF(B91=TRUE,DataInput!B90,NA())","v":"SA"},{"$f":"IF($E91=DataInput!$B90,DataInput!C90,NA())","v":"BARK"},{"$f":"IF($E91=DataInput!$B90,DataInput!D90,NA())","v":"Mt Barker and Mt Barker South"},{"$f":"IF($E91=DataInput!$B90,DataInput!E90,NA())","v":"SAPN"},{"$f":"IF($E91=DataInput!$B90,DataInput!F90,NA())","v":"Winter"},{"$f":"IF($E91=DataInput!$B90,DataInput!G90,NA())","v":"Non-Coincident"},{"$f":"IF($E91=DataInput!$B90,DataInput!H90,NA())","v":2025},{"$f":"IF($E91=DataInput!$B90,DataInput!I90,NA())","v":"POE50"},{"$f":"IF($E91=DataInput!$B90,DataInput!J90,NA())","v":82.966438950912803},{"$f":"IF($E91=DataInput!$B90,DataInput!K90,NA())","v":0.91678841498138497},null,null,"SA Mt Barker and Mt Barker South",81,{"$f":"Lists_Selections!H84","v":""},null,null,false,null,null,{"$error":"#N/A"},{"$error":"#N/A"},{"$error":"#N/A"},{"$error":"#N/A"},{"$error":"#N/A"},{"$error":"#N/A"},{"$error":"#N/A"},{"$error":"#N/A"},{"$error":"#N/A"},{"$error":"#N/A"}]
[null,{"$f":"IF(DataInput!B91=$B$8,IF($B$9=$B$10,TRUE,IF(DataInput!E91=$B$9,TRUE,FALSE)))","v":true},null,null,{"$f":"IF(B92=TRUE,DataInput!B91,NA())","v":"SA"},{"$f":"IF($E92=DataInput!$B91,DataInput!C91,NA())","v":"BERR"},{"$f":"IF($E92=DataInput!$B91,DataInput!D91,NA())","v":"Berri"},{"$f":"IF($E92=DataInput!$B91,DataInput!E91,NA())","v":"SAPN"},{"$f":"IF($E92=DataInput!$B91,DataInput!F91,NA())","v":"Summer"},{"$f":"IF($E92=DataInput!$B91,DataInput!G91,NA())","v":"Non-Coincident"},{"$f":"IF($E92=DataInput!$B91,DataInput!H91,NA())","v":2017},{"$f":"IF($E92=DataInput!$B91,DataInput!I91,NA())","v":"POE10"},{"$f":"IF($E92=DataInput!$B91,DataInput!J91,NA())","v":88.463607035127097},{"$f":"IF($E92=DataInput!$B91,DataInput!K91,NA())","v":0.90895585157507397},null,null,"SA Berri",82,{"$f":"Lists_Selections!H85","v":""},null,null,false,null,null,{"$error":"#N/A"},{"$error":"#N/A"},{"$error":"#N/A"},{"$error":"#N/A"},{"$error":"#N/A"},{"$error":"#N/A"},{"$error":"#N/A"},{"$error":"#N/A"},{"$error":"#N/A"},{"$error":"#N/A"}]
[null,{"$f":"IF(DataInput!B92=$B$8,IF($B$9=$B$10,TRUE,IF(DataInput!E92=$B$9,TRUE,FALSE)))","v":true},null,null,{"$f":"IF(B93=TRUE,DataInput!B92,NA())","v":"SA"},{"$f":"IF($E93=DataInput!$B92,DataInput!C92,NA())","v":"BERR"},{"$f":"IF($E93=DataInput!$B92,DataInput!D92,NA())","v":"Berri"},{"$f":"IF($E93=DataInput!$B92,DataInput!E92,NA())","v":"SAPN"},{"$f":"IF($E93=DataInput!$B92,DataInput!F92,NA())","v":"Summer"},{"$f":"IF($E93=DataInput!$B92,DataInput!G92,NA())","v":"Non-Coincident"},{"$f":"IF($E93=DataInput!$B92,DataInput!H92,NA())","v":2018},{"$f":"IF($E93=DataInput!$B92,DataInput!I92,NA())","v":"POE10"},{"$f":"IF($E93=DataInput!$B92,DataInput!J92,NA())","v":89.024880931796403},{"$f":"IF($E93=DataInput!$B92,DataInput!K92,NA())","v":0.90031405015681798},null,null,"SA Berri",83,{"$f":"Lists_Selections!H86","v":""},null,null,false,null,null,{"$error":"#N/A"},{"$error":"#N/A"},{"$error":"#N/A"},{"$error":"#N/A"},{"$error":"#N/A"},{"$error":"#N/A"},{"$error":"#N/A"},{"$error":"#N/A"},{"$error":"#N/A"},{"$error":"#N/A"}]
[null,{"$f":"IF(DataInput!B93=$B$8,IF($B$9=$B$10,TRUE,IF(DataInput!E93=$B$9,TRUE,FALSE)))","v":true},null,null,{"$f":"IF(B94=TRUE,DataInput!B93,NA())","v":"SA"},{"$f":"IF($E94=DataInput!$B93,DataInput!C93,NA())","v":"BERR"},{"$f":"IF($E94=DataInput!$B93,DataInput!D93,NA())","v":"Berri"},{"$f":"IF($E94=DataInput!$B93,DataInput!E93,NA())","v":"SAPN"},{"$f":"IF($E94=DataInput!$B93,DataInput!F93,NA())","v":"Summer"},{"$f":"IF($E94=DataInput!$B93,DataInput!G93,NA())","v":"Non-Coincident"},{"$f":"IF($E94=DataInput!$B93,DataInput!H93,NA())","v":2019},{"$f":"IF($E94=DataInput!$B93,DataInput!I93,NA())","v":"POE10"},{"$f":"IF($E94=DataInput!$B93,DataInput!J93,NA())","v":89.968542034603203},{"$f":"IF($E94=DataInput!$B93,DataInput!K93,NA())","v":0.90700007243807301},null,null,"SA Berri",84,{"$f":"Lists_Selections!H87","v":""},null,null,false,null,null,{"$error":"#N/A"},{"$error":"#N/A"},{"$error":"#N/A"},{"$error":"#N/A"},{"$error":"#N/A"},{"$error":"#N/A"},{"$error":"#N/A"},{"$error":"#N/A"},{"$error":"#N/A"},{"$error":"#N/A"}]
[null,{"$f":"IF(DataInput!B94=$B$8,IF($B$9=$B$10,TRUE,IF(DataInput!E94=$B$9,TRUE,FALSE)))","v":true},null,null,{"$f":"IF(B95=TRUE,DataInput!B94,NA())","v":"SA"},{"$f":"IF($E95=DataInput!$B94,DataInput!C94,NA())","v":"BERR"},{"$f":"IF($E95=DataInput!$B94,DataInput!D94,NA())","v":"Berri"},{"$f":"IF($E95=DataInput!$B94,DataInput!E94,NA())","v":"SAPN"},{"$f":"IF($E95=DataInput!$B94,DataInput!F94,NA())","v":"Summer"},{"$f":"IF($E95=DataInput!$B94,DataInput!G94,NA())","v":"Non-Coincident"},{"$f":"IF($E95=DataInput!$B94,DataInput!H94,NA())","v":2020},{"$f":"IF($E95=DataInput!$B94,DataInput!I94,NA())","v":"POE10"},{"$f":"IF($E95=DataInput!$B94,DataInput!J94,NA())","v":88.380297040976302},{"$f":"IF($E95=DataInput!$B94,DataInput!K94,NA())","v":0.90008623906804497},null,null,"SA Berri",85,{"$f":"Lists_Selections!H88","v":""},null,null,false,null,null,{"$error":"#N/A"},{"$error":"#N/A"},{"$error":"#N/A"},{"$error":"#N/A"},{"$error":"#N/A"},{"$error":"#N/A"},{"$error":"#N/A"},{"$error":"#N/A"},{"$error":"#N/A"},{"$error":"#N/A"}]
[null,{"$f":"IF(DataInput!B95=$B$8,IF($B$9=$B$10,TRUE,IF(DataInput!E95=$B$9,TRUE,FALSE)))","v":true},null,null,{"$f":"IF(B96=TRUE,DataInput!B95,NA())","v":"SA"},{"$f":"IF($E96=DataInput!$B95,DataInput!C95,NA())","v":"BERR"},{"$f":"IF($E96=DataInput!$B95,DataInput!D95,NA())","v":"Berri"},{"$f":"IF($E96=DataInput!$B95,DataInput!E95,NA())","v":"SAPN"},{"$f":"IF($E96=DataInput!$B95,DataInput!F95,NA())","v":"Summer"},{"$f":"IF($E96=DataInput!$B95,DataInput!G95,NA())","v":"Non-Coincident"},{"$f":"IF($E96=DataInput!$B95,DataInput!H95,NA())","v":2021},{"$f":"IF($E96=DataInput!$B95,DataInput!I95,NA())","v":"POE10"},{"$f":"IF($E96=DataInput!$B95,DataInput!J95,NA())","v":87.0225660047671},{"$f":"IF($E96=DataInput!$B95,DataInput!K95,NA())","v":0.90965599684153597},null,null,"SA Berri",86,{"$f":"Lists_Selections!H89","v":""},null,null,false,null,null,{"$error":"#N/A"},{"$error":"#N/A"},{"$error":"#N/A"},{"$error":"#N/A"},{"$error":"#N/A"},{"$error":"#N/A"},{"$error":"#N/A"},{"$error":"#N/A"},{"$error":"#N/A"},{"$error":"#N/A"}]
[null,{"$f":"IF(DataInput!B96=$B$8,IF($B$9=$B$10,TRUE,IF(DataInput!E96=$B$9,TRUE,FALSE)))","v":true},null,null,{"$f":"IF(B97=TRUE,DataInput!B96,NA())","v":"SA"},{"$f":"IF($E97=DataInput!$B96,DataInput!C96,NA())","v":"BERR"},{"$f":"IF($E97=DataInput!$B96,DataInput!D96,NA())","v":"Berri"},{"$f":"IF($E97=DataInput!$B96,DataInput!E96,NA())","v":"SAPN"},{"$f":"IF($E97=DataInput!$B96,DataInput!F96,NA())","v":"Summer"},{"$f":"IF($E97=DataInput!$B96,DataInput!G96,NA())","v":"Non-Coincident"},{"$f":"IF($E97=DataInput!$B96,DataInput!H96,NA())","v":2022},{"$f":"IF($E97=DataInput!$B96,DataInput!I96,NA())","v":"POE10"},{"$f":"IF($E97=DataInput!$B96,DataInput!J96,NA())","v":85.726525116642705},{"$f":"IF($E97=DataInput!$B96,DataInput!K96,NA())","v":0.90975824626677704},null,null,"SA Berri",87,{"$f":"Lists_Selections!H90","v":""},null,null,false,null,null,{"$error":"#N/A"},{"$error":"#N/A"},{"$error":"#N/A"},{"$error":"#N/A"},{"$error":"#N/A"},{"$error":"#N/A"},{"$error":"#N/A"},{"$error":"#N/A"},{"$error":"#N/A"},{"$error":"#N/A"}]
[null,{"$f":"IF(DataInput!B97=$B$8,IF($B$9=$B$10,TRUE,IF(DataInput!E97=$B$9,TRUE,FALSE)))","v":true},null,null,{"$f":"IF(B98=TRUE,DataInput!B97,NA())","v":"SA"},{"$f":"IF($E98=DataInput!$B97,DataInput!C97,NA())","v":"BERR"},{"$f":"IF($E98=DataInput!$B97,DataInput!D97,NA())","v":"Berri"},{"$f":"IF($E98=DataInput!$B97,DataInput!E97,NA())","v":"SAPN"},{"$f":"IF($E98=DataInput!$B97,DataInput!F97,NA())","v":"Summer"},{"$f":"IF($E98=DataInput!$B97,DataInput!G97,NA())","v":"Non-Coincident"},{"$f":"IF($E98=DataInput!$B97,DataInput!H97,NA())","v":2023},{"$f":"IF($E98=DataInput!$B97,DataInput!I97,NA())","v":"POE10"},{"$f":"IF($E98=DataInput!$B97,DataInput!J97,NA())","v":85.183066271447501},{"$f":"IF($E98=DataInput!$B97,DataInput!K97,NA())","v":0.90987142097786999},null,null,"SA Berri",88,{"$f":"Lists_Selections!H91","v":""},null,null,false,null,null,{"$error":"#N/A"},{"$error":"#N/A"},{"$error":"#N/A"},{"$error":"#N/A"},{"$error":"#N/A"},{"$error":"#N/A"},{"$error":"#N/A"},{"$error":"#N/A"},{"$error":"#N/A"},{"$error":"#N/A"}]
[null,{"$f":"IF(DataInput!B98=$B$8,IF($B$9=$B$10,TRUE,IF(DataInput!E98=$B$9,TRUE,FALSE)))","v":true},null,null,{"$f":"IF(B99=TRUE,DataInput!B98,NA())","v":"SA"},{"$f":"IF($E99=DataInput!$B98,DataInput!C98,NA())","v":"BERR"},{"$f":"IF($E99=DataInput!$B98,DataInput!D98,NA())","v":"Berri"},{"$f":"IF($E99=DataInput!$B98,DataInput!E98,NA())","v":"SAPN"},{"$f":"IF($E99=DataInput!$B98,DataInput!F98,NA())","v":"Summer"},{"$f":"IF($E99=DataInput!$B98,DataInput!G98,NA())","v":"Non-Coincident"},{"$f":"IF($E99=DataInput!$B98,DataInput!H98,NA())","v":2024},{"$f":"IF($E99=DataInput!$B98,DataInput!I98,NA())","v":"POE10"},{"$f":"IF($E99=DataInput!$B98,DataInput!J98,NA())","v":85.486882951525502},{"$f":"IF($E99=DataInput!$B98,DataInput!K98,NA())","v":0.90998362365517105},null,null,"SA Berri",89,{"$f":"Lists_Selections!H92","v":""},null,null,false,null,null,{"$error":"#N/A"},{"$f":"IF($V99=TRUE,F99,NA())","v":{"$error":"#N/A"}},{"$f":"IF($V99=TRUE,G99,NA())","v":{"$error":"#N/A"}},{"$f":"IF($V99=TRUE,H99,NA())","v":{"$error":"#N/A"}},{"$f":"IF($V99=TRUE,I99,NA())","v":{"$error":"#N/A"}},{"$f":"IF($V99=TRUE,J99,NA())","v":{"$error":"#N/A"}},{"$f":"IF($V99=TRUE,K99,NA())","v":{"$error":"#N/A"}},{"$f":"IF($V99=TRUE,L99,NA())","v":{"$error":"#N/A"}},{"$f":"IF($V99=TRUE,M99,NA())","v":{"$error":"#N/A"}},{"$f":"IF($V99=TRUE,N99,NA())","v":{"$error":"#N/A"}}]
[null,{"$f":"IF(DataInput!B99=$B$8,IF($B$9=$B$10,TRUE,IF(DataInput!E99=$B$9,TRUE,FALSE)))","v":true},null,null,{"$f":"IF(B100=TRUE,DataInput!B99,NA())","v":"SA"},{"$f":"IF($E100=DataInput!$B99,DataInput!C99,NA())","v":"BERR"},{"$f":"IF($E100=DataInput!$B99,DataInput!D99,NA())","v":"Berri"},{"$f":"IF($E100=DataInput!$B99,DataInput!E99,NA())","v":"SAPN"},{"$f":"IF($E100=DataInput!$B99,DataInput!F99,NA())","v":"Summer"},{"$f":"IF($E100=DataInput!$B99,DataInput!G99,NA())","v":"Non-Coincident"},{"$f":"IF($E100=DataInput!$B99,DataInput!H99,NA())","v":2025},{"$f":"IF($E100=DataInput!$B99,DataInput!I99,NA())","v":"POE10"},{"$f":"IF($E100=DataInput!$B99,DataInput!J99,NA())","v":85.078620452246199},{"$f":"IF($E100=DataInput!$B99,DataInput!K99,NA())","v":0.91009580981371696},null,null,"SA Berri",90,{"$f":"Lists_Selections!H93","v":"SCROLL UP"},null,null,false,null,null,{"$error":"#N/A"},{"$error":"#N/A"},{"$error":"#N/A"},{"$error":"#N/A"},{"$error":"#N/A"},{"$error":"#N/A"},{"$error":"#N/A"},{"$error":"#N/A"},{"$error":"#N/A"},{"$error":"#N/A"}]
[null,{"$f":"IF(DataInput!B100=$B$8,IF($B$9=$B$10,TRUE,IF(DataInput!E100=$B$9,TRUE,FALSE)))","v":true},null,null,{"$f":"IF(B101=TRUE,DataInput!B100,NA())","v":"SA"},{"$f":"IF($E101=DataInput!$B100,DataInput!C100,NA())","v":"BERR"},{"$f":"IF($E101=DataInput!$B100,DataInput!D100,NA())","v":"Berri"},{"$f":"IF($E101=DataInput!$B100,DataInput!E100,NA())","v":"SAPN"},{"$f":"IF($E101=DataInput!$B100,DataInput!F100,NA())","v":"Summer"},{"$f":"IF($E101=DataInput!$B100,DataInput!G100,NA())","v":"Non-Coincident"},{"$f":"IF($E101=DataInput!$B100,DataInput!H100,NA())","v":2026},{"$f":"IF($E101=DataInput!$B100,DataInput!I100,NA())","v":"POE10"},{"$f":"IF($E101=DataInput!$B100,DataInput!J100,NA())","v":84.096728266986005},{"$f":"IF($E101=DataInput!$B100,DataInput!K100,NA())","v":0.91020560413595497},null,null,"SA Berri",91,{"$f":"Lists_Selections!H94","v":""},null,null,false,null,null,{"$error":"#N/A"},{"$error":"#N/A"},{"$error":"#N/A"},{"$error":"#N/A"},{"$error":"#N/A"},{"$error":"#N/A"},{"$error":"#N/A"},{"$error":"#N/A"},{"$error":"#N/A"},{"$error":"#N/A"}]
[null,{"$f":"IF(DataInput!B101=$B$8,IF($B$9=$B$10,TRUE,IF(DataInput!E101=$B$9,TRUE,FALSE)))","v":true},null,null,{"$f":"IF(B102=TRUE,DataInput!B101,NA())","v":"SA"},{"$f":"IF($E102=DataInput!$B101,DataInput!C101,NA())","v":"BERR"},{"$f":"IF($E102=DataInput!$B101,DataInput!D101,NA())","v":"Berri"},{"$f":"IF($E102=DataInput!$B101,DataInput!E101,NA())","v":"SAPN"},{"$f":"IF($E102=DataInput!$B101,DataInput!F101,NA())","v":"Summer"},{"$f":"IF($E102=DataInput!$B101,DataInput!G101,NA())","v":"Non-Coincident"},{"$f":"IF($E102=DataInput!$B101,DataInput!H101,NA())","v":2017},{"$f":"IF($E102=DataInput!$B101,DataInput!I101,NA())","v":"POE50"},{"$f":"IF($E102=DataInput!$B101,DataInput!J101,NA())","v":82.642919956400803},{"$f":"IF($E102=DataInput!$B101,DataInput!K101,NA())","v":0.88301210503293504},null,null,"SA Berri",92,{"$f":"Lists_Selections!H95","v":""},null,null,false,null,null,{"$error":"#N/A"},{"$error":"#N/A"},{"$error":"#N/A"},{"$error":"#N/A"},{"$error":"#N/A"},{"$error":"#N/A"},{"$error":"#N/A"},{"$error":"#N/A"},{"$error":"#N/A"},{"$error":"#N/A"}]
[null,{"$f":"IF(DataInput!B102=$B$8,IF($B$9=$B$10,TRUE,IF(DataInput!E102=$B$9,TRUE,FALSE)))","v":true},null,null,{"$f":"IF(B103=TRUE,DataInput!B102,NA())","v":"SA"},{"$f":"IF($E103=DataInput!$B102,DataInput!C102,NA())","v":"BERR"},{"$f":"IF($E103=DataInput!$B102,DataInput!D102,NA())","v":"Berri"},{"$f":"IF($E103=DataInput!$B102,DataInput!E102,NA())","v":"SAPN"},{"$f":"IF($E103=DataInput!$B102,DataInput!F102,NA())","v":"Summer"},{"$f":"IF($E103=DataInput!$B102,DataInput!G102,NA())","v":"Non-Coincident"},{"$f":"IF($E103=DataInput!$B102,DataInput!H102,NA())","v":2018},{"$f":"IF($E103=DataInput!$B102,DataInput!I102,NA())","v":"POE50"},{"$f":"IF($E103=DataInput!$B102,DataInput!J102,NA())","v":83.285651043414703},{"$f":"IF($E103=DataInput!$B102,DataInput!K102,NA())","v":0.87447275128262503},null,null,"SA Berri",93,{"$f":"Lists_Selections!H96","v":""},null,null,false,null,null,{"$error":"#N/A"},{"$error":"#N/A"},{"$error":"#N/A"},{"$error":"#N/A"},{"$error":"#N/A"},{"$error":"#N/A"},{"$error":"#N/A"},{"$error":"#N/A"},{"$error":"#N/A"},{"$error":"#N/A"}]
[null,{"$f":"IF(DataInput!B103=$B$8,IF($B$9=$B$10,TRUE,IF(DataInput!E103=$B$9,TRUE,FALSE)))","v":true},null,null,{"$f":"IF(B104=TRUE,DataInput!B103,NA())","v":"SA"},{"$f":"IF($E104=DataInput!$B103,DataInput!C103,NA())","v":"BERR"},{"$f":"IF($E104=DataInput!$B103,DataInput!D103,NA())","v":"Berri"},{"$f":"IF($E104=DataInput!$B103,DataInput!E103,NA())","v":"SAPN"},{"$f":"IF($E104=DataInput!$B103,DataInput!F103,NA())","v":"Summer"},{"$f":"IF($E104=DataInput!$B103,DataInput!G103,NA())","v":"Non-Coincident"},{"$f":"IF($E104=DataInput!$B103,DataInput!H103,NA())","v":2019},{"$f":"IF($E104=DataInput!$B103,DataInput!I103,NA())","v":"POE50"},{"$f":"IF($E104=DataInput!$B103,DataInput!J103,NA())","v":83.302760301199001},{"$f":"IF($E104=DataInput!$B103,DataInput!K103,NA())","v":0.87059053960644095},null,null,"SA Berri",94,{"$f":"Lists_Selections!H97","v":""},null,null,false,null,null,{"$error":"#N/A"},{"$error":"#N/A"},{"$error":"#N/A"},{"$error":"#N/A"},{"$error":"#N/A"},{"$error":"#N/A"},{"$error":"#N/A"},{"$error":"#N/A"},{"$error":"#N/A"},{"$error":"#N/A"}]
[null,{"$f":"IF(DataInput!B104=$B$8,IF($B$9=$B$10,TRUE,IF(DataInput!E104=$B$9,TRUE,FALSE)))","v":true},null,null,{"$f":"IF(B105=TRUE,DataInput!B104,NA())","v":"SA"},{"$f":"IF($E105=DataInput!$B104,DataInput!C104,NA())","v":"BERR"},{"$f":"IF($E105=DataInput!$B104,DataInput!D104,NA())","v":"Berri"},{"$f":"IF($E105=DataInput!$B104,DataInput!E104,NA())","v":"SAPN"},{"$f":"IF($E105=DataInput!$B104,DataInput!F104,NA())","v":"Summer"},{"$f":"IF($E105=DataInput!$B104,DataInput!G104,NA())","v":"Non-Coincident"},{"$f":"IF($E105=DataInput!$B104,DataInput!H104,NA())","v":2020},{"$f":"IF($E105=DataInput!$B104,DataInput!I104,NA())","v":"POE50"},{"$f":"IF($E105=DataInput!$B104,DataInput!J104,NA())","v":82.369345640099496},{"$f":"IF($E105=DataInput!$B104,DataInput!K104,NA())","v":0.87250966345479697},null,null,"SA Berri",95,{"$f":"Lists_Selections!H98","v":""},null,null,false,null,null,{"$error":"#N/A"},{"$error":"#N/A"},{"$error":"#N/A"},{"$error":"#N/A"},{"$error":"#N/A"},{"$error":"#N/A"},{"$error":"#N/A"},{"$error":"#N/A"},{"$error":"#N/A"},{"$error":"#N/A"}]
[null,{"$f":"IF(DataInput!B105=$B$8,IF($B$9=$B$10,TRUE,IF(DataInput!E105=$B$9,TRUE,FALSE)))","v":true},null,null,{"$f":"IF(B106=TRUE,DataInput!B105,NA())","v":"SA"},{"$f":"IF($E106=DataInput!$B105,DataInput!C105,NA())","v":"BERR"},{"$f":"IF($E106=DataInput!$B105,DataInput!D105,NA())","v":"Berri"},{"$f":"IF($E106=DataInput!$B105,DataInput!E105,NA())","v":"SAPN"},{"$f":"IF($E106=DataInput!$B105,DataInput!F105,NA())","v":"Summer"},{"$f":"IF($E106=DataInput!$B105,DataInput!G105,NA())","v":"Non-Coincident"},{"$f":"IF($E106=DataInput!$B105,DataInput!H105,NA())","v":2021},{"$f":"IF($E106=DataInput!$B105,DataInput!I105,NA())","v":"POE50"},{"$f":"IF($E106=DataInput!$B105,DataInput!J105,NA())","v":81.500506348862103},{"$f":"IF($E106=DataInput!$B105,DataInput!K105,NA())","v":0.88369491392833599},null,null,"SA Berri",96,{"$f":"Lists_Selections!H99","v":""},null,null,false,null,null,{"$error":"#N/A"},{"$error":"#N/A"},{"$error":"#N/A"},{"$error":"#N/A"},{"$error":"#N/A"},{"$error":"#N/A"},{"$error":"#N/A"},{"$error":"#N/A"},{"$error":"#N/A"},{"$error":"#N/A"}]
[null,{"$f":"IF(DataInput!B106=$B$8,IF($B$9=$B$10,TRUE,IF(DataInput!E106=$B$9,TRUE,FALSE)))","v":true},null,null,{"$f":"IF(B107=TRUE,DataInput!B106,NA())","v":"SA"},{"$f":"IF($E107=DataInput!$B106,DataInput!C106,NA())","v":"BERR"},{"$f":"IF($E107=DataInput!$B106,DataInput!D106,NA())","v":"Berri"},{"$f":"IF($E107=DataInput!$B106,DataInput!E106,NA())","v":"SAPN"},{"$f":"IF($E107=DataInput!$B106,DataInput!F106,NA())","v":"Summer"},{"$f":"IF($E107=DataInput!$B106,DataInput!G106,NA())","v":"Non-Coincident"},{"$f":"IF($E107=DataInput!$B106,DataInput!H106,NA())","v":2022},{"$f":"IF($E107=DataInput!$B106,DataInput!I106,NA())","v":"POE50"},{"$f":"IF($E107=DataInput!$B106,DataInput!J106,NA())","v":79.737696025170095},{"$f":"IF($E107=DataInput!$B106,DataInput!K106,NA())","v":0.88380651880445504},null,null,"SA Berri",97,{"$f":"Lists_Selections!H100","v":""},null,null,false,null,null,{"$error":"#N/A"},{"$error":"#N/A"},{"$error":"#N/A"},{"$error":"#N/A"},{"$error":"#N/A"},{"$error":"#N/A"},{"$error":"#N/A"},{"$error":"#N/A"},{"$error":"#N/A"},{"$error":"#N/A"}]
[null,{"$f":"IF(DataInput!B107=$B$8,IF($B$9=$B$10,TRUE,IF(DataInput!E107=$B$9,TRUE,FALSE)))","v":true},null,null,{"$f":"IF(B108=TRUE,DataInput!B107,NA())","v":"SA"},{"$f":"IF($E108=DataInput!$B107,DataInput!C107,NA())","v":"BERR"},{"$f":"IF($E108=DataInput!$B107,DataInput!D107,NA())","v":"Berri"},{"$f":"IF($E108=DataInput!$B107,DataInput!E107,NA())","v":"SAPN"},{"$f":"IF($E108=DataInput!$B107,DataInput!F107,NA())","v":"Summer"},{"$f":"IF($E108=DataInput!$B107,DataInput!G107,NA())","v":"Non-Coincident"},{"$f":"IF($E108=DataInput!$B107,DataInput!H107,NA())","v":2023},{"$f":"IF($E108=DataInput!$B107,DataInput!I107,NA())","v":"POE50"},{"$f":"IF($E108=DataInput!$B107,DataInput!J107,NA())","v":79.879211954269707},{"$f":"IF($E108=DataInput!$B107,DataInput!K107,NA())","v":0.88391636448756505},null,null,"SA Berri",98,{"$f":"Lists_Selections!H101","v":""},null,null,false,null,null,{"$error":"#N/A"},{"$error":"#N/A"},{"$error":"#N/A"},{"$error":"#N/A"},{"$error":"#N/A"},{"$error":"#N/A"},{"$error":"#N/A"},{"$error":"#N/A"},{"$error":"#N/A"},{"$error":"#N/A"}]
[null,{"$f":"IF(DataInput!B108=$B$8,IF($B$9=$B$10,TRUE,IF(DataInput!E108=$B$9,TRUE,FALSE)))","v":true},null,null,{"$f":"IF(B109=TRUE,DataInput!B108,NA())","v":"SA"},{"$f":"IF($E109=DataInput!$B108,DataInput!C108,NA())","v":"BERR"},{"$f":"IF($E109=DataInput!$B108,DataInput!D108,NA())","v":"Berri"},{"$f":"IF($E109=DataInput!$B108,DataInput!E108,NA())","v":"SAPN"},{"$f":"IF($E109=DataInput!$B108,DataInput!F108,NA())","v":"Summer"},{"$f":"IF($E109=DataInput!$B108,DataInput!G108,NA())","v":"Non-Coincident"},{"$f":"IF($E109=DataInput!$B108,DataInput!H108,NA())","v":2024},{"$f":"IF($E109=DataInput!$B108,DataInput!I108,NA())","v":"POE50"},{"$f":"IF($E109=DataInput!$B108,DataInput!J108,NA())","v":80.089956772434107},{"$f":"IF($E109=DataInput!$B108,DataInput!K108,NA())","v":0.88402796647899295},null,null,"SA Berri",99,{"$f":"Lists_Selections!H102","v":""},null,null,false,null,null,{"$error":"#N/A"},{"$error":"#N/A"},{"$error":"#N/A"},{"$error":"#N/A"},{"$error":"#N/A"},{"$error":"#N/A"},{"$error":"#N/A"},{"$error":"#N/A"},{"$error":"#N/A"},{"$error":"#N/A"}]
[null,{"$f":"IF(DataInput!B109=$B$8,IF($B$9=$B$10,TRUE,IF(DataInput!E109=$B$9,TRUE,FALSE)))","v":true},null,null,{"$f":"IF(B110=TRUE,DataInput!B109,NA())","v":"SA"},{"$f":"IF($E110=DataInput!$B109,DataInput!C109,NA())","v":"BERR"},{"$f":"IF($E110=DataInput!$B109,DataInput!D109,NA())","v":"Berri"},{"$f":"IF($E110=DataInput!$B109,DataInput!E109,NA())","v":"SAPN"},{"$f":"IF($E110=DataInput!$B109,DataInput!F109,NA())","v":"Summer"},{"$f":"IF($E110=DataInput!$B109,DataInput!G109,NA())","v":"Non-Coincident"},{"$f":"IF($E110=DataInput!$B109,DataInput!H109,NA())","v":2025},{"$f":"IF($E110=DataInput!$B109,DataInput!I109,NA())","v":"POE50"},{"$f":"IF($E110=DataInput!$B109,DataInput!J109,NA())","v":80.575140237413095},{"$f":"IF($E110=DataInput!$B109,DataInput!K109,NA())","v":0.88413452099902501},null,null,"SA Berri",100,{"$f":"Lists_Selections!H103","v":""},null,null,false,null,null,{"$error":"#N/A"},{"$error":"#N/A"},{"$error":"#N/A"},{"$error":"#N/A"},{"$error":"#N/A"},{"$error":"#N/A"},{"$error":"#N/A"},{"$error":"#N/A"},{"$error":"#N/A"},{"$error":"#N/A"}]
[null,{"$f":"IF(DataInput!B110=$B$8,IF($B$9=$B$10,TRUE,IF(DataInput!E110=$B$9,TRUE,FALSE)))","v":true},null,null,{"$f":"IF(B111=TRUE,DataInput!B110,NA())","v":"SA"},{"$f":"IF($E111=DataInput!$B110,DataInput!C110,NA())","v":"BERR"},{"$f":"IF($E111=DataInput!$B110,DataInput!D110,NA())","v":"Berri"},{"$f":"IF($E111=DataInput!$B110,DataInput!E110,NA())","v":"SAPN"},{"$f":"IF($E111=DataInput!$B110,DataInput!F110,NA())","v":"Summer"},{"$f":"IF($E111=DataInput!$B110,DataInput!G110,NA())","v":"Non-Coincident"},{"$f":"IF($E111=DataInput!$B110,DataInput!H110,NA())","v":2026},{"$f":"IF($E111=DataInput!$B110,DataInput!I110,NA())","v":"POE50"},{"$f":"IF($E111=DataInput!$B110,DataInput!J110,NA())","v":80.569288406436996},{"$f":"IF($E111=DataInput!$B110,DataInput!K110,NA())","v":0.88423294033137101},null,null,"SA Berri",null,null,null,null,false,null,null,{"$error":"#N/A"},{"$error":"#N/A"},{"$error":"#N/A"},{"$error":"#N/A"},{"$error":"#N/A"},{"$error":"#N/A"},{"$error":"#N/A"},{"$error":"#N/A"},{"$error":"#N/A"},{"$error":"#N/A"}]
[null,{"$f":"IF(DataInput!B111=$B$8,IF($B$9=$B$10,TRUE,IF(DataInput!E111=$B$9,TRUE,FALSE)))","v":true},null,null,{"$f":"IF(B112=TRUE,DataInput!B111,NA())","v":"SA"},{"$f":"IF($E112=DataInput!$B111,DataInput!C111,NA())","v":"BERR"},{"$f":"IF($E112=DataInput!$B111,DataInput!D111,NA())","v":"Berri"},{"$f":"IF($E112=DataInput!$B111,DataInput!E111,NA())","v":"SAPN"},{"$f":"IF($E112=DataInput!$B111,DataInput!F111,NA())","v":"Winter"},{"$f":"IF($E112=DataInput!$B111,DataInput!G111,NA())","v":"Non-Coincident"},{"$f":"IF($E112=DataInput!$B111,DataInput!H111,NA())","v":2016},{"$f":"IF($E112=DataInput!$B111,DataInput!I111,NA())","v":"POE10"},{"$f":"IF($E112=DataInput!$B111,DataInput!J111,NA())","v":49.559221811647902},{"$f":"IF($E112=DataInput!$B111,DataInput!K111,NA())","v":0.92172431870057303},null,null,"SA Berri",null,null,null,null,false,null,null,{"$error":"#N/A"},{"$error":"#N/A"},{"$error":"#N/A"},{"$error":"#N/A"},{"$error":"#N/A"},{"$error":"#N/A"},{"$error":"#N/A"},{"$error":"#N/A"},{"$error":"#N/A"},{"$error":"#N/A"}]
[null,{"$f":"IF(DataInput!B112=$B$8,IF($B$9=$B$10,TRUE,IF(DataInput!E112=$B$9,TRUE,FALSE)))","v":true},null,null,{"$f":"IF(B113=TRUE,DataInput!B112,NA())","v":"SA"},{"$f":"IF($E113=DataInput!$B112,DataInput!C112,NA())","v":"BERR"},{"$f":"IF($E113=DataInput!$B112,DataInput!D112,NA())","v":"Berri"},{"$f":"IF($E113=DataInput!$B112,DataInput!E112,NA())","v":"SAPN"},{"$f":"IF($E113=DataInput!$B112,DataInput!F112,NA())","v":"Winter"},{"$f":"IF($E113=DataInput!$B112,DataInput!G112,NA())","v":"Non-Coincident"},{"$f":"IF($E113=DataInput!$B112,DataInput!H112,NA())","v":2017},{"$f":"IF($E113=DataInput!$B112,DataInput!I112,NA())","v":"POE10"},{"$f":"IF($E113=DataInput!$B112,DataInput!J112,NA())","v":49.747058142917801},{"$f":"IF($E113=DataInput!$B112,DataInput!K112,NA())","v":0.91993279848862097},null,null,"SA Berri",null,null,null,null,false,null,null,{"$error":"#N/A"},{"$error":"#N/A"},{"$error":"#N/A"},{"$error":"#N/A"},{"$error":"#N/A"},{"$error":"#N/A"},{"$error":"#N/A"},{"$error":"#N/A"},{"$error":"#N/A"},{"$error":"#N/A"}]
[null,{"$f":"IF(DataInput!B113=$B$8,IF($B$9=$B$10,TRUE,IF(DataInput!E113=$B$9,TRUE,FALSE)))","v":true},null,null,{"$f":"IF(B114=TRUE,DataInput!B113,NA())","v":"SA"},{"$f":"IF($E114=DataInput!$B113,DataInput!C113,NA())","v":"BERR"},{"$f":"IF($E114=DataInput!$B113,DataInput!D113,NA())","v":"Berri"},{"$f":"IF($E114=DataInput!$B113,DataInput!E113,NA())","v":"SAPN"},{"$f":"IF($E114=DataInput!$B113,DataInput!F113,NA())","v":"Winter"},{"$f":"IF($E114=DataInput!$B113,DataInput!G113,NA())","v":"Non-Coincident"},{"$f":"IF($E114=DataInput!$B113,DataInput!H113,NA())","v":2018},{"$f":"IF($E114=DataInput!$B113,DataInput!I113,NA())","v":"POE10"},{"$f":"IF($E114=DataInput!$B113,DataInput!J113,NA())","v":49.9445959221054},{"$f":"IF($E114=DataInput!$B113,DataInput!K113,NA())","v":0.92132782187353501},null,null,"SA Berri",null,null,null,null,false,null,null,{"$error":"#N/A"},{"$error":"#N/A"},{"$error":"#N/A"},{"$error":"#N/A"},{"$error":"#N/A"},{"$error":"#N/A"},{"$error":"#N/A"},{"$error":"#N/A"},{"$error":"#N/A"},{"$error":"#N/A"}]
[null,{"$f":"IF(DataInput!B114=$B$8,IF($B$9=$B$10,TRUE,IF(DataInput!E114=$B$9,TRUE,FALSE)))","v":true},null,null,{"$f":"IF(B115=TRUE,DataInput!B114,NA())","v":"SA"},{"$f":"IF($E115=DataInput!$B114,DataInput!C114,NA())","v":"BERR"},{"$f":"IF($E115=DataInput!$B114,DataInput!D114,NA())","v":"Berri"},{"$f":"IF($E115=DataInput!$B114,DataInput!E114,NA())","v":"SAPN"},{"$f":"IF($E115=DataInput!$B114,DataInput!F114,NA())","v":"Winter"},{"$f":"IF($E115=DataInput!$B114,DataInput!G114,NA())","v":"Non-Coincident"},{"$f":"IF($E115=DataInput!$B114,DataInput!H114,NA())","v":2019},{"$f":"IF($E115=DataInput!$B114,DataInput!I114,NA())","v":"POE10"},{"$f":"IF($E115=DataInput!$B114,DataInput!J114,NA())","v":50.4660713499892},{"$f":"IF($E115=DataInput!$B114,DataInput!K114,NA())","v":0.92439295616144102},null,null,"SA Berri",null,null,null,null,false,null,null,{"$error":"#N/A"},{"$error":"#N/A"},{"$error":"#N/A"},{"$error":"#N/A"},{"$error":"#N/A"},{"$error":"#N/A"},{"$error":"#N/A"},{"$error":"#N/A"},{"$error":"#N/A"},{"$error":"#N/A"}]
[null,{"$f":"IF(DataInput!B115=$B$8,IF($B$9=$B$10,TRUE,IF(DataInput!E115=$B$9,TRUE,FALSE)))","v":true},null,null,{"$f":"IF(B116=TRUE,DataInput!B115,NA())","v":"SA"},{"$f":"IF($E116=DataInput!$B115,DataInput!C115,NA())","v":"BERR"},{"$f":"IF($E116=DataInput!$B115,DataInput!D115,NA())","v":"Berri"},{"$f":"IF($E116=DataInput!$B115,DataInput!E115,NA())","v":"SAPN"},{"$f":"IF($E116=DataInput!$B115,DataInput!F115,NA())","v":"Winter"},{"$f":"IF($E116=DataInput!$B115,DataInput!G115,NA())","v":"Non-Coincident"},{"$f":"IF($E116=DataInput!$B115,DataInput!H115,NA())","v":2020},{"$f":"IF($E116=DataInput!$B115,DataInput!I115,NA())","v":"POE10"},{"$f":"IF($E116=DataInput!$B115,DataInput!J115,NA())","v":50.781217264881903},{"$f":"IF($E116=DataInput!$B115,DataInput!K115,NA())","v":0.92323128470904203},null,null,"SA Berri",null,null,null,null,false,null,null,{"$error":"#N/A"},{"$error":"#N/A"},{"$error":"#N/A"},{"$error":"#N/A"},{"$error":"#N/A"},{"$error":"#N/A"},{"$error":"#N/A"},{"$error":"#N/A"},{"$error":"#N/A"},{"$error":"#N/A"}]
[null,{"$f":"IF(DataInput!B116=$B$8,IF($B$9=$B$10,TRUE,IF(DataInput!E116=$B$9,TRUE,FALSE)))","v":true},null,null,{"$f":"IF(B117=TRUE,DataInput!B116,NA())","v":"SA"},{"$f":"IF($E117=DataInput!$B116,DataInput!C116,NA())","v":"BERR"},{"$f":"IF($E117=DataInput!$B116,DataInput!D116,NA())","v":"Berri"},{"$f":"IF($E117=DataInput!$B116,DataInput!E116,NA())","v":"SAPN"},{"$f":"IF($E117=DataInput!$B116,DataInput!F116,NA())","v":"Winter"},{"$f":"IF($E117=DataInput!$B116,DataInput!G116,NA())","v":"Non-Coincident"},{"$f":"IF($E117=DataInput!$B116,DataInput!H116,NA())","v":2021},{"$f":"IF($E117=DataInput!$B116,DataInput!I116,NA())","v":"POE10"},{"$f":"IF($E117=DataInput!$B116,DataInput!J116,NA())","v":51.033438996037901},{"$f":"IF($E117=DataInput!$B116,DataInput!K116,NA())","v":0.923280922859811},null,null,"SA Berri",null,null,null,null,false,null,null,{"$error":"#N/A"},{"$error":"#N/A"},{"$error":"#N/A"},{"$error":"#N/A"},{"$error":"#N/A"},{"$error":"#N/A"},{"$error":"#N/A"},{"$error":"#N/A"},{"$error":"#N/A"},{"$error":"#N/A"}]
[null,{"$f":"IF(DataInput!B117=$B$8,IF($B$9=$B$10,TRUE,IF(DataInput!E117=$B$9,TRUE,FALSE)))","v":true},null,null,{"$f":"IF(B118=TRUE,DataInput!B117,NA())","v":"SA"},{"$f":"IF($E118=DataInput!$B117,DataInput!C117,NA())","v":"BERR"},{"$f":"IF($E118=DataInput!$B117,DataInput!D117,NA())","v":"Berri"},{"$f":"IF($E118=DataInput!$B117,DataInput!E117,NA())","v":"SAPN"},{"$f":"IF($E118=DataInput!$B117,DataInput!F117,NA())","v":"Winter"},{"$f":"IF($E118=DataInput!$B117,DataInput!G117,NA())","v":"Non-Coincident"},{"$f":"IF($E118=DataInput!$B117,DataInput!H117,NA())","v":2022},{"$f":"IF($E118=DataInput!$B117,DataInput!I117,NA())","v":"POE10"},{"$f":"IF($E118=DataInput!$B117,DataInput!J117,NA())","v":51.297358446914203},{"$f":"IF($E118=DataInput!$B117,DataInput!K117,NA())","v":0.92333225845658495},null,null,"SA Berri",null,null,null,null,false,null,null,{"$error":"#N/A"},{"$error":"#N/A"},{"$error":"#N/A"},{"$error":"#N/A"},{"$error":"#N/A"},{"$error":"#N/A"},{"$error":"#N/A"},{"$error":"#N/A"},{"$error":"#N/A"},{"$error":"#N/A"}]
[null,{"$f":"IF(DataInput!B118=$B$8,IF($B$9=$B$10,TRUE,IF(DataInput!E118=$B$9,TRUE,FALSE)))","v":true},null,null,{"$f":"IF(B119=TRUE,DataInput!B118,NA())","v":"SA"},{"$f":"IF($E119=DataInput!$B118,DataInput!C118,NA())","v":"BERR"},{"$f":"IF($E119=DataInput!$B118,DataInput!D118,NA())","v":"Berri"},{"$f":"IF($E119=DataInput!$B118,DataInput!E118,NA())","v":"SAPN"},{"$f":"IF($E119=DataInput!$B118,DataInput!F118,NA())","v":"Winter"},{"$f":"IF($E119=DataInput!$B118,DataInput!G118,NA())","v":"Non-Coincident"},{"$f":"IF($E119=DataInput!$B118,DataInput!H118,NA())","v":2023},{"$f":"IF($E119=DataInput!$B118,DataInput!I118,NA())","v":"POE10"},{"$f":"IF($E119=DataInput!$B118,DataInput!J118,NA())","v":51.463563017429301},{"$f":"IF($E119=DataInput!$B118,DataInput!K118,NA())","v":0.923385157207402},null,null,"SA Berri",null,null,null,null,false,null,null,{"$error":"#N/A"},{"$error":"#N/A"},{"$error":"#N/A"},{"$error":"#N/A"},{"$error":"#N/A"},{"$error":"#N/A"},{"$error":"#N/A"},{"$error":"#N/A"},{"$error":"#N/A"},{"$error":"#N/A"}]
[null,{"$f":"IF(DataInput!B119=$B$8,IF($B$9=$B$10,TRUE,IF(DataInput!E119=$B$9,TRUE,FALSE)))","v":true},null,null,{"$f":"IF(B120=TRUE,DataInput!B119,NA())","v":"SA"},{"$f":"IF($E120=DataInput!$B119,DataInput!C119,NA())","v":"BERR"},{"$f":"IF($E120=DataInput!$B119,DataInput!D119,NA())","v":"Berri"},{"$f":"IF($E120=DataInput!$B119,DataInput!E119,NA())","v":"SAPN"},{"$f":"IF($E120=DataInput!$B119,DataInput!F119,NA())","v":"Winter"},{"$f":"IF($E120=DataInput!$B119,DataInput!G119,NA())","v":"Non-Coincident"},{"$f":"IF($E120=DataInput!$B119,DataInput!H119,NA())","v":2024},{"$f":"IF($E120=DataInput!$B119,DataInput!I119,NA())","v":"POE10"},{"$f":"IF($E120=DataInput!$B119,DataInput!J119,NA())","v":51.627178034830997},{"$f":"IF($E120=DataInput!$B119,DataInput!K119,NA())","v":0.92343949431896399},null,null,"SA Berri",null,null,null,null,false,null,null,{"$error":"#N/A"},{"$error":"#N/A"},{"$error":"#N/A"},{"$error":"#N/A"},{"$error":"#N/A"},{"$error":"#N/A"},{"$error":"#N/A"},{"$error":"#N/A"},{"$error":"#N/A"},{"$error":"#N/A"}]
[null,{"$f":"IF(DataInput!B120=$B$8,IF($B$9=$B$10,TRUE,IF(DataInput!E120=$B$9,TRUE,FALSE)))","v":true},null,null,{"$f":"IF(B121=TRUE,DataInput!B120,NA())","v":"SA"},{"$f":"IF($E121=DataInput!$B120,DataInput!C120,NA())","v":"BERR"},{"$f":"IF($E121=DataInput!$B120,DataInput!D120,NA())","v":"Berri"},{"$f":"IF($E121=DataInput!$B120,DataInput!E120,NA())","v":"SAPN"},{"$f":"IF($E121=DataInput!$B120,DataInput!F120,NA())","v":"Winter"},{"$f":"IF($E121=DataInput!$B120,DataInput!G120,NA())","v":"Non-Coincident"},{"$f":"IF($E121=DataInput!$B120,DataInput!H120,NA())","v":2025},{"$f":"IF($E121=DataInput!$B120,DataInput!I120,NA())","v":"POE10"},{"$f":"IF($E121=DataInput!$B120,DataInput!J120,NA())","v":51.6216024297307},{"$f":"IF($E121=DataInput!$B120,DataInput!K120,NA())","v":0.92349515841752405},null,null,"SA Berri",null,null,null,null,false,null,null,{"$error":"#N/A"},{"$error":"#N/A"},{"$error":"#N/A"},{"$error":"#N/A"},{"$error":"#N/A"},{"$error":"#N/A"},{"$error":"#N/A"},{"$error":"#N/A"},{"$error":"#N/A"},{"$error":"#N/A"}]
[null,{"$f":"IF(DataInput!B121=$B$8,IF($B$9=$B$10,TRUE,IF(DataInput!E121=$B$9,TRUE,FALSE)))","v":true},null,null,{"$f":"IF(B122=TRUE,DataInput!B121,NA())","v":"SA"},{"$f":"IF($E122=DataInput!$B121,DataInput!C121,NA())","v":"BERR"},{"$f":"IF($E122=DataInput!$B121,DataInput!D121,NA())","v":"Berri"},{"$f":"IF($E122=DataInput!$B121,DataInput!E121,NA())","v":"SAPN"},{"$f":"IF($E122=DataInput!$B121,DataInput!F121,NA())","v":"Winter"},{"$f":"IF($E122=DataInput!$B121,DataInput!G121,NA())","v":"Non-Coincident"},{"$f":"IF($E122=DataInput!$B121,DataInput!H121,NA())","v":2016},{"$f":"IF($E122=DataInput!$B121,DataInput!I121,NA())","v":"POE50"},{"$f":"IF($E122=DataInput!$B121,DataInput!J121,NA())","v":47.608912174277698},{"$f":"IF($E122=DataInput!$B121,DataInput!K121,NA())","v":0.92428374960863802},null,null,"SA Berri",null,null,null,null,false,null,null,{"$error":"#N/A"},{"$error":"#N/A"},{"$error":"#N/A"},{"$error":"#N/A"},{"$error":"#N/A"},{"$error":"#N/A"},{"$error":"#N/A"},{"$error":"#N/A"},{"$error":"#N/A"},{"$error":"#N/A"}]
[null,{"$f":"IF(DataInput!B122=$B$8,IF($B$9=$B$10,TRUE,IF(DataInput!E122=$B$9,TRUE,FALSE)))","v":true},null,null,{"$f":"IF(B123=TRUE,DataInput!B122,NA())","v":"SA"},{"$f":"IF($E123=DataInput!$B122,DataInput!C122,NA())","v":"BERR"},{"$f":"IF($E123=DataInput!$B122,DataInput!D122,NA())","v":"Berri"},{"$f":"IF($E123=DataInput!$B122,DataInput!E122,NA())","v":"SAPN"},{"$f":"IF($E123=DataInput!$B122,DataInput!F122,NA())","v":"Winter"},{"$f":"IF($E123=DataInput!$B122,DataInput!G122,NA())","v":"Non-Coincident"},{"$f":"IF($E123=DataInput!$B122,DataInput!H122,NA())","v":2017},{"$f":"IF($E123=DataInput!$B122,DataInput!I122,NA())","v":"POE50"},{"$f":"IF($E123=DataInput!$B122,DataInput!J122,NA())","v":47.772784230678198},{"$f":"IF($E123=DataInput!$B122,DataInput!K122,NA())","v":0.92206051166604897},null,null,"SA Berri",null,null,null,null,false,null,null,{"$error":"#N/A"},{"$error":"#N/A"},{"$error":"#N/A"},{"$error":"#N/A"},{"$error":"#N/A"},{"$error":"#N/A"},{"$error":"#N/A"},{"$error":"#N/A"},{"$error":"#N/A"},{"$error":"#N/A"}]
[null,{"$f":"IF(DataInput!B123=$B$8,IF($B$9=$B$10,TRUE,IF(DataInput!E123=$B$9,TRUE,FALSE)))","v":true},null,null,{"$f":"IF(B124=TRUE,DataInput!B123,NA())","v":"SA"},{"$f":"IF($E124=DataInput!$B123,DataInput!C123,NA())","v":"BERR"},{"$f":"IF($E124=DataInput!$B123,DataInput!D123,NA())","v":"Berri"},{"$f":"IF($E124=DataInput!$B123,DataInput!E123,NA())","v":"SAPN"},{"$f":"IF($E124=DataInput!$B123,DataInput!F123,NA())","v":"Winter"},{"$f":"IF($E124=DataInput!$B123,DataInput!G123,NA())","v":"Non-Coincident"},{"$f":"IF($E124=DataInput!$B123,DataInput!H123,NA())","v":2018},{"$f":"IF($E124=DataInput!$B123,DataInput!I123,NA())","v":"POE50"},{"$f":"IF($E124=DataInput!$B123,DataInput!J123,NA())","v":47.954271441424403},{"$f":"IF($E124=DataInput!$B123,DataInput!K123,NA())","v":0.92378818951401698},null,null,"SA Berri",null,null,null,null,false,null,null,{"$error":"#N/A"},{"$error":"#N/A"},{"$error":"#N/A"},{"$error":"#N/A"},{"$error":"#N/A"},{"$error":"#N/A"},{"$error":"#N/A"},{"$error":"#N/A"},{"$error":"#N/A"},{"$error":"#N/A"}]
[null,{"$f":"IF(DataInput!B124=$B$8,IF($B$9=$B$10,TRUE,IF(DataInput!E124=$B$9,TRUE,FALSE)))","v":true},null,null,{"$f":"IF(B125=TRUE,DataInput!B124,NA())","v":"SA"},{"$f":"IF($E125=DataInput!$B124,DataInput!C124,NA())","v":"BERR"},{"$f":"IF($E125=DataInput!$B124,DataInput!D124,NA())","v":"Berri"},{"$f":"IF($E125=DataInput!$B124,DataInput!E124,NA())","v":"SAPN"},{"$f":"IF($E125=DataInput!$B124,DataInput!F124,NA())","v":"Winter"},{"$f":"IF($E125=DataInput!$B124,DataInput!G124,NA())","v":"Non-Coincident"},{"$f":"IF($E125=DataInput!$B124,DataInput!H124,NA())","v":2019},{"$f":"IF($E125=DataInput!$B124,DataInput!I124,NA())","v":"POE50"},{"$f":"IF($E125=DataInput!$B124,DataInput!J124,NA())","v":48.511131551426402},{"$f":"IF($E125=DataInput!$B124,DataInput!K124,NA())","v":0.927380579717482},null,null,"SA Berri",null,null,null,null,false,null,null,{"$error":"#N/A"},{"$error":"#N/A"},{"$error":"#N/A"},{"$error":"#N/A"},{"$error":"#N/A"},{"$error":"#N/A"},{"$error":"#N/A"},{"$error":"#N/A"},{"$error":"#N/A"},{"$error":"#N/A"}]
[null,{"$f":"IF(DataInput!B125=$B$8,IF($B$9=$B$10,TRUE,IF(DataInput!E125=$B$9,TRUE,FALSE)))","v":true},null,null,{"$f":"IF(B126=TRUE,DataInput!B125,NA())","v":"SA"},{"$f":"IF($E126=DataInput!$B125,DataInput!C125,NA())","v":"BERR"},{"$f":"IF($E126=DataInput!$B125,DataInput!D125,NA())","v":"Berri"},{"$f":"IF($E126=DataInput!$B125,DataInput!E125,NA())","v":"SAPN"},{"$f":"IF($E126=DataInput!$B125,DataInput!F125,NA())","v":"Winter"},{"$f":"IF($E126=DataInput!$B125,DataInput!G125,NA())","v":"Non-Coincident"},{"$f":"IF($E126=DataInput!$B125,DataInput!H125,NA())","v":2020},{"$f":"IF($E126=DataInput!$B125,DataInput!I125,NA())","v":"POE50"},{"$f":"IF($E126=DataInput!$B125,DataInput!J125,NA())","v":48.927436048977398},{"$f":"IF($E126=DataInput!$B125,DataInput!K125,NA())","v":0.92585760324611999},null,null,"SA Berri",null,null,null,null,false,null,null,{"$error":"#N/A"},{"$error":"#N/A"},{"$error":"#N/A"},{"$error":"#N/A"},{"$error":"#N/A"},{"$error":"#N/A"},{"$error":"#N/A"},{"$error":"#N/A"},{"$error":"#N/A"},{"$error":"#N/A"}]
[null,{"$f":"IF(DataInput!B126=$B$8,IF($B$9=$B$10,TRUE,IF(DataInput!E126=$B$9,TRUE,FALSE)))","v":true},null,null,{"$f":"IF(B127=TRUE,DataInput!B126,NA())","v":"SA"},{"$f":"IF($E127=DataInput!$B126,DataInput!C126,NA())","v":"BERR"},{"$f":"IF($E127=DataInput!$B126,DataInput!D126,NA())","v":"Berri"},{"$f":"IF($E127=DataInput!$B126,DataInput!E126,NA())","v":"SAPN"},{"$f":"IF($E127=DataInput!$B126,DataInput!F126,NA())","v":"Winter"},{"$f":"IF($E127=DataInput!$B126,DataInput!G126,NA())","v":"Non-Coincident"},{"$f":"IF($E127=DataInput!$B126,DataInput!H126,NA())","v":2021},{"$f":"IF($E127=DataInput!$B126,DataInput!I126,NA())","v":"POE50"},{"$f":"IF($E127=DataInput!$B126,DataInput!J126,NA())","v":49.144100742691897},{"$f":"IF($E127=DataInput!$B126,DataInput!K126,NA())","v":0.925910638485133},null,null,"SA Berri",null,null,null,null,false,null,null,{"$error":"#N/A"},{"$error":"#N/A"},{"$error":"#N/A"},{"$error":"#N/A"},{"$error":"#N/A"},{"$error":"#N/A"},{"$error":"#N/A"},{"$error":"#N/A"},{"$error":"#N/A"},{"$error":"#N/A"}]
[null,{"$f":"IF(DataInput!B127=$B$8,IF($B$9=$B$10,TRUE,IF(DataInput!E127=$B$9,TRUE,FALSE)))","v":true},null,null,{"$f":"IF(B128=TRUE,DataInput!B127,NA())","v":"SA"},{"$f":"IF($E128=DataInput!$B127,DataInput!C127,NA())","v":"BERR"},{"$f":"IF($E128=DataInput!$B127,DataInput!D127,NA())","v":"Berri"},{"$f":"IF($E128=DataInput!$B127,DataInput!E127,NA())","v":"SAPN"},{"$f":"IF($E128=DataInput!$B127,DataInput!F127,NA())","v":"Winter"},{"$f":"IF($E128=DataInput!$B127,DataInput!G127,NA())","v":"Non-Coincident"},{"$f":"IF($E128=DataInput!$B127,DataInput!H127,NA())","v":2022},{"$f":"IF($E128=DataInput!$B127,DataInput!I127,NA())","v":"POE50"},{"$f":"IF($E128=DataInput!$B127,DataInput!J127,NA())","v":49.301231265170202},{"$f":"IF($E128=DataInput!$B127,DataInput!K127,NA())","v":0.92596563157760203},null,null,"SA Berri",null,null,null,null,false,null,null,{"$error":"#N/A"},{"$error":"#N/A"},{"$error":"#N/A"},{"$error":"#N/A"},{"$error":"#N/A"},{"$error":"#N/A"},{"$error":"#N/A"},{"$error":"#N/A"},{"$error":"#N/A"},{"$error":"#N/A"}]
[null,{"$f":"IF(DataInput!B128=$B$8,IF($B$9=$B$10,TRUE,IF(DataInput!E128=$B$9,TRUE,FALSE)))","v":true},null,null,{"$f":"IF(B129=TRUE,DataInput!B128,NA())","v":"SA"},{"$f":"IF($E129=DataInput!$B128,DataInput!C128,NA())","v":"BERR"},{"$f":"IF($E129=DataInput!$B128,DataInput!D128,NA())","v":"Berri"},{"$f":"IF($E129=DataInput!$B128,DataInput!E128,NA())","v":"SAPN"},{"$f":"IF($E129=DataInput!$B128,DataInput!F128,NA())","v":"Winter"},{"$f":"IF($E129=DataInput!$B128,DataInput!G128,NA())","v":"Non-Coincident"},{"$f":"IF($E129=DataInput!$B128,DataInput!H128,NA())","v":2023},{"$f":"IF($E129=DataInput!$B128,DataInput!I128,NA())","v":"POE50"},{"$f":"IF($E129=DataInput!$B128,DataInput!J128,NA())","v":49.3996882985928},{"$f":"IF($E129=DataInput!$B128,DataInput!K128,NA())","v":0.92602244635449205},null,null,"SA Berri",null,null,null,null,false,null,null,{"$error":"#N/A"},{"$error":"#N/A"},{"$error":"#N/A"},{"$error":"#N/A"},{"$error":"#N/A"},{"$error":"#N/A"},{"$error":"#N/A"},{"$error":"#N/A"},{"$error":"#N/A"},{"$error":"#N/A"}]
[null,{"$f":"IF(DataInput!B129=$B$8,IF($B$9=$B$10,TRUE,IF(DataInput!E129=$B$9,TRUE,FALSE)))","v":true},null,null,{"$f":"IF(B130=TRUE,DataInput!B129,NA())","v":"SA"},{"$f":"IF($E130=DataInput!$B129,DataInput!C129,NA())","v":"BERR"},{"$f":"IF($E130=DataInput!$B129,DataInput!D129,NA())","v":"Berri"},{"$f":"IF($E130=DataInput!$B129,DataInput!E129,NA())","v":"SAPN"},{"$f":"IF($E130=DataInput!$B129,DataInput!F129,NA())","v":"Winter"},{"$f":"IF($E130=DataInput!$B129,DataInput!G129,NA())","v":"Non-Coincident"},{"$f":"IF($E130=DataInput!$B129,DataInput!H129,NA())","v":2024},{"$f":"IF($E130=DataInput!$B129,DataInput!I129,NA())","v":"POE50"},{"$f":"IF($E130=DataInput!$B129,DataInput!J129,NA())","v":49.537775384070898},{"$f":"IF($E130=DataInput!$B129,DataInput!K129,NA())","v":0.92608095342789298},null,null,"SA Berri",null,null,null,null,false,null,null,{"$error":"#N/A"},{"$error":"#N/A"},{"$error":"#N/A"},{"$error":"#N/A"},{"$error":"#N/A"},{"$error":"#N/A"},{"$error":"#N/A"},{"$error":"#N/A"},{"$error":"#N/A"},{"$error":"#N/A"}]
[null,{"$f":"IF(DataInput!B130=$B$8,IF($B$9=$B$10,TRUE,IF(DataInput!E130=$B$9,TRUE,FALSE)))","v":true},null,null,{"$f":"IF(B131=TRUE,DataInput!B130,NA())","v":"SA"},{"$f":"IF($E131=DataInput!$B130,DataInput!C130,NA())","v":"BERR"},{"$f":"IF($E131=DataInput!$B130,DataInput!D130,NA())","v":"Berri"},{"$f":"IF($E131=DataInput!$B130,DataInput!E130,NA())","v":"SAPN"},{"$f":"IF($E131=DataInput!$B130,DataInput!F130,NA())","v":"Winter"},{"$f":"IF($E131=DataInput!$B130,DataInput!G130,NA())","v":"Non-Coincident"},{"$f":"IF($E131=DataInput!$B130,DataInput!H130,NA())","v":2025},{"$f":"IF($E131=DataInput!$B130,DataInput!I130,NA())","v":"POE50"},{"$f":"IF($E131=DataInput!$B130,DataInput!J130,NA())","v":49.601087439953801},{"$f":"IF($E131=DataInput!$B130,DataInput!K130,NA())","v":0.92614103512691204},null,null,"SA Berri",null,null,null,null,false,null,null,{"$error":"#N/A"},{"$error":"#N/A"},{"$error":"#N/A"},{"$error":"#N/A"},{"$error":"#N/A"},{"$error":"#N/A"},{"$error":"#N/A"},{"$error":"#N/A"},{"$error":"#N/A"},{"$error":"#N/A"}]
[null,{"$f":"IF(DataInput!B131=$B$8,IF($B$9=$B$10,TRUE,IF(DataInput!E131=$B$9,TRUE,FALSE)))","v":true},null,null,{"$f":"IF(B132=TRUE,DataInput!B131,NA())","v":"SA"},{"$f":"IF($E132=DataInput!$B131,DataInput!C131,NA())","v":"BLAN"},{"$f":"IF($E132=DataInput!$B131,DataInput!D131,NA())","v":"Blanche"},{"$f":"IF($E132=DataInput!$B131,DataInput!E131,NA())","v":"SAPN"},{"$f":"IF($E132=DataInput!$B131,DataInput!F131,NA())","v":"Summer"},{"$f":"IF($E132=DataInput!$B131,DataInput!G131,NA())","v":"Non-Coincident"},{"$f":"IF($E132=DataInput!$B131,DataInput!H131,NA())","v":2017},{"$f":"IF($E132=DataInput!$B131,DataInput!I131,NA())","v":"POE10"},{"$f":"IF($E132=DataInput!$B131,DataInput!J131,NA())","v":33.796600622480298},{"$f":"IF($E132=DataInput!$B131,DataInput!K131,NA())","v":0.88175557402976801},null,null,"SA Blanche",null,null,null,null,false,null,null,{"$error":"#N/A"},{"$error":"#N/A"},{"$error":"#N/A"},{"$error":"#N/A"},{"$error":"#N/A"},{"$error":"#N/A"},{"$error":"#N/A"},{"$error":"#N/A"},{"$error":"#N/A"},{"$error":"#N/A"}]
[null,{"$f":"IF(DataInput!B132=$B$8,IF($B$9=$B$10,TRUE,IF(DataInput!E132=$B$9,TRUE,FALSE)))","v":true},null,null,{"$f":"IF(B133=TRUE,DataInput!B132,NA())","v":"SA"},{"$f":"IF($E133=DataInput!$B132,DataInput!C132,NA())","v":"BLAN"},{"$f":"IF($E133=DataInput!$B132,DataInput!D132,NA())","v":"Blanche"},{"$f":"IF($E133=DataInput!$B132,DataInput!E132,NA())","v":"SAPN"},{"$f":"IF($E133=DataInput!$B132,DataInput!F132,NA())","v":"Summer"},{"$f":"IF($E133=DataInput!$B132,DataInput!G132,NA())","v":"Non-Coincident"},{"$f":"IF($E133=DataInput!$B132,DataInput!H132,NA())","v":2018},{"$f":"IF($E133=DataInput!$B132,DataInput!I132,NA())","v":"POE10"},{"$f":"IF($E133=DataInput!$B132,DataInput!J132,NA())","v":33.492825925548402},{"$f":"IF($E133=DataInput!$B132,DataInput!K132,NA())","v":0.87337237636730503},null,null,"SA Blanche",null,null,null,null,false,null,null,{"$error":"#N/A"},{"$error":"#N/A"},{"$error":"#N/A"},{"$error":"#N/A"},{"$error":"#N/A"},{"$error":"#N/A"},{"$error":"#N/A"},{"$error":"#N/A"},{"$error":"#N/A"},{"$error":"#N/A"}]
[null,{"$f":"IF(DataInput!B133=$B$8,IF($B$9=$B$10,TRUE,IF(DataInput!E133=$B$9,TRUE,FALSE)))","v":true},null,null,{"$f":"IF(B134=TRUE,DataInput!B133,NA())","v":"SA"},{"$f":"IF($E134=DataInput!$B133,DataInput!C133,NA())","v":"BLAN"},{"$f":"IF($E134=DataInput!$B133,DataInput!D133,NA())","v":"Blanche"},{"$f":"IF($E134=DataInput!$B133,DataInput!E133,NA())","v":"SAPN"},{"$f":"IF($E134=DataInput!$B133,DataInput!F133,NA())","v":"Summer"},{"$f":"IF($E134=DataInput!$B133,DataInput!G133,NA())","v":"Non-Coincident"},{"$f":"IF($E134=DataInput!$B133,DataInput!H133,NA())","v":2019},{"$f":"IF($E134=DataInput!$B133,DataInput!I133,NA())","v":"POE10"},{"$f":"IF($E134=DataInput!$B133,DataInput!J133,NA())","v":33.304091518518703},{"$f":"IF($E134=DataInput!$B133,DataInput!K133,NA())","v":0.87985832109648898},null,null,"SA Blanche",null,null,null,null,false,null,null,{"$error":"#N/A"},{"$error":"#N/A"},{"$error":"#N/A"},{"$error":"#N/A"},{"$error":"#N/A"},{"$error":"#N/A"},{"$error":"#N/A"},{"$error":"#N/A"},{"$error":"#N/A"},{"$error":"#N/A"}]
[null,{"$f":"IF(DataInput!B134=$B$8,IF($B$9=$B$10,TRUE,IF(DataInput!E134=$B$9,TRUE,FALSE)))","v":true},null,null,{"$f":"IF(B135=TRUE,DataInput!B134,NA())","v":"SA"},{"$f":"IF($E135=DataInput!$B134,DataInput!C134,NA())","v":"BLAN"},{"$f":"IF($E135=DataInput!$B134,DataInput!D134,NA())","v":"Blanche"},{"$f":"IF($E135=DataInput!$B134,DataInput!E134,NA())","v":"SAPN"},{"$f":"IF($E135=DataInput!$B134,DataInput!F134,NA())","v":"Summer"},{"$f":"IF($E135=DataInput!$B134,DataInput!G134,NA())","v":"Non-Coincident"},{"$f":"IF($E135=DataInput!$B134,DataInput!H134,NA())","v":2020},{"$f":"IF($E135=DataInput!$B134,DataInput!I134,NA())","v":"POE10"},{"$f":"IF($E135=DataInput!$B134,DataInput!J134,NA())","v":32.1662889287282},{"$f":"IF($E135=DataInput!$B134,DataInput!K134,NA())","v":0.87315138246864299},null,null,"SA Blanche",null,null,null,null,false,null,null,{"$error":"#N/A"},{"$error":"#N/A"},{"$error":"#N/A"},{"$error":"#N/A"},{"$error":"#N/A"},{"$error":"#N/A"},{"$error":"#N/A"},{"$error":"#N/A"},{"$error":"#N/A"},{"$error":"#N/A"}]
[null,{"$f":"IF(DataInput!B135=$B$8,IF($B$9=$B$10,TRUE,IF(DataInput!E135=$B$9,TRUE,FALSE)))","v":true},null,null,{"$f":"IF(B136=TRUE,DataInput!B135,NA())","v":"SA"},{"$f":"IF($E136=DataInput!$B135,DataInput!C135,NA())","v":"BLAN"},{"$f":"IF($E136=DataInput!$B135,DataInput!D135,NA())","v":"Blanche"},{"$f":"IF($E136=DataInput!$B135,DataInput!E135,NA())","v":"SAPN"},{"$f":"IF($E136=DataInput!$B135,DataInput!F135,NA())","v":"Summer"},{"$f":"IF($E136=DataInput!$B135,DataInput!G135,NA())","v":"Non-Coincident"},{"$f":"IF($E136=DataInput!$B135,DataInput!H135,NA())","v":2021},{"$f":"IF($E136=DataInput!$B135,DataInput!I135,NA())","v":"POE10"},{"$f":"IF($E136=DataInput!$B135,DataInput!J135,NA())","v":31.129450294423901},{"$f":"IF($E136=DataInput!$B135,DataInput!K135,NA())","v":0.88243476762345396},null,null,"SA Blanche",null,null,null,null,false,null,null,{"$error":"#N/A"},{"$error":"#N/A"},{"$error":"#N/A"},{"$error":"#N/A"},{"$error":"#N/A"},{"$error":"#N/A"},{"$error":"#N/A"},{"$error":"#N/A"},{"$error":"#N/A"},{"$error":"#N/A"}]
[null,{"$f":"IF(DataInput!B136=$B$8,IF($B$9=$B$10,TRUE,IF(DataInput!E136=$B$9,TRUE,FALSE)))","v":true},null,null,{"$f":"IF(B137=TRUE,DataInput!B136,NA())","v":"SA"},{"$f":"IF($E137=DataInput!$B136,DataInput!C136,NA())","v":"BLAN"},{"$f":"IF($E137=DataInput!$B136,DataInput!D136,NA())","v":"Blanche"},{"$f":"IF($E137=DataInput!$B136,DataInput!E136,NA())","v":"SAPN"},{"$f":"IF($E137=DataInput!$B136,DataInput!F136,NA())","v":"Summer"},{"$f":"IF($E137=DataInput!$B136,DataInput!G136,NA())","v":"Non-Coincident"},{"$f":"IF($E137=DataInput!$B136,DataInput!H136,NA())","v":2022},{"$f":"IF($E137=DataInput!$B136,DataInput!I136,NA())","v":"POE10"},{"$f":"IF($E137=DataInput!$B136,DataInput!J136,NA())","v":30.136025644955598},{"$f":"IF($E137=DataInput!$B136,DataInput!K136,NA())","v":0.88253395726010297},null,null,"SA Blanche",null,null,null,null,false,null,null,{"$error":"#N/A"},{"$error":"#N/A"},{"$error":"#N/A"},{"$error":"#N/A"},{"$error":"#N/A"},{"$error":"#N/A"},{"$error":"#N/A"},{"$error":"#N/A"},{"$error":"#N/A"},{"$error":"#N/A"}]
[null,{"$f":"IF(DataInput!B137=$B$8,IF($B$9=$B$10,TRUE,IF(DataInput!E137=$B$9,TRUE,FALSE)))","v":true},null,null,{"$f":"IF(B138=TRUE,DataInput!B137,NA())","v":"SA"},{"$f":"IF($E138=DataInput!$B137,DataInput!C137,NA())","v":"BLAN"},{"$f":"IF($E138=DataInput!$B137,DataInput!D137,NA())","v":"Blanche"},{"$f":"IF($E138=DataInput!$B137,DataInput!E137,NA())","v":"SAPN"},{"$f":"IF($E138=DataInput!$B137,DataInput!F137,NA())","v":"Summer"},{"$f":"IF($E138=DataInput!$B137,DataInput!G137,NA())","v":"Non-Coincident"},{"$f":"IF($E138=DataInput!$B137,DataInput!H137,NA())","v":2023},{"$f":"IF($E138=DataInput!$B137,DataInput!I137,NA())","v":"POE10"},{"$f":"IF($E138=DataInput!$B137,DataInput!J137,NA())","v":29.427175406681901},{"$f":"IF($E138=DataInput!$B137,DataInput!K137,NA())","v":0.88264374524614497},null,null,"SA Blanche",null,null,null,null,false,null,null,{"$error":"#N/A"},{"$error":"#N/A"},{"$error":"#N/A"},{"$error":"#N/A"},{"$error":"#N/A"},{"$error":"#N/A"},{"$error":"#N/A"},{"$error":"#N/A"},{"$error":"#N/A"},{"$error":"#N/A"}]
[null,{"$f":"IF(DataInput!B138=$B$8,IF($B$9=$B$10,TRUE,IF(DataInput!E138=$B$9,TRUE,FALSE)))","v":true},null,null,{"$f":"IF(B139=TRUE,DataInput!B138,NA())","v":"SA"},{"$f":"IF($E139=DataInput!$B138,DataInput!C138,NA())","v":"BLAN"},{"$f":"IF($E139=DataInput!$B138,DataInput!D138,NA())","v":"Blanche"},{"$f":"IF($E139=DataInput!$B138,DataInput!E138,NA())","v":"SAPN"},{"$f":"IF($E139=DataInput!$B138,DataInput!F138,NA())","v":"Summer"},{"$f":"IF($E139=DataInput!$B138,DataInput!G138,NA())","v":"Non-Coincident"},{"$f":"IF($E139=DataInput!$B138,DataInput!H138,NA())","v":2024},{"$f":"IF($E139=DataInput!$B138,DataInput!I138,NA())","v":"POE10"},{"$f":"IF($E139=DataInput!$B138,DataInput!J138,NA())","v":29.022449433330699},{"$f":"IF($E139=DataInput!$B138,DataInput!K138,NA())","v":0.88275259028626396},null,null,"SA Blanche",null,null,null,null,false,null,null,{"$error":"#N/A"},{"$error":"#N/A"},{"$error":"#N/A"},{"$error":"#N/A"},{"$error":"#N/A"},{"$error":"#N/A"},{"$error":"#N/A"},{"$error":"#N/A"},{"$error":"#N/A"},{"$error":"#N/A"}]
[null,{"$f":"IF(DataInput!B139=$B$8,IF($B$9=$B$10,TRUE,IF(DataInput!E139=$B$9,TRUE,FALSE)))","v":true},null,null,{"$f":"IF(B140=TRUE,DataInput!B139,NA())","v":"SA"},{"$f":"IF($E140=DataInput!$B139,DataInput!C139,NA())","v":"BLAN"},{"$f":"IF($E140=DataInput!$B139,DataInput!D139,NA())","v":"Blanche"},{"$f":"IF($E140=DataInput!$B139,DataInput!E139,NA())","v":"SAPN"},{"$f":"IF($E140=DataInput!$B139,DataInput!F139,NA())","v":"Summer"},{"$f":"IF($E140=DataInput!$B139,DataInput!G139,NA())","v":"Non-Coincident"},{"$f":"IF($E140=DataInput!$B139,DataInput!H139,NA())","v":2025},{"$f":"IF($E140=DataInput!$B139,DataInput!I139,NA())","v":"POE10"},{"$f":"IF($E140=DataInput!$B139,DataInput!J139,NA())","v":28.3888665391944},{"$f":"IF($E140=DataInput!$B139,DataInput!K139,NA())","v":0.88286141930194795},null,null,{"$f":"IF(OR(ISERROR(E140),ISERROR(G140)),\"  \",E140&\" \"&G140)","v":"SA Blanche"},null,null,null,null,{"$f":"IF(ISERROR(G140),FALSE,IF($V$9=G140,TRUE,FALSE))","v":false},null,null,{"$f":"IF($V140=TRUE,E140,NA())","v":{"$error":"#N/A"}},{"$error":"#N/A"},{"$error":"#N/A"},{"$error":"#N/A"},{"$error":"#N/A"},{"$error":"#N/A"},{"$error":"#N/A"},{"$error":"#N/A"},{"$error":"#N/A"},{"$error":"#N/A"}]
[null,{"$f":"IF(DataInput!B140=$B$8,IF($B$9=$B$10,TRUE,IF(DataInput!E140=$B$9,TRUE,FALSE)))","v":true},null,null,{"$f":"IF(B141=TRUE,DataInput!B140,NA())","v":"SA"},{"$f":"IF($E141=DataInput!$B140,DataInput!C140,NA())","v":"BLAN"},{"$f":"IF($E141=DataInput!$B140,DataInput!D140,NA())","v":"Blanche"},{"$f":"IF($E141=DataInput!$B140,DataInput!E140,NA())","v":"SAPN"},{"$f":"IF($E141=DataInput!$B140,DataInput!F140,NA())","v":"Summer"},{"$f":"IF($E141=DataInput!$B140,DataInput!G140,NA())","v":"Non-Coincident"},{"$f":"IF($E141=DataInput!$B140,DataInput!H140,NA())","v":2026},{"$f":"IF($E141=DataInput!$B140,DataInput!I140,NA())","v":"POE10"},{"$f":"IF($E141=DataInput!$B140,DataInput!J140,NA())","v":27.656539824975301},{"$f":"IF($E141=DataInput!$B140,DataInput!K140,NA())","v":0.88296792805642899},null,null,"SA Blanche",null,null,null,null,false,null,null,{"$error":"#N/A"},{"$error":"#N/A"},{"$error":"#N/A"},{"$error":"#N/A"},{"$error":"#N/A"},{"$error":"#N/A"},{"$error":"#N/A"},{"$error":"#N/A"},{"$error":"#N/A"},{"$error":"#N/A"}]
[null,{"$f":"IF(DataInput!B141=$B$8,IF($B$9=$B$10,TRUE,IF(DataInput!E141=$B$9,TRUE,FALSE)))","v":true},null,null,{"$f":"IF(B142=TRUE,DataInput!B141,NA())","v":"SA"},{"$f":"IF($E142=DataInput!$B141,DataInput!C141,NA())","v":"BLAN"},{"$f":"IF($E142=DataInput!$B141,DataInput!D141,NA())","v":"Blanche"},{"$f":"IF($E142=DataInput!$B141,DataInput!E141,NA())","v":"SAPN"},{"$f":"IF($E142=DataInput!$B141,DataInput!F141,NA())","v":"Summer"},{"$f":"IF($E142=DataInput!$B141,DataInput!G141,NA())","v":"Non-Coincident"},{"$f":"IF($E142=DataInput!$B141,DataInput!H141,NA())","v":2017},{"$f":"IF($E142=DataInput!$B141,DataInput!I141,NA())","v":"POE50"},{"$f":"IF($E142=DataInput!$B141,DataInput!J141,NA())","v":31.959246288770199},{"$f":"IF($E142=DataInput!$B141,DataInput!K141,NA())","v":0.85658818764339195},null,null,"SA Blanche",null,null,null,null,false,null,null,{"$error":"#N/A"},{"$error":"#N/A"},{"$error":"#N/A"},{"$error":"#N/A"},{"$error":"#N/A"},{"$error":"#N/A"},{"$error":"#N/A"},{"$error":"#N/A"},{"$error":"#N/A"},{"$error":"#N/A"}]
[null,{"$f":"IF(DataInput!B142=$B$8,IF($B$9=$B$10,TRUE,IF(DataInput!E142=$B$9,TRUE,FALSE)))","v":true},null,null,{"$f":"IF(B143=TRUE,DataInput!B142,NA())","v":"SA"},{"$f":"IF($E143=DataInput!$B142,DataInput!C142,NA())","v":"BLAN"},{"$f":"IF($E143=DataInput!$B142,DataInput!D142,NA())","v":"Blanche"},{"$f":"IF($E143=DataInput!$B142,DataInput!E142,NA())","v":"SAPN"},{"$f":"IF($E143=DataInput!$B142,DataInput!F142,NA())","v":"Summer"},{"$f":"IF($E143=DataInput!$B142,DataInput!G142,NA())","v":"Non-Coincident"},{"$f":"IF($E143=DataInput!$B142,DataInput!H142,NA())","v":2018},{"$f":"IF($E143=DataInput!$B142,DataInput!I142,NA())","v":"POE50"},{"$f":"IF($E143=DataInput!$B142,DataInput!J142,NA())","v":31.614778908805},{"$f":"IF($E143=DataInput!$B142,DataInput!K142,NA())","v":0.84830437192791996},null,null,"SA Blanche",null,null,null,null,false,null,null,{"$error":"#N/A"},{"$error":"#N/A"},{"$error":"#N/A"},{"$error":"#N/A"},{"$error":"#N/A"},{"$error":"#N/A"},{"$error":"#N/A"},{"$error":"#N/A"},{"$error":"#N/A"},{"$error":"#N/A"}]
[null,{"$f":"IF(DataInput!B143=$B$8,IF($B$9=$B$10,TRUE,IF(DataInput!E143=$B$9,TRUE,FALSE)))","v":true},null,null,{"$f":"IF(B144=TRUE,DataInput!B143,NA())","v":"SA"},{"$f":"IF($E144=DataInput!$B143,DataInput!C143,NA())","v":"BLAN"},{"$f":"IF($E144=DataInput!$B143,DataInput!D143,NA())","v":"Blanche"},{"$f":"IF($E144=DataInput!$B143,DataInput!E143,NA())","v":"SAPN"},{"$f":"IF($E144=DataInput!$B143,DataInput!F143,NA())","v":"Summer"},{"$f":"IF($E144=DataInput!$B143,DataInput!G143,NA())","v":"Non-Coincident"},{"$f":"IF($E144=DataInput!$B143,DataInput!H143,NA())","v":2019},{"$f":"IF($E144=DataInput!$B143,DataInput!I143,NA())","v":"POE50"},{"$f":"IF($E144=DataInput!$B143,DataInput!J143,NA())","v":31.013901864487998},{"$f":"IF($E144=DataInput!$B143,DataInput!K143,NA())","v":0.84453833446954796},null,null,"SA Blanche",null,null,null,null,false,null,null,{"$error":"#N/A"},{"$error":"#N/A"},{"$error":"#N/A"},{"$error":"#N/A"},{"$error":"#N/A"},{"$error":"#N/A"},{"$error":"#N/A"},{"$error":"#N/A"},{"$error":"#N/A"},{"$error":"#N/A"}]
[null,{"$f":"IF(DataInput!B144=$B$8,IF($B$9=$B$10,TRUE,IF(DataInput!E144=$B$9,TRUE,FALSE)))","v":true},null,null,{"$f":"IF(B145=TRUE,DataInput!B144,NA())","v":"SA"},{"$f":"IF($E145=DataInput!$B144,DataInput!C144,NA())","v":"BLAN"},{"$f":"IF($E145=DataInput!$B144,DataInput!D144,NA())","v":"Blanche"},{"$f":"IF($E145=DataInput!$B144,DataInput!E144,NA())","v":"SAPN"},{"$f":"IF($E145=DataInput!$B144,DataInput!F144,NA())","v":"Summer"},{"$f":"IF($E145=DataInput!$B144,DataInput!G144,NA())","v":"Non-Coincident"},{"$f":"IF($E145=DataInput!$B144,DataInput!H144,NA())","v":2020},{"$f":"IF($E145=DataInput!$B144,DataInput!I144,NA())","v":"POE50"},{"$f":"IF($E145=DataInput!$B144,DataInput!J144,NA())","v":30.067606332064301},{"$f":"IF($E145=DataInput!$B144,DataInput!K144,NA())","v":0.84640002901456801},null,null,"SA Blanche",null,null,null,null,false,null,null,{"$error":"#N/A"},{"$error":"#N/A"},{"$error":"#N/A"},{"$error":"#N/A"},{"$error":"#N/A"},{"$error":"#N/A"},{"$error":"#N/A"},{"$error":"#N/A"},{"$error":"#N/A"},{"$error":"#N/A"}]
[null,{"$f":"IF(DataInput!B145=$B$8,IF($B$9=$B$10,TRUE,IF(DataInput!E145=$B$9,TRUE,FALSE)))","v":true},null,null,{"$f":"IF(B146=TRUE,DataInput!B145,NA())","v":"SA"},{"$f":"IF($E146=DataInput!$B145,DataInput!C145,NA())","v":"BLAN"},{"$f":"IF($E146=DataInput!$B145,DataInput!D145,NA())","v":"Blanche"},{"$f":"IF($E146=DataInput!$B145,DataInput!E145,NA())","v":"SAPN"},{"$f":"IF($E146=DataInput!$B145,DataInput!F145,NA())","v":"Summer"},{"$f":"IF($E146=DataInput!$B145,DataInput!G145,NA())","v":"Non-Coincident"},{"$f":"IF($E146=DataInput!$B145,DataInput!H145,NA())","v":2021},{"$f":"IF($E146=DataInput!$B145,DataInput!I145,NA())","v":"POE50"},{"$f":"IF($E146=DataInput!$B145,DataInput!J145,NA())","v":29.158838216223199},{"$f":"IF($E146=DataInput!$B145,DataInput!K145,NA())","v":0.85725056365260599},null,null,"SA Blanche",null,null,null,null,false,null,null,{"$error":"#N/A"},{"$error":"#N/A"},{"$error":"#N/A"},{"$error":"#N/A"},{"$error":"#N/A"},{"$error":"#N/A"},{"$error":"#N/A"},{"$error":"#N/A"},{"$error":"#N/A"},{"$error":"#N/A"}]
[null,{"$f":"IF(DataInput!B146=$B$8,IF($B$9=$B$10,TRUE,IF(DataInput!E146=$B$9,TRUE,FALSE)))","v":true},null,null,{"$f":"IF(B147=TRUE,DataInput!B146,NA())","v":"SA"},{"$f":"IF($E147=DataInput!$B146,DataInput!C146,NA())","v":"BLAN"},{"$f":"IF($E147=DataInput!$B146,DataInput!D146,NA())","v":"Blanche"},{"$f":"IF($E147=DataInput!$B146,DataInput!E146,NA())","v":"SAPN"},{"$f":"IF($E147=DataInput!$B146,DataInput!F146,NA())","v":"Summer"},{"$f":"IF($E147=DataInput!$B146,DataInput!G146,NA())","v":"Non-Coincident"},{"$f":"IF($E147=DataInput!$B146,DataInput!H146,NA())","v":2022},{"$f":"IF($E147=DataInput!$B146,DataInput!I146,NA())","v":"POE50"},{"$f":"IF($E147=DataInput!$B146,DataInput!J146,NA())","v":27.956060854095099},{"$f":"IF($E147=DataInput!$B146,DataInput!K146,NA())","v":0.857358828780594},null,null,"SA Blanche",null,null,null,null,false,null,null,{"$error":"#N/A"},{"$error":"#N/A"},{"$error":"#N/A"},{"$error":"#N/A"},{"$error":"#N/A"},{"$error":"#N/A"},{"$error":"#N/A"},{"$error":"#N/A"},{"$error":"#N/A"},{"$error":"#N/A"}]
[null,{"$f":"IF(DataInput!B147=$B$8,IF($B$9=$B$10,TRUE,IF(DataInput!E147=$B$9,TRUE,FALSE)))","v":true},null,null,{"$f":"IF(B148=TRUE,DataInput!B147,NA())","v":"SA"},{"$f":"IF($E148=DataInput!$B147,DataInput!C147,NA())","v":"BLAN"},{"$f":"IF($E148=DataInput!$B147,DataInput!D147,NA())","v":"Blanche"},{"$f":"IF($E148=DataInput!$B147,DataInput!E147,NA())","v":"SAPN"},{"$f":"IF($E148=DataInput!$B147,DataInput!F147,NA())","v":"Summer"},{"$f":"IF($E148=DataInput!$B147,DataInput!G147,NA())","v":"Non-Coincident"},{"$f":"IF($E148=DataInput!$B147,DataInput!H147,NA())","v":2023},{"$f":"IF($E148=DataInput!$B147,DataInput!I147,NA())","v":"POE50"},{"$f":"IF($E148=DataInput!$B147,DataInput!J147,NA())","v":27.443099566578798},{"$f":"IF($E148=DataInput!$B147,DataInput!K147,NA())","v":0.85746538735898703},null,null,"SA Blanche",null,null,null,null,false,null,null,{"$error":"#N/A"},{"$error":"#N/A"},{"$error":"#N/A"},{"$error":"#N/A"},{"$error":"#N/A"},{"$error":"#N/A"},{"$error":"#N/A"},{"$error":"#N/A"},{"$error":"#N/A"},{"$error":"#N/A"}]
[null,{"$f":"IF(DataInput!B148=$B$8,IF($B$9=$B$10,TRUE,IF(DataInput!E148=$B$9,TRUE,FALSE)))","v":true},null,null,{"$f":"IF(B149=TRUE,DataInput!B148,NA())","v":"SA"},{"$f":"IF($E149=DataInput!$B148,DataInput!C148,NA())","v":"BLAN"},{"$f":"IF($E149=DataInput!$B148,DataInput!D148,NA())","v":"Blanche"},{"$f":"IF($E149=DataInput!$B148,DataInput!E148,NA())","v":"SAPN"},{"$f":"IF($E149=DataInput!$B148,DataInput!F148,NA())","v":"Summer"},{"$f":"IF($E149=DataInput!$B148,DataInput!G148,NA())","v":"Non-Coincident"},{"$f":"IF($E149=DataInput!$B148,DataInput!H148,NA())","v":2024},{"$f":"IF($E149=DataInput!$B148,DataInput!I148,NA())","v":"POE50"},{"$f":"IF($E149=DataInput!$B148,DataInput!J148,NA())","v":26.963201220556201},{"$f":"IF($E149=DataInput!$B148,DataInput!K148,NA())","v":0.85757364968860805},null,null,"SA Blanche",null,null,null,null,false,null,null,{"$error":"#N/A"},{"$error":"#N/A"},{"$error":"#N/A"},{"$error":"#N/A"},{"$error":"#N/A"},{"$error":"#N/A"},{"$error":"#N/A"},{"$error":"#N/A"},{"$error":"#N/A"},{"$error":"#N/A"}]
[null,{"$f":"IF(DataInput!B149=$B$8,IF($B$9=$B$10,TRUE,IF(DataInput!E149=$B$9,TRUE,FALSE)))","v":true},null,null,{"$f":"IF(B150=TRUE,DataInput!B149,NA())","v":"SA"},{"$f":"IF($E150=DataInput!$B149,DataInput!C149,NA())","v":"BLAN"},{"$f":"IF($E150=DataInput!$B149,DataInput!D149,NA())","v":"Blanche"},{"$f":"IF($E150=DataInput!$B149,DataInput!E149,NA())","v":"SAPN"},{"$f":"IF($E150=DataInput!$B149,DataInput!F149,NA())","v":"Summer"},{"$f":"IF($E150=DataInput!$B149,DataInput!G149,NA())","v":"Non-Coincident"},{"$f":"IF($E150=DataInput!$B149,DataInput!H149,NA())","v":2025},{"$f":"IF($E150=DataInput!$B149,DataInput!I149,NA())","v":"POE50"},{"$f":"IF($E150=DataInput!$B149,DataInput!J149,NA())","v":26.654599554181299},{"$f":"IF($E150=DataInput!$B149,DataInput!K149,NA())","v":0.85767701559115805},null,null,"SA Blanche",null,null,null,null,false,null,null,{"$error":"#N/A"},{"$error":"#N/A"},{"$error":"#N/A"},{"$error":"#N/A"},{"$error":"#N/A"},{"$error":"#N/A"},{"$error":"#N/A"},{"$error":"#N/A"},{"$error":"#N/A"},{"$error":"#N/A"}]
[null,{"$f":"IF(DataInput!B150=$B$8,IF($B$9=$B$10,TRUE,IF(DataInput!E150=$B$9,TRUE,FALSE)))","v":true},null,null,{"$f":"IF(B151=TRUE,DataInput!B150,NA())","v":"SA"},{"$f":"IF($E151=DataInput!$B150,DataInput!C150,NA())","v":"BLAN"},{"$f":"IF($E151=DataInput!$B150,DataInput!D150,NA())","v":"Blanche"},{"$f":"IF($E151=DataInput!$B150,DataInput!E150,NA())","v":"SAPN"},{"$f":"IF($E151=DataInput!$B150,DataInput!F150,NA())","v":"Summer"},{"$f":"IF($E151=DataInput!$B150,DataInput!G150,NA())","v":"Non-Coincident"},{"$f":"IF($E151=DataInput!$B150,DataInput!H150,NA())","v":2026},{"$f":"IF($E151=DataInput!$B150,DataInput!I150,NA())","v":"POE50"},{"$f":"IF($E151=DataInput!$B150,DataInput!J150,NA())","v":26.265153191967201},{"$f":"IF($E151=DataInput!$B150,DataInput!K150,NA())","v":0.85777248974948805},null,null,"SA Blanche",null,null,null,null,false,null,null,{"$error":"#N/A"},{"$error":"#N/A"},{"$error":"#N/A"},{"$error":"#N/A"},{"$error":"#N/A"},{"$error":"#N/A"},{"$error":"#N/A"},{"$error":"#N/A"},{"$error":"#N/A"},{"$error":"#N/A"}]
[null,{"$f":"IF(DataInput!B151=$B$8,IF($B$9=$B$10,TRUE,IF(DataInput!E151=$B$9,TRUE,FALSE)))","v":true},null,null,{"$f":"IF(B152=TRUE,DataInput!B151,NA())","v":"SA"},{"$f":"IF($E152=DataInput!$B151,DataInput!C151,NA())","v":"BLAN"},{"$f":"IF($E152=DataInput!$B151,DataInput!D151,NA())","v":"Blanche"},{"$f":"IF($E152=DataInput!$B151,DataInput!E151,NA())","v":"SAPN"},{"$f":"IF($E152=DataInput!$B151,DataInput!F151,NA())","v":"Winter"},{"$f":"IF($E152=DataInput!$B151,DataInput!G151,NA())","v":"Non-Coincident"},{"$f":"IF($E152=DataInput!$B151,DataInput!H151,NA())","v":2016},{"$f":"IF($E152=DataInput!$B151,DataInput!I151,NA())","v":"POE10"},{"$f":"IF($E152=DataInput!$B151,DataInput!J151,NA())","v":33.5880851682155},{"$f":"IF($E152=DataInput!$B151,DataInput!K151,NA())","v":0.98651856739474697},null,null,"SA Blanche",null,null,null,null,false,null,null,{"$error":"#N/A"},{"$error":"#N/A"},{"$error":"#N/A"},{"$error":"#N/A"},{"$error":"#N/A"},{"$error":"#N/A"},{"$error":"#N/A"},{"$error":"#N/A"},{"$error":"#N/A"},{"$error":"#N/A"}]
[null,{"$f":"IF(DataInput!B152=$B$8,IF($B$9=$B$10,TRUE,IF(DataInput!E152=$B$9,TRUE,FALSE)))","v":true},null,null,{"$f":"IF(B153=TRUE,DataInput!B152,NA())","v":"SA"},{"$f":"IF($E153=DataInput!$B152,DataInput!C152,NA())","v":"BLAN"},{"$f":"IF($E153=DataInput!$B152,DataInput!D152,NA())","v":"Blanche"},{"$f":"IF($E153=DataInput!$B152,DataInput!E152,NA())","v":"SAPN"},{"$f":"IF($E153=DataInput!$B152,DataInput!F152,NA())","v":"Winter"},{"$f":"IF($E153=DataInput!$B152,DataInput!G152,NA())","v":"Non-Coincident"},{"$f":"IF($E153=DataInput!$B152,DataInput!H152,NA())","v":2017},{"$f":"IF($E153=DataInput!$B152,DataInput!I152,NA())","v":"POE10"},{"$f":"IF($E153=DataInput!$B152,DataInput!J152,NA())","v":33.382104009427003},{"$f":"IF($E153=DataInput!$B152,DataInput!K152,NA())","v":0.98460110908634002},null,null,"SA Blanche",null,null,null,null,false,null,null,{"$error":"#N/A"},{"$error":"#N/A"},{"$error":"#N/A"},{"$error":"#N/A"},{"$error":"#N/A"},{"$error":"#N/A"},{"$error":"#N/A"},{"$error":"#N/A"},{"$error":"#N/A"},{"$error":"#N/A"}]
[null,{"$f":"IF(DataInput!B153=$B$8,IF($B$9=$B$10,TRUE,IF(DataInput!E153=$B$9,TRUE,FALSE)))","v":true},null,null,{"$f":"IF(B154=TRUE,DataInput!B153,NA())","v":"SA"},{"$f":"IF($E154=DataInput!$B153,DataInput!C153,NA())","v":"BLAN"},{"$f":"IF($E154=DataInput!$B153,DataInput!D153,NA())","v":"Blanche"},{"$f":"IF($E154=DataInput!$B153,DataInput!E153,NA())","v":"SAPN"},{"$f":"IF($E154=DataInput!$B153,DataInput!F153,NA())","v":"Winter"},{"$f":"IF($E154=DataInput!$B153,DataInput!G153,NA())","v":"Non-Coincident"},{"$f":"IF($E154=DataInput!$B153,DataInput!H153,NA())","v":2018},{"$f":"IF($E154=DataInput!$B153,DataInput!I153,NA())","v":"POE10"},{"$f":"IF($E154=DataInput!$B153,DataInput!J153,NA())","v":33.260892945277902},{"$f":"IF($E154=DataInput!$B153,DataInput!K153,NA())","v":0.98609419811876098},null,null,"SA Blanche",null,null,null,null,false,null,null,{"$error":"#N/A"},{"$error":"#N/A"},{"$error":"#N/A"},{"$error":"#N/A"},{"$error":"#N/A"},{"$error":"#N/A"},{"$error":"#N/A"},{"$error":"#N/A"},{"$error":"#N/A"},{"$error":"#N/A"}]
[null,{"$f":"IF(DataInput!B154=$B$8,IF($B$9=$B$10,TRUE,IF(DataInput!E154=$B$9,TRUE,FALSE)))","v":true},null,null,{"$f":"IF(B155=TRUE,DataInput!B154,NA())","v":"SA"},{"$f":"IF($E155=DataInput!$B154,DataInput!C154,NA())","v":"BLAN"},{"$f":"IF($E155=DataInput!$B154,DataInput!D154,NA())","v":"Blanche"},{"$f":"IF($E155=DataInput!$B154,DataInput!E154,NA())","v":"SAPN"},{"$f":"IF($E155=DataInput!$B154,DataInput!F154,NA())","v":"Winter"},{"$f":"IF($E155=DataInput!$B154,DataInput!G154,NA())","v":"Non-Coincident"},{"$f":"IF($E155=DataInput!$B154,DataInput!H154,NA())","v":2019},{"$f":"IF($E155=DataInput!$B154,DataInput!I154,NA())","v":"POE10"},{"$f":"IF($E155=DataInput!$B154,DataInput!J154,NA())","v":33.434790229529902},{"$f":"IF($E155=DataInput!$B154,DataInput!K154,NA())","v":0.98937480146753698},null,null,"SA Blanche",null,null,null,null,false,null,null,{"$error":"#N/A"},{"$error":"#N/A"},{"$error":"#N/A"},{"$error":"#N/A"},{"$error":"#N/A"},{"$error":"#N/A"},{"$error":"#N/A"},{"$error":"#N/A"},{"$error":"#N/A"},{"$error":"#N/A"}]
[null,{"$f":"IF(DataInput!B155=$B$8,IF($B$9=$B$10,TRUE,IF(DataInput!E155=$B$9,TRUE,FALSE)))","v":true},null,null,{"$f":"IF(B156=TRUE,DataInput!B155,NA())","v":"SA"},{"$f":"IF($E156=DataInput!$B155,DataInput!C155,NA())","v":"BLAN"},{"$f":"IF($E156=DataInput!$B155,DataInput!D155,NA())","v":"Blanche"},{"$f":"IF($E156=DataInput!$B155,DataInput!E155,NA())","v":"SAPN"},{"$f":"IF($E156=DataInput!$B155,DataInput!F155,NA())","v":"Winter"},{"$f":"IF($E156=DataInput!$B155,DataInput!G155,NA())","v":"Non-Coincident"},{"$f":"IF($E156=DataInput!$B155,DataInput!H155,NA())","v":2020},{"$f":"IF($E156=DataInput!$B155,DataInput!I155,NA())","v":"POE10"},{"$f":"IF($E156=DataInput!$B155,DataInput!J155,NA())","v":33.551978830110201},{"$f":"IF($E156=DataInput!$B155,DataInput!K155,NA())","v":0.98813146825634501},null,null,"SA Blanche",null,null,null,null,false,null,null,{"$error":"#N/A"},{"$error":"#N/A"},{"$error":"#N/A"},{"$error":"#N/A"},{"$error":"#N/A"},{"$error":"#N/A"},{"$error":"#N/A"},{"$error":"#N/A"},{"$error":"#N/A"},{"$error":"#N/A"}]
[null,{"$f":"IF(DataInput!B156=$B$8,IF($B$9=$B$10,TRUE,IF(DataInput!E156=$B$9,TRUE,FALSE)))","v":true},null,null,{"$f":"IF(B157=TRUE,DataInput!B156,NA())","v":"SA"},{"$f":"IF($E157=DataInput!$B156,DataInput!C156,NA())","v":"BLAN"},{"$f":"IF($E157=DataInput!$B156,DataInput!D156,NA())","v":"Blanche"},{"$f":"IF($E157=DataInput!$B156,DataInput!E156,NA())","v":"SAPN"},{"$f":"IF($E157=DataInput!$B156,DataInput!F156,NA())","v":"Winter"},{"$f":"IF($E157=DataInput!$B156,DataInput!G156,NA())","v":"Non-Coincident"},{"$f":"IF($E157=DataInput!$B156,DataInput!H156,NA())","v":2021},{"$f":"IF($E157=DataInput!$B156,DataInput!I156,NA())","v":"POE10"},{"$f":"IF($E157=DataInput!$B156,DataInput!J156,NA())","v":33.7078037171893},{"$f":"IF($E157=DataInput!$B156,DataInput!K156,NA())","v":0.98818459580911899},null,null,"SA Blanche",null,null,null,null,false,null,null,{"$error":"#N/A"},{"$error":"#N/A"},{"$error":"#N/A"},{"$error":"#N/A"},{"$error":"#N/A"},{"$error":"#N/A"},{"$error":"#N/A"},{"$error":"#N/A"},{"$error":"#N/A"},{"$error":"#N/A"}]
[null,{"$f":"IF(DataInput!B157=$B$8,IF($B$9=$B$10,TRUE,IF(DataInput!E157=$B$9,TRUE,FALSE)))","v":true},null,null,{"$f":"IF(B158=TRUE,DataInput!B157,NA())","v":"SA"},{"$f":"IF($E158=DataInput!$B157,DataInput!C157,NA())","v":"BLAN"},{"$f":"IF($E158=DataInput!$B157,DataInput!D157,NA())","v":"Blanche"},{"$f":"IF($E158=DataInput!$B157,DataInput!E157,NA())","v":"SAPN"},{"$f":"IF($E158=DataInput!$B157,DataInput!F157,NA())","v":"Winter"},{"$f":"IF($E158=DataInput!$B157,DataInput!G157,NA())","v":"Non-Coincident"},{"$f":"IF($E158=DataInput!$B157,DataInput!H157,NA())","v":2022},{"$f":"IF($E158=DataInput!$B157,DataInput!I157,NA())","v":"POE10"},{"$f":"IF($E158=DataInput!$B157,DataInput!J157,NA())","v":33.949983154326297},{"$f":"IF($E158=DataInput!$B157,DataInput!K157,NA())","v":0.98823954013288096},null,null,"SA Blanche",null,null,null,null,false,null,null,{"$error":"#N/A"},{"$error":"#N/A"},{"$error":"#N/A"},{"$error":"#N/A"},{"$error":"#N/A"},{"$error":"#N/A"},{"$error":"#N/A"},{"$error":"#N/A"},{"$error":"#N/A"},{"$error":"#N/A"}]
[null,{"$f":"IF(DataInput!B158=$B$8,IF($B$9=$B$10,TRUE,IF(DataInput!E158=$B$9,TRUE,FALSE)))","v":true},null,null,{"$f":"IF(B159=TRUE,DataInput!B158,NA())","v":"SA"},{"$f":"IF($E159=DataInput!$B158,DataInput!C158,NA())","v":"BLAN"},{"$f":"IF($E159=DataInput!$B158,DataInput!D158,NA())","v":"Blanche"},{"$f":"IF($E159=DataInput!$B158,DataInput!E158,NA())","v":"SAPN"},{"$f":"IF($E159=DataInput!$B158,DataInput!F158,NA())","v":"Winter"},{"$f":"IF($E159=DataInput!$B158,DataInput!G158,NA())","v":"Non-Coincident"},{"$f":"IF($E159=DataInput!$B158,DataInput!H158,NA())","v":2023},{"$f":"IF($E159=DataInput!$B158,DataInput!I158,NA())","v":"POE10"},{"$f":"IF($E159=DataInput!$B158,DataInput!J158,NA())","v":34.203595084670802},{"$f":"IF($E159=DataInput!$B158,DataInput!K158,NA())","v":0.98829615749537603},null,null,"SA Blanche",null,null,null,null,false,null,null,{"$error":"#N/A"},{"$error":"#N/A"},{"$error":"#N/A"},{"$error":"#N/A"},{"$error":"#N/A"},{"$error":"#N/A"},{"$error":"#N/A"},{"$error":"#N/A"},{"$error":"#N/A"},{"$error":"#N/A"}]
[null,{"$f":"IF(DataInput!B159=$B$8,IF($B$9=$B$10,TRUE,IF(DataInput!E159=$B$9,TRUE,FALSE)))","v":true},null,null,{"$f":"IF(B160=TRUE,DataInput!B159,NA())","v":"SA"},{"$f":"IF($E160=DataInput!$B159,DataInput!C159,NA())","v":"BLAN"},{"$f":"IF($E160=DataInput!$B159,DataInput!D159,NA())","v":"Blanche"},{"$f":"IF($E160=DataInput!$B159,DataInput!E159,NA())","v":"SAPN"},{"$f":"IF($E160=DataInput!$B159,DataInput!F159,NA())","v":"Winter"},{"$f":"IF($E160=DataInput!$B159,DataInput!G159,NA())","v":"Non-Coincident"},{"$f":"IF($E160=DataInput!$B159,DataInput!H159,NA())","v":2024},{"$f":"IF($E160=DataInput!$B159,DataInput!I159,NA())","v":"POE10"},{"$f":"IF($E160=DataInput!$B159,DataInput!J159,NA())","v":34.528410756656797},{"$f":"IF($E160=DataInput!$B159,DataInput!K159,NA())","v":0.98835431433074095},null,null,"SA Blanche",null,null,null,null,false,null,null,{"$error":"#N/A"},{"$error":"#N/A"},{"$error":"#N/A"},{"$error":"#N/A"},{"$error":"#N/A"},{"$error":"#N/A"},{"$error":"#N/A"},{"$error":"#N/A"},{"$error":"#N/A"},{"$error":"#N/A"}]
[null,{"$f":"IF(DataInput!B160=$B$8,IF($B$9=$B$10,TRUE,IF(DataInput!E160=$B$9,TRUE,FALSE)))","v":true},null,null,{"$f":"IF(B161=TRUE,DataInput!B160,NA())","v":"SA"},{"$f":"IF($E161=DataInput!$B160,DataInput!C160,NA())","v":"BLAN"},{"$f":"IF($E161=DataInput!$B160,DataInput!D160,NA())","v":"Blanche"},{"$f":"IF($E161=DataInput!$B160,DataInput!E160,NA())","v":"SAPN"},{"$f":"IF($E161=DataInput!$B160,DataInput!F160,NA())","v":"Winter"},{"$f":"IF($E161=DataInput!$B160,DataInput!G160,NA())","v":"Non-Coincident"},{"$f":"IF($E161=DataInput!$B160,DataInput!H160,NA())","v":2025},{"$f":"IF($E161=DataInput!$B160,DataInput!I160,NA())","v":"POE10"},{"$f":"IF($E161=DataInput!$B160,DataInput!J160,NA())","v":34.808822217652001},{"$f":"IF($E161=DataInput!$B160,DataInput!K160,NA())","v":0.98841389143601299},null,null,"SA Blanche",null,null,null,null,false,null,null,{"$error":"#N/A"},{"$error":"#N/A"},{"$error":"#N/A"},{"$error":"#N/A"},{"$error":"#N/A"},{"$error":"#N/A"},{"$error":"#N/A"},{"$error":"#N/A"},{"$error":"#N/A"},{"$error":"#N/A"}]
[null,{"$f":"IF(DataInput!B161=$B$8,IF($B$9=$B$10,TRUE,IF(DataInput!E161=$B$9,TRUE,FALSE)))","v":true},null,null,{"$f":"IF(B162=TRUE,DataInput!B161,NA())","v":"SA"},{"$f":"IF($E162=DataInput!$B161,DataInput!C161,NA())","v":"BLAN"},{"$f":"IF($E162=DataInput!$B161,DataInput!D161,NA())","v":"Blanche"},{"$f":"IF($E162=DataInput!$B161,DataInput!E161,NA())","v":"SAPN"},{"$f":"IF($E162=DataInput!$B161,DataInput!F161,NA())","v":"Winter"},{"$f":"IF($E162=DataInput!$B161,DataInput!G161,NA())","v":"Non-Coincident"},{"$f":"IF($E162=DataInput!$B161,DataInput!H161,NA())","v":2016},{"$f":"IF($E162=DataInput!$B161,DataInput!I161,NA())","v":"POE50"},{"$f":"IF($E162=DataInput!$B161,DataInput!J161,NA())","v":32.6782373439043},{"$f":"IF($E162=DataInput!$B161,DataInput!K161,NA())","v":0.989257918046068},null,null,"SA Blanche",null,null,null,null,false,null,null,{"$error":"#N/A"},{"$error":"#N/A"},{"$error":"#N/A"},{"$error":"#N/A"},{"$error":"#N/A"},{"$error":"#N/A"},{"$error":"#N/A"},{"$error":"#N/A"},{"$error":"#N/A"},{"$error":"#N/A"}]
[null,{"$f":"IF(DataInput!B162=$B$8,IF($B$9=$B$10,TRUE,IF(DataInput!E162=$B$9,TRUE,FALSE)))","v":true},null,null,{"$f":"IF(B163=TRUE,DataInput!B162,NA())","v":"SA"},{"$f":"IF($E163=DataInput!$B162,DataInput!C162,NA())","v":"BLAN"},{"$f":"IF($E163=DataInput!$B162,DataInput!D162,NA())","v":"Blanche"},{"$f":"IF($E163=DataInput!$B162,DataInput!E162,NA())","v":"SAPN"},{"$f":"IF($E163=DataInput!$B162,DataInput!F162,NA())","v":"Winter"},{"$f":"IF($E163=DataInput!$B162,DataInput!G162,NA())","v":"Non-Coincident"},{"$f":"IF($E163=DataInput!$B162,DataInput!H162,NA())","v":2017},{"$f":"IF($E163=DataInput!$B162,DataInput!I162,NA())","v":"POE50"},{"$f":"IF($E163=DataInput!$B162,DataInput!J162,NA())","v":32.4816844346986},{"$f":"IF($E163=DataInput!$B162,DataInput!K162,NA())","v":0.98687839364207597},null,null,"SA Blanche",null,null,null,null,false,null,null,{"$error":"#N/A"},{"$f":"IF($V163=TRUE,F163,NA())","v":{"$error":"#N/A"}},{"$f":"IF($V163=TRUE,G163,NA())","v":{"$error":"#N/A"}},{"$f":"IF($V163=TRUE,H163,NA())","v":{"$error":"#N/A"}},{"$f":"IF($V163=TRUE,I163,NA())","v":{"$error":"#N/A"}},{"$f":"IF($V163=TRUE,J163,NA())","v":{"$error":"#N/A"}},{"$f":"IF($V163=TRUE,K163,NA())","v":{"$error":"#N/A"}},{"$f":"IF($V163=TRUE,L163,NA())","v":{"$error":"#N/A"}},{"$f":"IF($V163=TRUE,M163,NA())","v":{"$error":"#N/A"}},{"$f":"IF($V163=TRUE,N163,NA())","v":{"$error":"#N/A"}}]
[null,{"$f":"IF(DataInput!B163=$B$8,IF($B$9=$B$10,TRUE,IF(DataInput!E163=$B$9,TRUE,FALSE)))","v":true},null,null,{"$f":"IF(B164=TRUE,DataInput!B163,NA())","v":"SA"},{"$f":"IF($E164=DataInput!$B163,DataInput!C163,NA())","v":"BLAN"},{"$f":"IF($E164=DataInput!$B163,DataInput!D163,NA())","v":"Blanche"},{"$f":"IF($E164=DataInput!$B163,DataInput!E163,NA())","v":"SAPN"},{"$f":"IF($E164=DataInput!$B163,DataInput!F163,NA())","v":"Winter"},{"$f":"IF($E164=DataInput!$B163,DataInput!G163,NA())","v":"Non-Coincident"},{"$f":"IF($E164=DataInput!$B163,DataInput!H163,NA())","v":2018},{"$f":"IF($E164=DataInput!$B163,DataInput!I163,NA())","v":"POE50"},{"$f":"IF($E164=DataInput!$B163,DataInput!J163,NA())","v":32.372485148178001},{"$f":"IF($E164=DataInput!$B163,DataInput!K163,NA())","v":0.98872752167408895},null,null,"SA Blanche",null,null,null,null,false,null,null,{"$error":"#N/A"},{"$error":"#N/A"},{"$error":"#N/A"},{"$error":"#N/A"},{"$error":"#N/A"},{"$error":"#N/A"},{"$error":"#N/A"},{"$error":"#N/A"},{"$error":"#N/A"},{"$error":"#N/A"}]
[null,{"$f":"IF(DataInput!B164=$B$8,IF($B$9=$B$10,TRUE,IF(DataInput!E164=$B$9,TRUE,FALSE)))","v":true},null,null,{"$f":"IF(B165=TRUE,DataInput!B164,NA())","v":"SA"},{"$f":"IF($E165=DataInput!$B164,DataInput!C164,NA())","v":"BLAN"},{"$f":"IF($E165=DataInput!$B164,DataInput!D164,NA())","v":"Blanche"},{"$f":"IF($E165=DataInput!$B164,DataInput!E164,NA())","v":"SAPN"},{"$f":"IF($E165=DataInput!$B164,DataInput!F164,NA())","v":"Winter"},{"$f":"IF($E165=DataInput!$B164,DataInput!G164,NA())","v":"Non-Coincident"},{"$f":"IF($E165=DataInput!$B164,DataInput!H164,NA())","v":2019},{"$f":"IF($E165=DataInput!$B164,DataInput!I164,NA())","v":"POE50"},{"$f":"IF($E165=DataInput!$B164,DataInput!J164,NA())","v":32.592948549165897},{"$f":"IF($E165=DataInput!$B164,DataInput!K164,NA())","v":0.99257244532983202},null,null,"SA Blanche",null,null,null,null,false,null,null,{"$error":"#N/A"},{"$error":"#N/A"},{"$error":"#N/A"},{"$error":"#N/A"},{"$error":"#N/A"},{"$error":"#N/A"},{"$error":"#N/A"},{"$error":"#N/A"},{"$error":"#N/A"},{"$error":"#N/A"}]
[null,{"$f":"IF(DataInput!B165=$B$8,IF($B$9=$B$10,TRUE,IF(DataInput!E165=$B$9,TRUE,FALSE)))","v":true},null,null,{"$f":"IF(B166=TRUE,DataInput!B165,NA())","v":"SA"},{"$f":"IF($E166=DataInput!$B165,DataInput!C165,NA())","v":"BLAN"},{"$f":"IF($E166=DataInput!$B165,DataInput!D165,NA())","v":"Blanche"},{"$f":"IF($E166=DataInput!$B165,DataInput!E165,NA())","v":"SAPN"},{"$f":"IF($E166=DataInput!$B165,DataInput!F165,NA())","v":"Winter"},{"$f":"IF($E166=DataInput!$B165,DataInput!G165,NA())","v":"Non-Coincident"},{"$f":"IF($E166=DataInput!$B165,DataInput!H165,NA())","v":2020},{"$f":"IF($E166=DataInput!$B165,DataInput!I165,NA())","v":"POE50"},{"$f":"IF($E166=DataInput!$B165,DataInput!J165,NA())","v":32.795752973689702},{"$f":"IF($E166=DataInput!$B165,DataInput!K165,NA())","v":0.99094240852140503},null,null,"SA Blanche",null,null,null,null,false,null,null,{"$error":"#N/A"},{"$error":"#N/A"},{"$error":"#N/A"},{"$error":"#N/A"},{"$error":"#N/A"},{"$error":"#N/A"},{"$error":"#N/A"},{"$error":"#N/A"},{"$error":"#N/A"},{"$error":"#N/A"}]
[null,{"$f":"IF(DataInput!B166=$B$8,IF($B$9=$B$10,TRUE,IF(DataInput!E166=$B$9,TRUE,FALSE)))","v":true},null,null,{"$f":"IF(B167=TRUE,DataInput!B166,NA())","v":"SA"},{"$f":"IF($E167=DataInput!$B166,DataInput!C166,NA())","v":"BLAN"},{"$f":"IF($E167=DataInput!$B166,DataInput!D166,NA())","v":"Blanche"},{"$f":"IF($E167=DataInput!$B166,DataInput!E166,NA())","v":"SAPN"},{"$f":"IF($E167=DataInput!$B166,DataInput!F166,NA())","v":"Winter"},{"$f":"IF($E167=DataInput!$B166,DataInput!G166,NA())","v":"Non-Coincident"},{"$f":"IF($E167=DataInput!$B166,DataInput!H166,NA())","v":2021},{"$f":"IF($E167=DataInput!$B166,DataInput!I166,NA())","v":"POE50"},{"$f":"IF($E167=DataInput!$B166,DataInput!J166,NA())","v":32.942057738530401},{"$f":"IF($E167=DataInput!$B166,DataInput!K166,NA())","v":0.990999171966777},null,null,"SA Blanche",null,null,null,null,false,null,null,{"$error":"#N/A"},{"$error":"#N/A"},{"$error":"#N/A"},{"$error":"#N/A"},{"$error":"#N/A"},{"$error":"#N/A"},{"$error":"#N/A"},{"$error":"#N/A"},{"$error":"#N/A"},{"$error":"#N/A"}]
[null,{"$f":"IF(DataInput!B167=$B$8,IF($B$9=$B$10,TRUE,IF(DataInput!E167=$B$9,TRUE,FALSE)))","v":true},null,null,{"$f":"IF(B168=TRUE,DataInput!B167,NA())","v":"SA"},{"$f":"IF($E168=DataInput!$B167,DataInput!C167,NA())","v":"BLAN"},{"$f":"IF($E168=DataInput!$B167,DataInput!D167,NA())","v":"Blanche"},{"$f":"IF($E168=DataInput!$B167,DataInput!E167,NA())","v":"SAPN"},{"$f":"IF($E168=DataInput!$B167,DataInput!F167,NA())","v":"Winter"},{"$f":"IF($E168=DataInput!$B167,DataInput!G167,NA())","v":"Non-Coincident"},{"$f":"IF($E168=DataInput!$B167,DataInput!H167,NA())","v":2022},{"$f":"IF($E168=DataInput!$B167,DataInput!I167,NA())","v":"POE50"},{"$f":"IF($E168=DataInput!$B167,DataInput!J167,NA())","v":33.124249335513603},{"$f":"IF($E168=DataInput!$B167,DataInput!K167,NA())","v":0.99105803089639199},null,null,"SA Blanche",null,null,null,null,false,null,null,{"$error":"#N/A"},{"$error":"#N/A"},{"$error":"#N/A"},{"$error":"#N/A"},{"$error":"#N/A"},{"$error":"#N/A"},{"$error":"#N/A"},{"$error":"#N/A"},{"$error":"#N/A"},{"$error":"#N/A"}]
[null,{"$f":"IF(DataInput!B168=$B$8,IF($B$9=$B$10,TRUE,IF(DataInput!E168=$B$9,TRUE,FALSE)))","v":true},null,null,{"$f":"IF(B169=TRUE,DataInput!B168,NA())","v":"SA"},{"$f":"IF($E169=DataInput!$B168,DataInput!C168,NA())","v":"BLAN"},{"$f":"IF($E169=DataInput!$B168,DataInput!D168,NA())","v":"Blanche"},{"$f":"IF($E169=DataInput!$B168,DataInput!E168,NA())","v":"SAPN"},{"$f":"IF($E169=DataInput!$B168,DataInput!F168,NA())","v":"Winter"},{"$f":"IF($E169=DataInput!$B168,DataInput!G168,NA())","v":"Non-Coincident"},{"$f":"IF($E169=DataInput!$B168,DataInput!H168,NA())","v":2023},{"$f":"IF($E169=DataInput!$B168,DataInput!I168,NA())","v":"POE50"},{"$f":"IF($E169=DataInput!$B168,DataInput!J168,NA())","v":33.340058181504801},{"$f":"IF($E169=DataInput!$B168,DataInput!K168,NA())","v":0.99111883956897195},null,null,"SA Blanche",null,null,null,null,false,null,null,{"$error":"#N/A"},{"$error":"#N/A"},{"$error":"#N/A"},{"$error":"#N/A"},{"$error":"#N/A"},{"$error":"#N/A"},{"$error":"#N/A"},{"$error":"#N/A"},{"$error":"#N/A"},{"$error":"#N/A"}]
[null,{"$f":"IF(DataInput!B169=$B$8,IF($B$9=$B$10,TRUE,IF(DataInput!E169=$B$9,TRUE,FALSE)))","v":true},null,null,{"$f":"IF(B170=TRUE,DataInput!B169,NA())","v":"SA"},{"$f":"IF($E170=DataInput!$B169,DataInput!C169,NA())","v":"BLAN"},{"$f":"IF($E170=DataInput!$B169,DataInput!D169,NA())","v":"Blanche"},{"$f":"IF($E170=DataInput!$B169,DataInput!E169,NA())","v":"SAPN"},{"$f":"IF($E170=DataInput!$B169,DataInput!F169,NA())","v":"Winter"},{"$f":"IF($E170=DataInput!$B169,DataInput!G169,NA())","v":"Non-Coincident"},{"$f":"IF($E170=DataInput!$B169,DataInput!H169,NA())","v":2024},{"$f":"IF($E170=DataInput!$B169,DataInput!I169,NA())","v":"POE50"},{"$f":"IF($E170=DataInput!$B169,DataInput!J169,NA())","v":33.652576977630297},{"$f":"IF($E170=DataInput!$B169,DataInput!K169,NA())","v":0.99118145950105196},null,null,"SA Blanche",null,null,null,null,false,null,null,{"$error":"#N/A"},{"$error":"#N/A"},{"$error":"#N/A"},{"$error":"#N/A"},{"$error":"#N/A"},{"$error":"#N/A"},{"$error":"#N/A"},{"$error":"#N/A"},{"$error":"#N/A"},{"$error":"#N/A"}]
[null,{"$f":"IF(DataInput!B170=$B$8,IF($B$9=$B$10,TRUE,IF(DataInput!E170=$B$9,TRUE,FALSE)))","v":true},null,null,{"$f":"IF(B171=TRUE,DataInput!B170,NA())","v":"SA"},{"$f":"IF($E171=DataInput!$B170,DataInput!C170,NA())","v":"BLAN"},{"$f":"IF($E171=DataInput!$B170,DataInput!D170,NA())","v":"Blanche"},{"$f":"IF($E171=DataInput!$B170,DataInput!E170,NA())","v":"SAPN"},{"$f":"IF($E171=DataInput!$B170,DataInput!F170,NA())","v":"Winter"},{"$f":"IF($E171=DataInput!$B170,DataInput!G170,NA())","v":"Non-Coincident"},{"$f":"IF($E171=DataInput!$B170,DataInput!H170,NA())","v":2025},{"$f":"IF($E171=DataInput!$B170,DataInput!I170,NA())","v":"POE50"},{"$f":"IF($E171=DataInput!$B170,DataInput!J170,NA())","v":33.980789844511698},{"$f":"IF($E171=DataInput!$B170,DataInput!K170,NA())","v":0.99124576474985604},null,null,"SA Blanche",null,null,null,null,false,null,null,{"$error":"#N/A"},{"$error":"#N/A"},{"$error":"#N/A"},{"$error":"#N/A"},{"$error":"#N/A"},{"$error":"#N/A"},{"$error":"#N/A"},{"$error":"#N/A"},{"$error":"#N/A"},{"$error":"#N/A"}]
[null,{"$f":"IF(DataInput!B171=$B$8,IF($B$9=$B$10,TRUE,IF(DataInput!E171=$B$9,TRUE,FALSE)))","v":true},null,null,{"$f":"IF(B172=TRUE,DataInput!B171,NA())","v":"SA"},{"$f":"IF($E172=DataInput!$B171,DataInput!C171,NA())","v":"EAST"},{"$f":"IF($E172=DataInput!$B171,DataInput!D171,NA())","v":"Eastern Suburbs"},{"$f":"IF($E172=DataInput!$B171,DataInput!E171,NA())","v":"SAPN"},{"$f":"IF($E172=DataInput!$B171,DataInput!F171,NA())","v":"Summer"},{"$f":"IF($E172=DataInput!$B171,DataInput!G171,NA())","v":"Non-Coincident"},{"$f":"IF($E172=DataInput!$B171,DataInput!H171,NA())","v":2017},{"$f":"IF($E172=DataInput!$B171,DataInput!I171,NA())","v":"POE10"},{"$f":"IF($E172=DataInput!$B171,DataInput!J171,NA())","v":722.05408279508299},{"$f":"IF($E172=DataInput!$B171,DataInput!K171,NA())","v":0.94979434837051402},null,null,"SA Eastern Suburbs",null,null,null,null,false,null,null,{"$error":"#N/A"},{"$error":"#N/A"},{"$error":"#N/A"},{"$error":"#N/A"},{"$error":"#N/A"},{"$error":"#N/A"},{"$error":"#N/A"},{"$error":"#N/A"},{"$error":"#N/A"},{"$error":"#N/A"}]
[null,{"$f":"IF(DataInput!B172=$B$8,IF($B$9=$B$10,TRUE,IF(DataInput!E172=$B$9,TRUE,FALSE)))","v":true},null,null,{"$f":"IF(B173=TRUE,DataInput!B172,NA())","v":"SA"},{"$f":"IF($E173=DataInput!$B172,DataInput!C172,NA())","v":"EAST"},{"$f":"IF($E173=DataInput!$B172,DataInput!D172,NA())","v":"Eastern Suburbs"},{"$f":"IF($E173=DataInput!$B172,DataInput!E172,NA())","v":"SAPN"},{"$f":"IF($E173=DataInput!$B172,DataInput!F172,NA())","v":"Summer"},{"$f":"IF($E173=DataInput!$B172,DataInput!G172,NA())","v":"Non-Coincident"},{"$f":"IF($E173=DataInput!$B172,DataInput!H172,NA())","v":2018},{"$f":"IF($E173=DataInput!$B172,DataInput!I172,NA())","v":"POE10"},{"$f":"IF($E173=DataInput!$B172,DataInput!J172,NA())","v":716.54351241076597},{"$f":"IF($E173=DataInput!$B172,DataInput!K172,NA())","v":0.94076427927246298},null,null,"SA Eastern Suburbs",null,null,null,null,false,null,null,{"$error":"#N/A"},{"$error":"#N/A"},{"$error":"#N/A"},{"$error":"#N/A"},{"$error":"#N/A"},{"$error":"#N/A"},{"$error":"#N/A"},{"$error":"#N/A"},{"$error":"#N/A"},{"$error":"#N/A"}]
[null,{"$f":"IF(DataInput!B173=$B$8,IF($B$9=$B$10,TRUE,IF(DataInput!E173=$B$9,TRUE,FALSE)))","v":true},null,null,{"$f":"IF(B174=TRUE,DataInput!B173,NA())","v":"SA"},{"$f":"IF($E174=DataInput!$B173,DataInput!C173,NA())","v":"EAST"},{"$f":"IF($E174=DataInput!$B173,DataInput!D173,NA())","v":"Eastern Suburbs"},{"$f":"IF($E174=DataInput!$B173,DataInput!E173,NA())","v":"SAPN"},{"$f":"IF($E174=DataInput!$B173,DataInput!F173,NA())","v":"Summer"},{"$f":"IF($E174=DataInput!$B173,DataInput!G173,NA())","v":"Non-Coincident"},{"$f":"IF($E174=DataInput!$B173,DataInput!H173,NA())","v":2019},{"$f":"IF($E174=DataInput!$B173,DataInput!I173,NA())","v":"POE10"},{"$f":"IF($E174=DataInput!$B173,DataInput!J173,NA())","v":713.25811944144505},{"$f":"IF($E174=DataInput!$B173,DataInput!K173,NA())","v":0.94775069799105305},null,null,"SA Eastern Suburbs",null,null,null,null,false,null,null,{"$error":"#N/A"},{"$error":"#N/A"},{"$error":"#N/A"},{"$error":"#N/A"},{"$error":"#N/A"},{"$error":"#N/A"},{"$error":"#N/A"},{"$error":"#N/A"},{"$error":"#N/A"},{"$error":"#N/A"}]
[null,{"$f":"IF(DataInput!B174=$B$8,IF($B$9=$B$10,TRUE,IF(DataInput!E174=$B$9,TRUE,FALSE)))","v":true},null,null,{"$f":"IF(B175=TRUE,DataInput!B174,NA())","v":"SA"},{"$f":"IF($E175=DataInput!$B174,DataInput!C174,NA())","v":"EAST"},{"$f":"IF($E175=DataInput!$B174,DataInput!D174,NA())","v":"Eastern Suburbs"},{"$f":"IF($E175=DataInput!$B174,DataInput!E174,NA())","v":"SAPN"},{"$f":"IF($E175=DataInput!$B174,DataInput!F174,NA())","v":"Summer"},{"$f":"IF($E175=DataInput!$B174,DataInput!G174,NA())","v":"Non-Coincident"},{"$f":"IF($E175=DataInput!$B174,DataInput!H174,NA())","v":2020},{"$f":"IF($E175=DataInput!$B174,DataInput!I174,NA())","v":"POE10"},{"$f":"IF($E175=DataInput!$B174,DataInput!J174,NA())","v":689.353309333997},{"$f":"IF($E175=DataInput!$B174,DataInput!K174,NA())","v":0.94052623285443604},null,null,"SA Eastern Suburbs",null,null,null,null,false,null,null,{"$error":"#N/A"},{"$error":"#N/A"},{"$error":"#N/A"},{"$error":"#N/A"},{"$error":"#N/A"},{"$error":"#N/A"},{"$error":"#N/A"},{"$error":"#N/A"},{"$error":"#N/A"},{"$error":"#N/A"}]
[null,{"$f":"IF(DataInput!B175=$B$8,IF($B$9=$B$10,TRUE,IF(DataInput!E175=$B$9,TRUE,FALSE)))","v":true},null,null,{"$f":"IF(B176=TRUE,DataInput!B175,NA())","v":"SA"},{"$f":"IF($E176=DataInput!$B175,DataInput!C175,NA())","v":"EAST"},{"$f":"IF($E176=DataInput!$B175,DataInput!D175,NA())","v":"Eastern Suburbs"},{"$f":"IF($E176=DataInput!$B175,DataInput!E175,NA())","v":"SAPN"},{"$f":"IF($E176=DataInput!$B175,DataInput!F175,NA())","v":"Summer"},{"$f":"IF($E176=DataInput!$B175,DataInput!G175,NA())","v":"Non-Coincident"},{"$f":"IF($E176=DataInput!$B175,DataInput!H175,NA())","v":2021},{"$f":"IF($E176=DataInput!$B175,DataInput!I175,NA())","v":"POE10"},{"$f":"IF($E176=DataInput!$B175,DataInput!J175,NA())","v":667.30597211928398},{"$f":"IF($E176=DataInput!$B175,DataInput!K175,NA())","v":0.95052595047854904},null,null,"SA Eastern Suburbs",null,null,null,null,false,null,null,{"$error":"#N/A"},{"$error":"#N/A"},{"$error":"#N/A"},{"$error":"#N/A"},{"$error":"#N/A"},{"$error":"#N/A"},{"$error":"#N/A"},{"$error":"#N/A"},{"$error":"#N/A"},{"$error":"#N/A"}]
[null,{"$f":"IF(DataInput!B176=$B$8,IF($B$9=$B$10,TRUE,IF(DataInput!E176=$B$9,TRUE,FALSE)))","v":true},null,null,{"$f":"IF(B177=TRUE,DataInput!B176,NA())","v":"SA"},{"$f":"IF($E177=DataInput!$B176,DataInput!C176,NA())","v":"EAST"},{"$f":"IF($E177=DataInput!$B176,DataInput!D176,NA())","v":"Eastern Suburbs"},{"$f":"IF($E177=DataInput!$B176,DataInput!E176,NA())","v":"SAPN"},{"$f":"IF($E177=DataInput!$B176,DataInput!F176,NA())","v":"Summer"},{"$f":"IF($E177=DataInput!$B176,DataInput!G176,NA())","v":"Non-Coincident"},{"$f":"IF($E177=DataInput!$B176,DataInput!H176,NA())","v":2022},{"$f":"IF($E177=DataInput!$B176,DataInput!I176,NA())","v":"POE10"},{"$f":"IF($E177=DataInput!$B176,DataInput!J176,NA())","v":646.04794762742199},{"$f":"IF($E177=DataInput!$B176,DataInput!K176,NA())","v":0.95063279387039201},null,null,"SA Eastern Suburbs",null,null,null,null,false,null,null,{"$error":"#N/A"},{"$error":"#N/A"},{"$error":"#N/A"},{"$error":"#N/A"},{"$error":"#N/A"},{"$error":"#N/A"},{"$error":"#N/A"},{"$error":"#N/A"},{"$error":"#N/A"},{"$error":"#N/A"}]
[null,{"$f":"IF(DataInput!B177=$B$8,IF($B$9=$B$10,TRUE,IF(DataInput!E177=$B$9,TRUE,FALSE)))","v":true},null,null,{"$f":"IF(B178=TRUE,DataInput!B177,NA())","v":"SA"},{"$f":"IF($E178=DataInput!$B177,DataInput!C177,NA())","v":"EAST"},{"$f":"IF($E178=DataInput!$B177,DataInput!D177,NA())","v":"Eastern Suburbs"},{"$f":"IF($E178=DataInput!$B177,DataInput!E177,NA())","v":"SAPN"},{"$f":"IF($E178=DataInput!$B177,DataInput!F177,NA())","v":"Summer"},{"$f":"IF($E178=DataInput!$B177,DataInput!G177,NA())","v":"Non-Coincident"},{"$f":"IF($E178=DataInput!$B177,DataInput!H177,NA())","v":2023},{"$f":"IF($E178=DataInput!$B177,DataInput!I177,NA())","v":"POE10"},{"$f":"IF($E178=DataInput!$B177,DataInput!J177,NA())","v":630.85223947455597},{"$f":"IF($E178=DataInput!$B177,DataInput!K177,NA())","v":0.95075105341048904},null,null,"SA Eastern Suburbs",null,null,null,null,false,null,null,{"$error":"#N/A"},{"$error":"#N/A"},{"$error":"#N/A"},{"$error":"#N/A"},{"$error":"#N/A"},{"$error":"#N/A"},{"$error":"#N/A"},{"$error":"#N/A"},{"$error":"#N/A"},{"$error":"#N/A"}]
[null,{"$f":"IF(DataInput!B178=$B$8,IF($B$9=$B$10,TRUE,IF(DataInput!E178=$B$9,TRUE,FALSE)))","v":true},null,null,{"$f":"IF(B179=TRUE,DataInput!B178,NA())","v":"SA"},{"$f":"IF($E179=DataInput!$B178,DataInput!C178,NA())","v":"EAST"},{"$f":"IF($E179=DataInput!$B178,DataInput!D178,NA())","v":"Eastern Suburbs"},{"$f":"IF($E179=DataInput!$B178,DataInput!E178,NA())","v":"SAPN"},{"$f":"IF($E179=DataInput!$B178,DataInput!F178,NA())","v":"Summer"},{"$f":"IF($E179=DataInput!$B178,DataInput!G178,NA())","v":"Non-Coincident"},{"$f":"IF($E179=DataInput!$B178,DataInput!H178,NA())","v":2024},{"$f":"IF($E179=DataInput!$B178,DataInput!I178,NA())","v":"POE10"},{"$f":"IF($E179=DataInput!$B178,DataInput!J178,NA())","v":622.17534115276999},{"$f":"IF($E179=DataInput!$B178,DataInput!K178,NA())","v":0.95086829724426503},null,null,"SA Eastern Suburbs",null,null,null,null,false,null,null,{"$error":"#N/A"},{"$f":"IF($V179=TRUE,F179,NA())","v":{"$error":"#N/A"}},{"$f":"IF($V179=TRUE,G179,NA())","v":{"$error":"#N/A"}},{"$f":"IF($V179=TRUE,H179,NA())","v":{"$error":"#N/A"}},{"$f":"IF($V179=TRUE,I179,NA())","v":{"$error":"#N/A"}},{"$f":"IF($V179=TRUE,J179,NA())","v":{"$error":"#N/A"}},{"$f":"IF($V179=TRUE,K179,NA())","v":{"$error":"#N/A"}},{"$f":"IF($V179=TRUE,L179,NA())","v":{"$error":"#N/A"}},{"$f":"IF($V179=TRUE,M179,NA())","v":{"$error":"#N/A"}},{"$f":"IF($V179=TRUE,N179,NA())","v":{"$error":"#N/A"}}]
[null,{"$f":"IF(DataInput!B179=$B$8,IF($B$9=$B$10,TRUE,IF(DataInput!E179=$B$9,TRUE,FALSE)))","v":true},null,null,{"$f":"IF(B180=TRUE,DataInput!B179,NA())","v":"SA"},{"$f":"IF($E180=DataInput!$B179,DataInput!C179,NA())","v":"EAST"},{"$f":"IF($E180=DataInput!$B179,DataInput!D179,NA())","v":"Eastern Suburbs"},{"$f":"IF($E180=DataInput!$B179,DataInput!E179,NA())","v":"SAPN"},{"$f":"IF($E180=DataInput!$B179,DataInput!F179,NA())","v":"Summer"},{"$f":"IF($E180=DataInput!$B179,DataInput!G179,NA())","v":"Non-Coincident"},{"$f":"IF($E180=DataInput!$B179,DataInput!H179,NA())","v":2025},{"$f":"IF($E180=DataInput!$B179,DataInput!I179,NA())","v":"POE10"},{"$f":"IF($E180=DataInput!$B179,DataInput!J179,NA())","v":608.65094325236305},{"$f":"IF($E180=DataInput!$B179,DataInput!K179,NA())","v":0.95098552381711599},null,null,"SA Eastern Suburbs",null,null,null,null,false,null,null,{"$error":"#N/A"},{"$error":"#N/A"},{"$error":"#N/A"},{"$error":"#N/A"},{"$error":"#N/A"},{"$error":"#N/A"},{"$error":"#N/A"},{"$error":"#N/A"},{"$error":"#N/A"},{"$error":"#N/A"}]
[null,{"$f":"IF(DataInput!B180=$B$8,IF($B$9=$B$10,TRUE,IF(DataInput!E180=$B$9,TRUE,FALSE)))","v":true},null,null,{"$f":"IF(B181=TRUE,DataInput!B180,NA())","v":"SA"},{"$f":"IF($E181=DataInput!$B180,DataInput!C180,NA())","v":"EAST"},{"$f":"IF($E181=DataInput!$B180,DataInput!D180,NA())","v":"Eastern Suburbs"},{"$f":"IF($E181=DataInput!$B180,DataInput!E180,NA())","v":"SAPN"},{"$f":"IF($E181=DataInput!$B180,DataInput!F180,NA())","v":"Summer"},{"$f":"IF($E181=DataInput!$B180,DataInput!G180,NA())","v":"Non-Coincident"},{"$f":"IF($E181=DataInput!$B180,DataInput!H180,NA())","v":2026},{"$f":"IF($E181=DataInput!$B180,DataInput!I180,NA())","v":"POE10"},{"$f":"IF($E181=DataInput!$B180,DataInput!J180,NA())","v":591.70688420695603},{"$f":"IF($E181=DataInput!$B180,DataInput!K180,NA())","v":0.95110025109079299},null,null,"SA Eastern Suburbs",null,null,null,null,false,null,null,{"$error":"#N/A"},{"$error":"#N/A"},{"$error":"#N/A"},{"$error":"#N/A"},{"$error":"#N/A"},{"$error":"#N/A"},{"$error":"#N/A"},{"$error":"#N/A"},{"$error":"#N/A"},{"$error":"#N/A"}]
[null,{"$f":"IF(DataInput!B181=$B$8,IF($B$9=$B$10,TRUE,IF(DataInput!E181=$B$9,TRUE,FALSE)))","v":true},null,null,{"$f":"IF(B182=TRUE,DataInput!B181,NA())","v":"SA"},{"$f":"IF($E182=DataInput!$B181,DataInput!C181,NA())","v":"EAST"},{"$f":"IF($E182=DataInput!$B181,DataInput!D181,NA())","v":"Eastern Suburbs"},{"$f":"IF($E182=DataInput!$B181,DataInput!E181,NA())","v":"SAPN"},{"$f":"IF($E182=DataInput!$B181,DataInput!F181,NA())","v":"Summer"},{"$f":"IF($E182=DataInput!$B181,DataInput!G181,NA())","v":"Non-Coincident"},{"$f":"IF($E182=DataInput!$B181,DataInput!H181,NA())","v":2017},{"$f":"IF($E182=DataInput!$B181,DataInput!I181,NA())","v":"POE50"},{"$f":"IF($E182=DataInput!$B181,DataInput!J181,NA())","v":660.30146071691502},{"$f":"IF($E182=DataInput!$B181,DataInput!K181,NA())","v":0.92268497468797195},null,null,"SA Eastern Suburbs",null,null,null,null,false,null,null,{"$error":"#N/A"},{"$error":"#N/A"},{"$error":"#N/A"},{"$error":"#N/A"},{"$error":"#N/A"},{"$error":"#N/A"},{"$error":"#N/A"},{"$error":"#N/A"},{"$error":"#N/A"},{"$error":"#N/A"}]
[null,{"$f":"IF(DataInput!B182=$B$8,IF($B$9=$B$10,TRUE,IF(DataInput!E182=$B$9,TRUE,FALSE)))","v":true},null,null,{"$f":"IF(B183=TRUE,DataInput!B182,NA())","v":"SA"},{"$f":"IF($E183=DataInput!$B182,DataInput!C182,NA())","v":"EAST"},{"$f":"IF($E183=DataInput!$B182,DataInput!D182,NA())","v":"Eastern Suburbs"},{"$f":"IF($E183=DataInput!$B182,DataInput!E182,NA())","v":"SAPN"},{"$f":"IF($E183=DataInput!$B182,DataInput!F182,NA())","v":"Summer"},{"$f":"IF($E183=DataInput!$B182,DataInput!G182,NA())","v":"Non-Coincident"},{"$f":"IF($E183=DataInput!$B182,DataInput!H182,NA())","v":2018},{"$f":"IF($E183=DataInput!$B182,DataInput!I182,NA())","v":"POE50"},{"$f":"IF($E183=DataInput!$B182,DataInput!J182,NA())","v":655.12832704219795},{"$f":"IF($E183=DataInput!$B182,DataInput!K182,NA())","v":0.91376195613132105},null,null,"SA Eastern Suburbs",null,null,null,null,false,null,null,{"$error":"#N/A"},{"$error":"#N/A"},{"$error":"#N/A"},{"$error":"#N/A"},{"$error":"#N/A"},{"$error":"#N/A"},{"$error":"#N/A"},{"$error":"#N/A"},{"$error":"#N/A"},{"$error":"#N/A"}]
[null,{"$f":"IF(DataInput!B183=$B$8,IF($B$9=$B$10,TRUE,IF(DataInput!E183=$B$9,TRUE,FALSE)))","v":true},null,null,{"$f":"IF(B184=TRUE,DataInput!B183,NA())","v":"SA"},{"$f":"IF($E184=DataInput!$B183,DataInput!C183,NA())","v":"EAST"},{"$f":"IF($E184=DataInput!$B183,DataInput!D183,NA())","v":"Eastern Suburbs"},{"$f":"IF($E184=DataInput!$B183,DataInput!E183,NA())","v":"SAPN"},{"$f":"IF($E184=DataInput!$B183,DataInput!F183,NA())","v":"Summer"},{"$f":"IF($E184=DataInput!$B183,DataInput!G183,NA())","v":"Non-Coincident"},{"$f":"IF($E184=DataInput!$B183,DataInput!H183,NA())","v":2019},{"$f":"IF($E184=DataInput!$B183,DataInput!I183,NA())","v":"POE50"},{"$f":"IF($E184=DataInput!$B183,DataInput!J183,NA())","v":644.37436092749203},{"$f":"IF($E184=DataInput!$B183,DataInput!K183,NA())","v":0.90970532048413599},null,null,"SA Eastern Suburbs",null,null,null,null,false,null,null,{"$error":"#N/A"},{"$error":"#N/A"},{"$error":"#N/A"},{"$error":"#N/A"},{"$error":"#N/A"},{"$error":"#N/A"},{"$error":"#N/A"},{"$error":"#N/A"},{"$error":"#N/A"},{"$error":"#N/A"}]
[null,{"$f":"IF(DataInput!B184=$B$8,IF($B$9=$B$10,TRUE,IF(DataInput!E184=$B$9,TRUE,FALSE)))","v":true},null,null,{"$f":"IF(B185=TRUE,DataInput!B184,NA())","v":"SA"},{"$f":"IF($E185=DataInput!$B184,DataInput!C184,NA())","v":"EAST"},{"$f":"IF($E185=DataInput!$B184,DataInput!D184,NA())","v":"Eastern Suburbs"},{"$f":"IF($E185=DataInput!$B184,DataInput!E184,NA())","v":"SAPN"},{"$f":"IF($E185=DataInput!$B184,DataInput!F184,NA())","v":"Summer"},{"$f":"IF($E185=DataInput!$B184,DataInput!G184,NA())","v":"Non-Coincident"},{"$f":"IF($E185=DataInput!$B184,DataInput!H184,NA())","v":2020},{"$f":"IF($E185=DataInput!$B184,DataInput!I184,NA())","v":"POE50"},{"$f":"IF($E185=DataInput!$B184,DataInput!J184,NA())","v":626.105356548126},{"$f":"IF($E185=DataInput!$B184,DataInput!K184,NA())","v":0.91171066868870798},null,null,"SA Eastern Suburbs",null,null,null,null,false,null,null,{"$error":"#N/A"},{"$error":"#N/A"},{"$error":"#N/A"},{"$error":"#N/A"},{"$error":"#N/A"},{"$error":"#N/A"},{"$error":"#N/A"},{"$error":"#N/A"},{"$error":"#N/A"},{"$error":"#N/A"}]
[null,{"$f":"IF(DataInput!B185=$B$8,IF($B$9=$B$10,TRUE,IF(DataInput!E185=$B$9,TRUE,FALSE)))","v":true},null,null,{"$f":"IF(B186=TRUE,DataInput!B185,NA())","v":"SA"},{"$f":"IF($E186=DataInput!$B185,DataInput!C185,NA())","v":"EAST"},{"$f":"IF($E186=DataInput!$B185,DataInput!D185,NA())","v":"Eastern Suburbs"},{"$f":"IF($E186=DataInput!$B185,DataInput!E185,NA())","v":"SAPN"},{"$f":"IF($E186=DataInput!$B185,DataInput!F185,NA())","v":"Summer"},{"$f":"IF($E186=DataInput!$B185,DataInput!G185,NA())","v":"Non-Coincident"},{"$f":"IF($E186=DataInput!$B185,DataInput!H185,NA())","v":2021},{"$f":"IF($E186=DataInput!$B185,DataInput!I185,NA())","v":"POE50"},{"$f":"IF($E186=DataInput!$B185,DataInput!J185,NA())","v":608.26592893282805},{"$f":"IF($E186=DataInput!$B185,DataInput!K185,NA())","v":0.92339846151876304},null,null,"SA Eastern Suburbs",null,null,null,null,false,null,null,{"$error":"#N/A"},{"$error":"#N/A"},{"$error":"#N/A"},{"$error":"#N/A"},{"$error":"#N/A"},{"$error":"#N/A"},{"$error":"#N/A"},{"$error":"#N/A"},{"$error":"#N/A"},{"$error":"#N/A"}]
[null,{"$f":"IF(DataInput!B186=$B$8,IF($B$9=$B$10,TRUE,IF(DataInput!E186=$B$9,TRUE,FALSE)))","v":true},null,null,{"$f":"IF(B187=TRUE,DataInput!B186,NA())","v":"SA"},{"$f":"IF($E187=DataInput!$B186,DataInput!C186,NA())","v":"EAST"},{"$f":"IF($E187=DataInput!$B186,DataInput!D186,NA())","v":"Eastern Suburbs"},{"$f":"IF($E187=DataInput!$B186,DataInput!E186,NA())","v":"SAPN"},{"$f":"IF($E187=DataInput!$B186,DataInput!F186,NA())","v":"Summer"},{"$f":"IF($E187=DataInput!$B186,DataInput!G186,NA())","v":"Non-Coincident"},{"$f":"IF($E187=DataInput!$B186,DataInput!H186,NA())","v":2022},{"$f":"IF($E187=DataInput!$B186,DataInput!I186,NA())","v":"POE50"},{"$f":"IF($E187=DataInput!$B186,DataInput!J186,NA())","v":584.09899648453495},{"$f":"IF($E187=DataInput!$B186,DataInput!K186,NA())","v":0.92351508069273602},null,null,"SA Eastern Suburbs",null,null,null,null,false,null,null,{"$error":"#N/A"},{"$error":"#N/A"},{"$error":"#N/A"},{"$error":"#N/A"},{"$error":"#N/A"},{"$error":"#N/A"},{"$error":"#N/A"},{"$error":"#N/A"},{"$error":"#N/A"},{"$error":"#N/A"}]
[null,{"$f":"IF(DataInput!B187=$B$8,IF($B$9=$B$10,TRUE,IF(DataInput!E187=$B$9,TRUE,FALSE)))","v":true},null,null,{"$f":"IF(B188=TRUE,DataInput!B187,NA())","v":"SA"},{"$f":"IF($E188=DataInput!$B187,DataInput!C187,NA())","v":"EAST"},{"$f":"IF($E188=DataInput!$B187,DataInput!D187,NA())","v":"Eastern Suburbs"},{"$f":"IF($E188=DataInput!$B187,DataInput!E187,NA())","v":"SAPN"},{"$f":"IF($E188=DataInput!$B187,DataInput!F187,NA())","v":"Summer"},{"$f":"IF($E188=DataInput!$B187,DataInput!G187,NA())","v":"Non-Coincident"},{"$f":"IF($E188=DataInput!$B187,DataInput!H187,NA())","v":2023},{"$f":"IF($E188=DataInput!$B187,DataInput!I187,NA())","v":"POE50"},{"$f":"IF($E188=DataInput!$B187,DataInput!J187,NA())","v":574.26781406011003},{"$f":"IF($E188=DataInput!$B187,DataInput!K187,NA())","v":0.92362986163488003},null,null,"SA Eastern Suburbs",null,null,null,null,false,null,null,{"$error":"#N/A"},{"$error":"#N/A"},{"$error":"#N/A"},{"$error":"#N/A"},{"$error":"#N/A"},{"$error":"#N/A"},{"$error":"#N/A"},{"$error":"#N/A"},{"$error":"#N/A"},{"$error":"#N/A"}]
[null,{"$f":"IF(DataInput!B188=$B$8,IF($B$9=$B$10,TRUE,IF(DataInput!E188=$B$9,TRUE,FALSE)))","v":true},null,null,{"$f":"IF(B189=TRUE,DataInput!B188,NA())","v":"SA"},{"$f":"IF($E189=DataInput!$B188,DataInput!C188,NA())","v":"EAST"},{"$f":"IF($E189=DataInput!$B188,DataInput!D188,NA())","v":"Eastern Suburbs"},{"$f":"IF($E189=DataInput!$B188,DataInput!E188,NA())","v":"SAPN"},{"$f":"IF($E189=DataInput!$B188,DataInput!F188,NA())","v":"Summer"},{"$f":"IF($E189=DataInput!$B188,DataInput!G188,NA())","v":"Non-Coincident"},{"$f":"IF($E189=DataInput!$B188,DataInput!H188,NA())","v":2024},{"$f":"IF($E189=DataInput!$B188,DataInput!I188,NA())","v":"POE50"},{"$f":"IF($E189=DataInput!$B188,DataInput!J188,NA())","v":565.11257538683901},{"$f":"IF($E189=DataInput!$B188,DataInput!K188,NA())","v":0.92374647779455499},null,null,"SA Eastern Suburbs",null,null,null,null,false,null,null,{"$error":"#N/A"},{"$error":"#N/A"},{"$error":"#N/A"},{"$error":"#N/A"},{"$error":"#N/A"},{"$error":"#N/A"},{"$error":"#N/A"},{"$error":"#N/A"},{"$error":"#N/A"},{"$error":"#N/A"}]
[null,{"$f":"IF(DataInput!B189=$B$8,IF($B$9=$B$10,TRUE,IF(DataInput!E189=$B$9,TRUE,FALSE)))","v":true},null,null,{"$f":"IF(B190=TRUE,DataInput!B189,NA())","v":"SA"},{"$f":"IF($E190=DataInput!$B189,DataInput!C189,NA())","v":"EAST"},{"$f":"IF($E190=DataInput!$B189,DataInput!D189,NA())","v":"Eastern Suburbs"},{"$f":"IF($E190=DataInput!$B189,DataInput!E189,NA())","v":"SAPN"},{"$f":"IF($E190=DataInput!$B189,DataInput!F189,NA())","v":"Summer"},{"$f":"IF($E190=DataInput!$B189,DataInput!G189,NA())","v":"Non-Coincident"},{"$f":"IF($E190=DataInput!$B189,DataInput!H189,NA())","v":2025},{"$f":"IF($E190=DataInput!$B189,DataInput!I189,NA())","v":"POE50"},{"$f":"IF($E190=DataInput!$B189,DataInput!J189,NA())","v":558.64188347759898},{"$f":"IF($E190=DataInput!$B189,DataInput!K189,NA())","v":0.92385781970488401},null,null,"SA Eastern Suburbs",null,null,null,null,false,null,null,{"$error":"#N/A"},{"$error":"#N/A"},{"$error":"#N/A"},{"$error":"#N/A"},{"$error":"#N/A"},{"$error":"#N/A"},{"$error":"#N/A"},{"$error":"#N/A"},{"$error":"#N/A"},{"$error":"#N/A"}]
[null,{"$f":"IF(DataInput!B190=$B$8,IF($B$9=$B$10,TRUE,IF(DataInput!E190=$B$9,TRUE,FALSE)))","v":true},null,null,{"$f":"IF(B191=TRUE,DataInput!B190,NA())","v":"SA"},{"$f":"IF($E191=DataInput!$B190,DataInput!C190,NA())","v":"EAST"},{"$f":"IF($E191=DataInput!$B190,DataInput!D190,NA())","v":"Eastern Suburbs"},{"$f":"IF($E191=DataInput!$B190,DataInput!E190,NA())","v":"SAPN"},{"$f":"IF($E191=DataInput!$B190,DataInput!F190,NA())","v":"Summer"},{"$f":"IF($E191=DataInput!$B190,DataInput!G190,NA())","v":"Non-Coincident"},{"$f":"IF($E191=DataInput!$B190,DataInput!H190,NA())","v":2026},{"$f":"IF($E191=DataInput!$B190,DataInput!I190,NA())","v":"POE50"},{"$f":"IF($E191=DataInput!$B190,DataInput!J190,NA())","v":549.80618769843898},{"$f":"IF($E191=DataInput!$B190,DataInput!K190,NA())","v":0.92396066092150797},null,null,"SA Eastern Suburbs",null,null,null,null,false,null,null,{"$error":"#N/A"},{"$error":"#N/A"},{"$error":"#N/A"},{"$error":"#N/A"},{"$error":"#N/A"},{"$error":"#N/A"},{"$error":"#N/A"},{"$error":"#N/A"},{"$error":"#N/A"},{"$error":"#N/A"}]
[null,{"$f":"IF(DataInput!B191=$B$8,IF($B$9=$B$10,TRUE,IF(DataInput!E191=$B$9,TRUE,FALSE)))","v":true},null,null,{"$f":"IF(B192=TRUE,DataInput!B191,NA())","v":"SA"},{"$f":"IF($E192=DataInput!$B191,DataInput!C191,NA())","v":"EAST"},{"$f":"IF($E192=DataInput!$B191,DataInput!D191,NA())","v":"Eastern Suburbs"},{"$f":"IF($E192=DataInput!$B191,DataInput!E191,NA())","v":"SAPN"},{"$f":"IF($E192=DataInput!$B191,DataInput!F191,NA())","v":"Winter"},{"$f":"IF($E192=DataInput!$B191,DataInput!G191,NA())","v":"Non-Coincident"},{"$f":"IF($E192=DataInput!$B191,DataInput!H191,NA())","v":2016},{"$f":"IF($E192=DataInput!$B191,DataInput!I191,NA())","v":"POE10"},{"$f":"IF($E192=DataInput!$B191,DataInput!J191,NA())","v":519.40470334644499},{"$f":"IF($E192=DataInput!$B191,DataInput!K191,NA())","v":1},null,null,"SA Eastern Suburbs",null,null,null,null,false,null,null,{"$error":"#N/A"},{"$error":"#N/A"},{"$error":"#N/A"},{"$error":"#N/A"},{"$error":"#N/A"},{"$error":"#N/A"},{"$error":"#N/A"},{"$error":"#N/A"},{"$error":"#N/A"},{"$error":"#N/A"}]
[null,{"$f":"IF(DataInput!B192=$B$8,IF($B$9=$B$10,TRUE,IF(DataInput!E192=$B$9,TRUE,FALSE)))","v":true},null,null,{"$f":"IF(B193=TRUE,DataInput!B192,NA())","v":"SA"},{"$f":"IF($E193=DataInput!$B192,DataInput!C192,NA())","v":"EAST"},{"$f":"IF($E193=DataInput!$B192,DataInput!D192,NA())","v":"Eastern Suburbs"},{"$f":"IF($E193=DataInput!$B192,DataInput!E192,NA())","v":"SAPN"},{"$f":"IF($E193=DataInput!$B192,DataInput!F192,NA())","v":"Winter"},{"$f":"IF($E193=DataInput!$B192,DataInput!G192,NA())","v":"Non-Coincident"},{"$f":"IF($E193=DataInput!$B192,DataInput!H192,NA())","v":2017},{"$f":"IF($E193=DataInput!$B192,DataInput!I192,NA())","v":"POE10"},{"$f":"IF($E193=DataInput!$B192,DataInput!J192,NA())","v":518.51804800187006},{"$f":"IF($E193=DataInput!$B192,DataInput!K192,NA())","v":1},null,null,"SA Eastern Suburbs",null,null,null,null,false,null,null,{"$error":"#N/A"},{"$error":"#N/A"},{"$error":"#N/A"},{"$error":"#N/A"},{"$error":"#N/A"},{"$error":"#N/A"},{"$error":"#N/A"},{"$error":"#N/A"},{"$error":"#N/A"},{"$error":"#N/A"}]
[null,{"$f":"IF(DataInput!B193=$B$8,IF($B$9=$B$10,TRUE,IF(DataInput!E193=$B$9,TRUE,FALSE)))","v":true},null,null,{"$f":"IF(B194=TRUE,DataInput!B193,NA())","v":"SA"},{"$f":"IF($E194=DataInput!$B193,DataInput!C193,NA())","v":"EAST"},{"$f":"IF($E194=DataInput!$B193,DataInput!D193,NA())","v":"Eastern Suburbs"},{"$f":"IF($E194=DataInput!$B193,DataInput!E193,NA())","v":"SAPN"},{"$f":"IF($E194=DataInput!$B193,DataInput!F193,NA())","v":"Winter"},{"$f":"IF($E194=DataInput!$B193,DataInput!G193,NA())","v":"Non-Coincident"},{"$f":"IF($E194=DataInput!$B193,DataInput!H193,NA())","v":2018},{"$f":"IF($E194=DataInput!$B193,DataInput!I193,NA())","v":"POE10"},{"$f":"IF($E194=DataInput!$B193,DataInput!J193,NA())","v":519.531894381038},{"$f":"IF($E194=DataInput!$B193,DataInput!K193,NA())","v":1},null,null,"SA Eastern Suburbs",null,null,null,null,false,null,null,{"$error":"#N/A"},{"$error":"#N/A"},{"$error":"#N/A"},{"$error":"#N/A"},{"$error":"#N/A"},{"$error":"#N/A"},{"$error":"#N/A"},{"$error":"#N/A"},{"$error":"#N/A"},{"$error":"#N/A"}]
[null,{"$f":"IF(DataInput!B194=$B$8,IF($B$9=$B$10,TRUE,IF(DataInput!E194=$B$9,TRUE,FALSE)))","v":true},null,null,{"$f":"IF(B195=TRUE,DataInput!B194,NA())","v":"SA"},{"$f":"IF($E195=DataInput!$B194,DataInput!C194,NA())","v":"EAST"},{"$f":"IF($E195=DataInput!$B194,DataInput!D194,NA())","v":"Eastern Suburbs"},{"$f":"IF($E195=DataInput!$B194,DataInput!E194,NA())","v":"SAPN"},{"$f":"IF($E195=DataInput!$B194,DataInput!F194,NA())","v":"Winter"},{"$f":"IF($E195=DataInput!$B194,DataInput!G194,NA())","v":"Non-Coincident"},{"$f":"IF($E195=DataInput!$B194,DataInput!H194,NA())","v":2019},{"$f":"IF($E195=DataInput!$B194,DataInput!I194,NA())","v":"POE10"},{"$f":"IF($E195=DataInput!$B194,DataInput!J194,NA())","v":524.86044977097094},{"$f":"IF($E195=DataInput!$B194,DataInput!K194,NA())","v":1},null,null,"SA Eastern Suburbs",null,null,null,null,false,null,null,{"$error":"#N/A"},{"$error":"#N/A"},{"$error":"#N/A"},{"$error":"#N/A"},{"$error":"#N/A"},{"$error":"#N/A"},{"$error":"#N/A"},{"$error":"#N/A"},{"$error":"#N/A"},{"$error":"#N/A"}]
[null,{"$f":"IF(DataInput!B195=$B$8,IF($B$9=$B$10,TRUE,IF(DataInput!E195=$B$9,TRUE,FALSE)))","v":true},null,null,{"$f":"IF(B196=TRUE,DataInput!B195,NA())","v":"SA"},{"$f":"IF($E196=DataInput!$B195,DataInput!C195,NA())","v":"EAST"},{"$f":"IF($E196=DataInput!$B195,DataInput!D195,NA())","v":"Eastern Suburbs"},{"$f":"IF($E196=DataInput!$B195,DataInput!E195,NA())","v":"SAPN"},{"$f":"IF($E196=DataInput!$B195,DataInput!F195,NA())","v":"Winter"},{"$f":"IF($E196=DataInput!$B195,DataInput!G195,NA())","v":"Non-Coincident"},{"$f":"IF($E196=DataInput!$B195,DataInput!H195,NA())","v":2020},{"$f":"IF($E196=DataInput!$B195,DataInput!I195,NA())","v":"POE10"},{"$f":"IF($E196=DataInput!$B195,DataInput!J195,NA())","v":525.64011075519602},{"$f":"IF($E196=DataInput!$B195,DataInput!K195,NA())","v":1},null,null,"SA Eastern Suburbs",null,null,null,null,false,null,null,{"$error":"#N/A"},{"$error":"#N/A"},{"$error":"#N/A"},{"$error":"#N/A"},{"$error":"#N/A"},{"$error":"#N/A"},{"$error":"#N/A"},{"$error":"#N/A"},{"$error":"#N/A"},{"$error":"#N/A"}]
[null,{"$f":"IF(DataInput!B196=$B$8,IF($B$9=$B$10,TRUE,IF(DataInput!E196=$B$9,TRUE,FALSE)))","v":true},null,null,{"$f":"IF(B197=TRUE,DataInput!B196,NA())","v":"SA"},{"$f":"IF($E197=DataInput!$B196,DataInput!C196,NA())","v":"EAST"},{"$f":"IF($E197=DataInput!$B196,DataInput!D196,NA())","v":"Eastern Suburbs"},{"$f":"IF($E197=DataInput!$B196,DataInput!E196,NA())","v":"SAPN"},{"$f":"IF($E197=DataInput!$B196,DataInput!F196,NA())","v":"Winter"},{"$f":"IF($E197=DataInput!$B196,DataInput!G196,NA())","v":"Non-Coincident"},{"$f":"IF($E197=DataInput!$B196,DataInput!H196,NA())","v":2021},{"$f":"IF($E197=DataInput!$B196,DataInput!I196,NA())","v":"POE10"},{"$f":"IF($E197=DataInput!$B196,DataInput!J196,NA())","v":526.452993131271},{"$f":"IF($E197=DataInput!$B196,DataInput!K196,NA())","v":1},null,null,"SA Eastern Suburbs",null,null,null,null,false,null,null,{"$error":"#N/A"},{"$error":"#N/A"},{"$error":"#N/A"},{"$error":"#N/A"},{"$error":"#N/A"},{"$error":"#N/A"},{"$error":"#N/A"},{"$error":"#N/A"},{"$error":"#N/A"},{"$error":"#N/A"}]
[null,{"$f":"IF(DataInput!B197=$B$8,IF($B$9=$B$10,TRUE,IF(DataInput!E197=$B$9,TRUE,FALSE)))","v":true},null,null,{"$f":"IF(B198=TRUE,DataInput!B197,NA())","v":"SA"},{"$f":"IF($E198=DataInput!$B197,DataInput!C197,NA())","v":"EAST"},{"$f":"IF($E198=DataInput!$B197,DataInput!D197,NA())","v":"Eastern Suburbs"},{"$f":"IF($E198=DataInput!$B197,DataInput!E197,NA())","v":"SAPN"},{"$f":"IF($E198=DataInput!$B197,DataInput!F197,NA())","v":"Winter"},{"$f":"IF($E198=DataInput!$B197,DataInput!G197,NA())","v":"Non-Coincident"},{"$f":"IF($E198=DataInput!$B197,DataInput!H197,NA())","v":2022},{"$f":"IF($E198=DataInput!$B197,DataInput!I197,NA())","v":"POE10"},{"$f":"IF($E198=DataInput!$B197,DataInput!J197,NA())","v":527.38614649392002},{"$f":"IF($E198=DataInput!$B197,DataInput!K197,NA())","v":1},null,null,"SA Eastern Suburbs",null,null,null,null,false,null,null,{"$error":"#N/A"},{"$error":"#N/A"},{"$error":"#N/A"},{"$error":"#N/A"},{"$error":"#N/A"},{"$error":"#N/A"},{"$error":"#N/A"},{"$error":"#N/A"},{"$error":"#N/A"},{"$error":"#N/A"}]
[null,{"$f":"IF(DataInput!B198=$B$8,IF($B$9=$B$10,TRUE,IF(DataInput!E198=$B$9,TRUE,FALSE)))","v":true},null,null,{"$f":"IF(B199=TRUE,DataInput!B198,NA())","v":"SA"},{"$f":"IF($E199=DataInput!$B198,DataInput!C198,NA())","v":"EAST"},{"$f":"IF($E199=DataInput!$B198,DataInput!D198,NA())","v":"Eastern Suburbs"},{"$f":"IF($E199=DataInput!$B198,DataInput!E198,NA())","v":"SAPN"},{"$f":"IF($E199=DataInput!$B198,DataInput!F198,NA())","v":"Winter"},{"$f":"IF($E199=DataInput!$B198,DataInput!G198,NA())","v":"Non-Coincident"},{"$f":"IF($E199=DataInput!$B198,DataInput!H198,NA())","v":2023},{"$f":"IF($E199=DataInput!$B198,DataInput!I198,NA())","v":"POE10"},{"$f":"IF($E199=DataInput!$B198,DataInput!J198,NA())","v":527.317213156977},{"$f":"IF($E199=DataInput!$B198,DataInput!K198,NA())","v":1},null,null,"SA Eastern Suburbs",null,null,null,null,false,null,null,{"$error":"#N/A"},{"$error":"#N/A"},{"$error":"#N/A"},{"$error":"#N/A"},{"$error":"#N/A"},{"$error":"#N/A"},{"$error":"#N/A"},{"$error":"#N/A"},{"$error":"#N/A"},{"$error":"#N/A"}]
[null,{"$f":"IF(DataInput!B199=$B$8,IF($B$9=$B$10,TRUE,IF(DataInput!E199=$B$9,TRUE,FALSE)))","v":true},null,null,{"$f":"IF(B200=TRUE,DataInput!B199,NA())","v":"SA"},{"$f":"IF($E200=DataInput!$B199,DataInput!C199,NA())","v":"EAST"},{"$f":"IF($E200=DataInput!$B199,DataInput!D199,NA())","v":"Eastern Suburbs"},{"$f":"IF($E200=DataInput!$B199,DataInput!E199,NA())","v":"SAPN"},{"$f":"IF($E200=DataInput!$B199,DataInput!F199,NA())","v":"Winter"},{"$f":"IF($E200=DataInput!$B199,DataInput!G199,NA())","v":"Non-Coincident"},{"$f":"IF($E200=DataInput!$B199,DataInput!H199,NA())","v":2024},{"$f":"IF($E200=DataInput!$B199,DataInput!I199,NA())","v":"POE10"},{"$f":"IF($E200=DataInput!$B199,DataInput!J199,NA())","v":527.22761916563604},{"$f":"IF($E200=DataInput!$B199,DataInput!K199,NA())","v":1},null,null,"SA Eastern Suburbs",null,null,null,null,false,null,null,{"$error":"#N/A"},{"$error":"#N/A"},{"$error":"#N/A"},{"$error":"#N/A"},{"$error":"#N/A"},{"$error":"#N/A"},{"$error":"#N/A"},{"$error":"#N/A"},{"$error":"#N/A"},{"$error":"#N/A"}]
[null,{"$f":"IF(DataInput!B200=$B$8,IF($B$9=$B$10,TRUE,IF(DataInput!E200=$B$9,TRUE,FALSE)))","v":true},null,null,{"$f":"IF(B201=TRUE,DataInput!B200,NA())","v":"SA"},{"$f":"IF($E201=DataInput!$B200,DataInput!C200,NA())","v":"EAST"},{"$f":"IF($E201=DataInput!$B200,DataInput!D200,NA())","v":"Eastern Suburbs"},{"$f":"IF($E201=DataInput!$B200,DataInput!E200,NA())","v":"SAPN"},{"$f":"IF($E201=DataInput!$B200,DataInput!F200,NA())","v":"Winter"},{"$f":"IF($E201=DataInput!$B200,DataInput!G200,NA())","v":"Non-Coincident"},{"$f":"IF($E201=DataInput!$B200,DataInput!H200,NA())","v":2025},{"$f":"IF($E201=DataInput!$B200,DataInput!I200,NA())","v":"POE10"},{"$f":"IF($E201=DataInput!$B200,DataInput!J200,NA())","v":525.42177548802795},{"$f":"IF($E201=DataInput!$B200,DataInput!K200,NA())","v":1},null,null,"SA Eastern Suburbs",null,null,null,null,false,null,null,{"$error":"#N/A"},{"$error":"#N/A"},{"$error":"#N/A"},{"$error":"#N/A"},{"$error":"#N/A"},{"$error":"#N/A"},{"$error":"#N/A"},{"$error":"#N/A"},{"$error":"#N/A"},{"$error":"#N/A"}]
[null,{"$f":"IF(DataInput!B201=$B$8,IF($B$9=$B$10,TRUE,IF(DataInput!E201=$B$9,TRUE,FALSE)))","v":true},null,null,{"$f":"IF(B202=TRUE,DataInput!B201,NA())","v":"SA"},{"$f":"IF($E202=DataInput!$B201,DataInput!C201,NA())","v":"EAST"},{"$f":"IF($E202=DataInput!$B201,DataInput!D201,NA())","v":"Eastern Suburbs"},{"$f":"IF($E202=DataInput!$B201,DataInput!E201,NA())","v":"SAPN"},{"$f":"IF($E202=DataInput!$B201,DataInput!F201,NA())","v":"Winter"},{"$f":"IF($E202=DataInput!$B201,DataInput!G201,NA())","v":"Non-Coincident"},{"$f":"IF($E202=DataInput!$B201,DataInput!H201,NA())","v":2016},{"$f":"IF($E202=DataInput!$B201,DataInput!I201,NA())","v":"POE50"},{"$f":"IF($E202=DataInput!$B201,DataInput!J201,NA())","v":503.34169392748998},{"$f":"IF($E202=DataInput!$B201,DataInput!K201,NA())","v":1},null,null,"SA Eastern Suburbs",null,null,null,null,false,null,null,{"$error":"#N/A"},{"$error":"#N/A"},{"$error":"#N/A"},{"$error":"#N/A"},{"$error":"#N/A"},{"$error":"#N/A"},{"$error":"#N/A"},{"$error":"#N/A"},{"$error":"#N/A"},{"$error":"#N/A"}]
[null,{"$f":"IF(DataInput!B202=$B$8,IF($B$9=$B$10,TRUE,IF(DataInput!E202=$B$9,TRUE,FALSE)))","v":true},null,null,{"$f":"IF(B203=TRUE,DataInput!B202,NA())","v":"SA"},{"$f":"IF($E203=DataInput!$B202,DataInput!C202,NA())","v":"EAST"},{"$f":"IF($E203=DataInput!$B202,DataInput!D202,NA())","v":"Eastern Suburbs"},{"$f":"IF($E203=DataInput!$B202,DataInput!E202,NA())","v":"SAPN"},{"$f":"IF($E203=DataInput!$B202,DataInput!F202,NA())","v":"Winter"},{"$f":"IF($E203=DataInput!$B202,DataInput!G202,NA())","v":"Non-Coincident"},{"$f":"IF($E203=DataInput!$B202,DataInput!H202,NA())","v":2017},{"$f":"IF($E203=DataInput!$B202,DataInput!I202,NA())","v":"POE50"},{"$f":"IF($E203=DataInput!$B202,DataInput!J202,NA())","v":501.95192077665303},{"$f":"IF($E203=DataInput!$B202,DataInput!K202,NA())","v":1},null,null,"SA Eastern Suburbs",null,null,null,null,false,null,null,{"$error":"#N/A"},{"$error":"#N/A"},{"$error":"#N/A"},{"$error":"#N/A"},{"$error":"#N/A"},{"$error":"#N/A"},{"$error":"#N/A"},{"$error":"#N/A"},{"$error":"#N/A"},{"$error":"#N/A"}]
[null,{"$f":"IF(DataInput!B203=$B$8,IF($B$9=$B$10,TRUE,IF(DataInput!E203=$B$9,TRUE,FALSE)))","v":true},null,null,{"$f":"IF(B204=TRUE,DataInput!B203,NA())","v":"SA"},{"$f":"IF($E204=DataInput!$B203,DataInput!C203,NA())","v":"EAST"},{"$f":"IF($E204=DataInput!$B203,DataInput!D203,NA())","v":"Eastern Suburbs"},{"$f":"IF($E204=DataInput!$B203,DataInput!E203,NA())","v":"SAPN"},{"$f":"IF($E204=DataInput!$B203,DataInput!F203,NA())","v":"Winter"},{"$f":"IF($E204=DataInput!$B203,DataInput!G203,NA())","v":"Non-Coincident"},{"$f":"IF($E204=DataInput!$B203,DataInput!H203,NA())","v":2018},{"$f":"IF($E204=DataInput!$B203,DataInput!I203,NA())","v":"POE50"},{"$f":"IF($E204=DataInput!$B203,DataInput!J203,NA())","v":502.902090610583},{"$f":"IF($E204=DataInput!$B203,DataInput!K203,NA())","v":1},null,null,{"$f":"IF(OR(ISERROR(E204),ISERROR(G204)),\"  \",E204&\" \"&G204)","v":"SA Eastern Suburbs"},null,null,null,null,{"$f":"IF(ISERROR(G204),FALSE,IF($V$9=G204,TRUE,FALSE))","v":false},null,null,{"$f":"IF($V204=TRUE,E204,NA())","v":{"$error":"#N/A"}},{"$error":"#N/A"},{"$error":"#N/A"},{"$error":"#N/A"},{"$error":"#N/A"},{"$error":"#N/A"},{"$error":"#N/A"},{"$error":"#N/A"},{"$error":"#N/A"},{"$error":"#N/A"}]
[null,{"$f":"IF(DataInput!B204=$B$8,IF($B$9=$B$10,TRUE,IF(DataInput!E204=$B$9,TRUE,FALSE)))","v":true},null,null,{"$f":"IF(B205=TRUE,DataInput!B204,NA())","v":"SA"},{"$f":"IF($E205=DataInput!$B204,DataInput!C204,NA())","v":"EAST"},{"$f":"IF($E205=DataInput!$B204,DataInput!D204,NA())","v":"Eastern Suburbs"},{"$f":"IF($E205=DataInput!$B204,DataInput!E204,NA())","v":"SAPN"},{"$f":"IF($E205=DataInput!$B204,DataInput!F204,NA())","v":"Winter"},{"$f":"IF($E205=DataInput!$B204,DataInput!G204,NA())","v":"Non-Coincident"},{"$f":"IF($E205=DataInput!$B204,DataInput!H204,NA())","v":2019},{"$f":"IF($E205=DataInput!$B204,DataInput!I204,NA())","v":"POE50"},{"$f":"IF($E205=DataInput!$B204,DataInput!J204,NA())","v":508.80741646471199},{"$f":"IF($E205=DataInput!$B204,DataInput!K204,NA())","v":1},null,null,"SA Eastern Suburbs",null,null,null,null,false,null,null,{"$error":"#N/A"},{"$error":"#N/A"},{"$error":"#N/A"},{"$error":"#N/A"},{"$error":"#N/A"},{"$error":"#N/A"},{"$error":"#N/A"},{"$error":"#N/A"},{"$error":"#N/A"},{"$error":"#N/A"}]
[null,{"$f":"IF(DataInput!B205=$B$8,IF($B$9=$B$10,TRUE,IF(DataInput!E205=$B$9,TRUE,FALSE)))","v":true},null,null,{"$f":"IF(B206=TRUE,DataInput!B205,NA())","v":"SA"},{"$f":"IF($E206=DataInput!$B205,DataInput!C205,NA())","v":"EAST"},{"$f":"IF($E206=DataInput!$B205,DataInput!D205,NA())","v":"Eastern Suburbs"},{"$f":"IF($E206=DataInput!$B205,DataInput!E205,NA())","v":"SAPN"},{"$f":"IF($E206=DataInput!$B205,DataInput!F205,NA())","v":"Winter"},{"$f":"IF($E206=DataInput!$B205,DataInput!G205,NA())","v":"Non-Coincident"},{"$f":"IF($E206=DataInput!$B205,DataInput!H205,NA())","v":2020},{"$f":"IF($E206=DataInput!$B205,DataInput!I205,NA())","v":"POE50"},{"$f":"IF($E206=DataInput!$B205,DataInput!J205,NA())","v":510.42224982062601},{"$f":"IF($E206=DataInput!$B205,DataInput!K205,NA())","v":1},null,null,"SA Eastern Suburbs",null,null,null,null,false,null,null,{"$error":"#N/A"},{"$error":"#N/A"},{"$error":"#N/A"},{"$error":"#N/A"},{"$error":"#N/A"},{"$error":"#N/A"},{"$error":"#N/A"},{"$error":"#N/A"},{"$error":"#N/A"},{"$error":"#N/A"}]
[null,{"$f":"IF(DataInput!B206=$B$8,IF($B$9=$B$10,TRUE,IF(DataInput!E206=$B$9,TRUE,FALSE)))","v":true},null,null,{"$f":"IF(B207=TRUE,DataInput!B206,NA())","v":"SA"},{"$f":"IF($E207=DataInput!$B206,DataInput!C206,NA())","v":"EAST"},{"$f":"IF($E207=DataInput!$B206,DataInput!D206,NA())","v":"Eastern Suburbs"},{"$f":"IF($E207=DataInput!$B206,DataInput!E206,NA())","v":"SAPN"},{"$f":"IF($E207=DataInput!$B206,DataInput!F206,NA())","v":"Winter"},{"$f":"IF($E207=DataInput!$B206,DataInput!G206,NA())","v":"Non-Coincident"},{"$f":"IF($E207=DataInput!$B206,DataInput!H206,NA())","v":2021},{"$f":"IF($E207=DataInput!$B206,DataInput!I206,NA())","v":"POE50"},{"$f":"IF($E207=DataInput!$B206,DataInput!J206,NA())","v":510.81172662608299},{"$f":"IF($E207=DataInput!$B206,DataInput!K206,NA())","v":1},null,null,"SA Eastern Suburbs",null,null,null,null,false,null,null,{"$error":"#N/A"},{"$error":"#N/A"},{"$error":"#N/A"},{"$error":"#N/A"},{"$error":"#N/A"},{"$error":"#N/A"},{"$error":"#N/A"},{"$error":"#N/A"},{"$error":"#N/A"},{"$error":"#N/A"}]
[null,{"$f":"IF(DataInput!B207=$B$8,IF($B$9=$B$10,TRUE,IF(DataInput!E207=$B$9,TRUE,FALSE)))","v":true},null,null,{"$f":"IF(B208=TRUE,DataInput!B207,NA())","v":"SA"},{"$f":"IF($E208=DataInput!$B207,DataInput!C207,NA())","v":"EAST"},{"$f":"IF($E208=DataInput!$B207,DataInput!D207,NA())","v":"Eastern Suburbs"},{"$f":"IF($E208=DataInput!$B207,DataInput!E207,NA())","v":"SAPN"},{"$f":"IF($E208=DataInput!$B207,DataInput!F207,NA())","v":"Winter"},{"$f":"IF($E208=DataInput!$B207,DataInput!G207,NA())","v":"Non-Coincident"},{"$f":"IF($E208=DataInput!$B207,DataInput!H207,NA())","v":2022},{"$f":"IF($E208=DataInput!$B207,DataInput!I207,NA())","v":"POE50"},{"$f":"IF($E208=DataInput!$B207,DataInput!J207,NA())","v":510.58603920006101},{"$f":"IF($E208=DataInput!$B207,DataInput!K207,NA())","v":1},null,null,"SA Eastern Suburbs",null,null,null,null,false,null,null,{"$error":"#N/A"},{"$error":"#N/A"},{"$error":"#N/A"},{"$error":"#N/A"},{"$error":"#N/A"},{"$error":"#N/A"},{"$error":"#N/A"},{"$error":"#N/A"},{"$error":"#N/A"},{"$error":"#N/A"}]
[null,{"$f":"IF(DataInput!B208=$B$8,IF($B$9=$B$10,TRUE,IF(DataInput!E208=$B$9,TRUE,FALSE)))","v":true},null,null,{"$f":"IF(B209=TRUE,DataInput!B208,NA())","v":"SA"},{"$f":"IF($E209=DataInput!$B208,DataInput!C208,NA())","v":"EAST"},{"$f":"IF($E209=DataInput!$B208,DataInput!D208,NA())","v":"Eastern Suburbs"},{"$f":"IF($E209=DataInput!$B208,DataInput!E208,NA())","v":"SAPN"},{"$f":"IF($E209=DataInput!$B208,DataInput!F208,NA())","v":"Winter"},{"$f":"IF($E209=DataInput!$B208,DataInput!G208,NA())","v":"Non-Coincident"},{"$f":"IF($E209=DataInput!$B208,DataInput!H208,NA())","v":2023},{"$f":"IF($E209=DataInput!$B208,DataInput!I208,NA())","v":"POE50"},{"$f":"IF($E209=DataInput!$B208,DataInput!J208,NA())","v":509.76066310725201},{"$f":"IF($E209=DataInput!$B208,DataInput!K208,NA())","v":1},null,null,"SA Eastern Suburbs",null,null,null,null,false,null,null,{"$error":"#N/A"},{"$error":"#N/A"},{"$error":"#N/A"},{"$error":"#N/A"},{"$error":"#N/A"},{"$error":"#N/A"},{"$error":"#N/A"},{"$error":"#N/A"},{"$error":"#N/A"},{"$error":"#N/A"}]
[null,{"$f":"IF(DataInput!B209=$B$8,IF($B$9=$B$10,TRUE,IF(DataInput!E209=$B$9,TRUE,FALSE)))","v":true},null,null,{"$f":"IF(B210=TRUE,DataInput!B209,NA())","v":"SA"},{"$f":"IF($E210=DataInput!$B209,DataInput!C209,NA())","v":"EAST"},{"$f":"IF($E210=DataInput!$B209,DataInput!D209,NA())","v":"Eastern Suburbs"},{"$f":"IF($E210=DataInput!$B209,DataInput!E209,NA())","v":"SAPN"},{"$f":"IF($E210=DataInput!$B209,DataInput!F209,NA())","v":"Winter"},{"$f":"IF($E210=DataInput!$B209,DataInput!G209,NA())","v":"Non-Coincident"},{"$f":"IF($E210=DataInput!$B209,DataInput!H209,NA())","v":2024},{"$f":"IF($E210=DataInput!$B209,DataInput!I209,NA())","v":"POE50"},{"$f":"IF($E210=DataInput!$B209,DataInput!J209,NA())","v":509.35274304771599},{"$f":"IF($E210=DataInput!$B209,DataInput!K209,NA())","v":1},null,null,"SA Eastern Suburbs",null,null,null,null,false,null,null,{"$error":"#N/A"},{"$error":"#N/A"},{"$error":"#N/A"},{"$error":"#N/A"},{"$error":"#N/A"},{"$error":"#N/A"},{"$error":"#N/A"},{"$error":"#N/A"},{"$error":"#N/A"},{"$error":"#N/A"}]
[null,{"$f":"IF(DataInput!B210=$B$8,IF($B$9=$B$10,TRUE,IF(DataInput!E210=$B$9,TRUE,FALSE)))","v":true},null,null,{"$f":"IF(B211=TRUE,DataInput!B210,NA())","v":"SA"},{"$f":"IF($E211=DataInput!$B210,DataInput!C210,NA())","v":"EAST"},{"$f":"IF($E211=DataInput!$B210,DataInput!D210,NA())","v":"Eastern Suburbs"},{"$f":"IF($E211=DataInput!$B210,DataInput!E210,NA())","v":"SAPN"},{"$f":"IF($E211=DataInput!$B210,DataInput!F210,NA())","v":"Winter"},{"$f":"IF($E211=DataInput!$B210,DataInput!G210,NA())","v":"Non-Coincident"},{"$f":"IF($E211=DataInput!$B210,DataInput!H210,NA())","v":2025},{"$f":"IF($E211=DataInput!$B210,DataInput!I210,NA())","v":"POE50"},{"$f":"IF($E211=DataInput!$B210,DataInput!J210,NA())","v":508.18560089567001},{"$f":"IF($E211=DataInput!$B210,DataInput!K210,NA())","v":1},null,null,"SA Eastern Suburbs",null,null,null,null,false,null,null,{"$error":"#N/A"},{"$error":"#N/A"},{"$error":"#N/A"},{"$error":"#N/A"},{"$error":"#N/A"},{"$error":"#N/A"},{"$error":"#N/A"},{"$error":"#N/A"},{"$error":"#N/A"},{"$error":"#N/A"}]
[null,{"$f":"IF(DataInput!B211=$B$8,IF($B$9=$B$10,TRUE,IF(DataInput!E211=$B$9,TRUE,FALSE)))","v":true},null,null,{"$f":"IF(B212=TRUE,DataInput!B211,NA())","v":"SA"},{"$f":"IF($E212=DataInput!$B211,DataInput!C211,NA())","v":"NORT"},{"$f":"IF($E212=DataInput!$B211,DataInput!D211,NA())","v":"Northern Suburbs"},{"$f":"IF($E212=DataInput!$B211,DataInput!E211,NA())","v":"SAPN"},{"$f":"IF($E212=DataInput!$B211,DataInput!F211,NA())","v":"Summer"},{"$f":"IF($E212=DataInput!$B211,DataInput!G211,NA())","v":"Non-Coincident"},{"$f":"IF($E212=DataInput!$B211,DataInput!H211,NA())","v":2017},{"$f":"IF($E212=DataInput!$B211,DataInput!I211,NA())","v":"POE10"},{"$f":"IF($E212=DataInput!$B211,DataInput!J211,NA())","v":317.66814436793499},{"$f":"IF($E212=DataInput!$B211,DataInput!K211,NA())","v":0.95879302695381596},null,null,"SA Northern Suburbs",null,null,null,null,false,null,null,{"$error":"#N/A"},{"$error":"#N/A"},{"$error":"#N/A"},{"$error":"#N/A"},{"$error":"#N/A"},{"$error":"#N/A"},{"$error":"#N/A"},{"$error":"#N/A"},{"$error":"#N/A"},{"$error":"#N/A"}]
[null,{"$f":"IF(DataInput!B212=$B$8,IF($B$9=$B$10,TRUE,IF(DataInput!E212=$B$9,TRUE,FALSE)))","v":true},null,null,{"$f":"IF(B213=TRUE,DataInput!B212,NA())","v":"SA"},{"$f":"IF($E213=DataInput!$B212,DataInput!C212,NA())","v":"NORT"},{"$f":"IF($E213=DataInput!$B212,DataInput!D212,NA())","v":"Northern Suburbs"},{"$f":"IF($E213=DataInput!$B212,DataInput!E212,NA())","v":"SAPN"},{"$f":"IF($E213=DataInput!$B212,DataInput!F212,NA())","v":"Summer"},{"$f":"IF($E213=DataInput!$B212,DataInput!G212,NA())","v":"Non-Coincident"},{"$f":"IF($E213=DataInput!$B212,DataInput!H212,NA())","v":2018},{"$f":"IF($E213=DataInput!$B212,DataInput!I212,NA())","v":"POE10"},{"$f":"IF($E213=DataInput!$B212,DataInput!J212,NA())","v":313.288905899491},{"$f":"IF($E213=DataInput!$B212,DataInput!K212,NA())","v":0.949677403872908},null,null,"SA Northern Suburbs",null,null,null,null,false,null,null,{"$error":"#N/A"},{"$error":"#N/A"},{"$error":"#N/A"},{"$error":"#N/A"},{"$error":"#N/A"},{"$error":"#N/A"},{"$error":"#N/A"},{"$error":"#N/A"},{"$error":"#N/A"},{"$error":"#N/A"}]
[null,{"$f":"IF(DataInput!B213=$B$8,IF($B$9=$B$10,TRUE,IF(DataInput!E213=$B$9,TRUE,FALSE)))","v":true},null,null,{"$f":"IF(B214=TRUE,DataInput!B213,NA())","v":"SA"},{"$f":"IF($E214=DataInput!$B213,DataInput!C213,NA())","v":"NORT"},{"$f":"IF($E214=DataInput!$B213,DataInput!D213,NA())","v":"Northern Suburbs"},{"$f":"IF($E214=DataInput!$B213,DataInput!E213,NA())","v":"SAPN"},{"$f":"IF($E214=DataInput!$B213,DataInput!F213,NA())","v":"Summer"},{"$f":"IF($E214=DataInput!$B213,DataInput!G213,NA())","v":"Non-Coincident"},{"$f":"IF($E214=DataInput!$B213,DataInput!H213,NA())","v":2019},{"$f":"IF($E214=DataInput!$B213,DataInput!I213,NA())","v":"POE10"},{"$f":"IF($E214=DataInput!$B213,DataInput!J213,NA())","v":297.41981240738698},{"$f":"IF($E214=DataInput!$B213,DataInput!K213,NA())","v":0.95673001432721905},null,null,"SA Northern Suburbs",null,null,null,null,false,null,null,{"$error":"#N/A"},{"$error":"#N/A"},{"$error":"#N/A"},{"$error":"#N/A"},{"$error":"#N/A"},{"$error":"#N/A"},{"$error":"#N/A"},{"$error":"#N/A"},{"$error":"#N/A"},{"$error":"#N/A"}]
[null,{"$f":"IF(DataInput!B214=$B$8,IF($B$9=$B$10,TRUE,IF(DataInput!E214=$B$9,TRUE,FALSE)))","v":true},null,null,{"$f":"IF(B215=TRUE,DataInput!B214,NA())","v":"SA"},{"$f":"IF($E215=DataInput!$B214,DataInput!C214,NA())","v":"NORT"},{"$f":"IF($E215=DataInput!$B214,DataInput!D214,NA())","v":"Northern Suburbs"},{"$f":"IF($E215=DataInput!$B214,DataInput!E214,NA())","v":"SAPN"},{"$f":"IF($E215=DataInput!$B214,DataInput!F214,NA())","v":"Summer"},{"$f":"IF($E215=DataInput!$B214,DataInput!G214,NA())","v":"Non-Coincident"},{"$f":"IF($E215=DataInput!$B214,DataInput!H214,NA())","v":2020},{"$f":"IF($E215=DataInput!$B214,DataInput!I214,NA())","v":"POE10"},{"$f":"IF($E215=DataInput!$B214,DataInput!J214,NA())","v":286.33851671083403},{"$f":"IF($E215=DataInput!$B214,DataInput!K214,NA())","v":0.94943710212117804},null,null,"SA Northern Suburbs",null,null,null,null,false,null,null,{"$error":"#N/A"},{"$error":"#N/A"},{"$error":"#N/A"},{"$error":"#N/A"},{"$error":"#N/A"},{"$error":"#N/A"},{"$error":"#N/A"},{"$error":"#N/A"},{"$error":"#N/A"},{"$error":"#N/A"}]
[null,{"$f":"IF(DataInput!B215=$B$8,IF($B$9=$B$10,TRUE,IF(DataInput!E215=$B$9,TRUE,FALSE)))","v":true},null,null,{"$f":"IF(B216=TRUE,DataInput!B215,NA())","v":"SA"},{"$f":"IF($E216=DataInput!$B215,DataInput!C215,NA())","v":"NORT"},{"$f":"IF($E216=DataInput!$B215,DataInput!D215,NA())","v":"Northern Suburbs"},{"$f":"IF($E216=DataInput!$B215,DataInput!E215,NA())","v":"SAPN"},{"$f":"IF($E216=DataInput!$B215,DataInput!F215,NA())","v":"Summer"},{"$f":"IF($E216=DataInput!$B215,DataInput!G215,NA())","v":"Non-Coincident"},{"$f":"IF($E216=DataInput!$B215,DataInput!H215,NA())","v":2021},{"$f":"IF($E216=DataInput!$B215,DataInput!I215,NA())","v":"POE10"},{"$f":"IF($E216=DataInput!$B215,DataInput!J215,NA())","v":276.57447058483802},{"$f":"IF($E216=DataInput!$B215,DataInput!K215,NA())","v":0.95953156051204602},null,null,"SA Northern Suburbs",null,null,null,null,false,null,null,{"$error":"#N/A"},{"$error":"#N/A"},{"$error":"#N/A"},{"$error":"#N/A"},{"$error":"#N/A"},{"$error":"#N/A"},{"$error":"#N/A"},{"$error":"#N/A"},{"$error":"#N/A"},{"$error":"#N/A"}]
[null,{"$f":"IF(DataInput!B216=$B$8,IF($B$9=$B$10,TRUE,IF(DataInput!E216=$B$9,TRUE,FALSE)))","v":true},null,null,{"$f":"IF(B217=TRUE,DataInput!B216,NA())","v":"SA"},{"$f":"IF($E217=DataInput!$B216,DataInput!C216,NA())","v":"NORT"},{"$f":"IF($E217=DataInput!$B216,DataInput!D216,NA())","v":"Northern Suburbs"},{"$f":"IF($E217=DataInput!$B216,DataInput!E216,NA())","v":"SAPN"},{"$f":"IF($E217=DataInput!$B216,DataInput!F216,NA())","v":"Summer"},{"$f":"IF($E217=DataInput!$B216,DataInput!G216,NA())","v":"Non-Coincident"},{"$f":"IF($E217=DataInput!$B216,DataInput!H216,NA())","v":2022},{"$f":"IF($E217=DataInput!$B216,DataInput!I216,NA())","v":"POE10"},{"$f":"IF($E217=DataInput!$B216,DataInput!J216,NA())","v":267.58383002917799},{"$f":"IF($E217=DataInput!$B216,DataInput!K216,NA())","v":0.95963941617495996},null,null,"SA Northern Suburbs",null,null,null,null,false,null,null,{"$error":"#N/A"},{"$error":"#N/A"},{"$error":"#N/A"},{"$error":"#N/A"},{"$error":"#N/A"},{"$error":"#N/A"},{"$error":"#N/A"},{"$error":"#N/A"},{"$error":"#N/A"},{"$error":"#N/A"}]
[null,{"$f":"IF(DataInput!B217=$B$8,IF($B$9=$B$10,TRUE,IF(DataInput!E217=$B$9,TRUE,FALSE)))","v":true},null,null,{"$f":"IF(B218=TRUE,DataInput!B217,NA())","v":"SA"},{"$f":"IF($E218=DataInput!$B217,DataInput!C217,NA())","v":"NORT"},{"$f":"IF($E218=DataInput!$B217,DataInput!D217,NA())","v":"Northern Suburbs"},{"$f":"IF($E218=DataInput!$B217,DataInput!E217,NA())","v":"SAPN"},{"$f":"IF($E218=DataInput!$B217,DataInput!F217,NA())","v":"Summer"},{"$f":"IF($E218=DataInput!$B217,DataInput!G217,NA())","v":"Non-Coincident"},{"$f":"IF($E218=DataInput!$B217,DataInput!H217,NA())","v":2023},{"$f":"IF($E218=DataInput!$B217,DataInput!I217,NA())","v":"POE10"},{"$f":"IF($E218=DataInput!$B217,DataInput!J217,NA())","v":261.69404021013702},{"$f":"IF($E218=DataInput!$B217,DataInput!K217,NA())","v":0.95975879614664505},null,null,"SA Northern Suburbs",null,null,null,null,false,null,null,{"$error":"#N/A"},{"$error":"#N/A"},{"$error":"#N/A"},{"$error":"#N/A"},{"$error":"#N/A"},{"$error":"#N/A"},{"$error":"#N/A"},{"$error":"#N/A"},{"$error":"#N/A"},{"$error":"#N/A"}]
[null,{"$f":"IF(DataInput!B218=$B$8,IF($B$9=$B$10,TRUE,IF(DataInput!E218=$B$9,TRUE,FALSE)))","v":true},null,null,{"$f":"IF(B219=TRUE,DataInput!B218,NA())","v":"SA"},{"$f":"IF($E219=DataInput!$B218,DataInput!C218,NA())","v":"NORT"},{"$f":"IF($E219=DataInput!$B218,DataInput!D218,NA())","v":"Northern Suburbs"},{"$f":"IF($E219=DataInput!$B218,DataInput!E218,NA())","v":"SAPN"},{"$f":"IF($E219=DataInput!$B218,DataInput!F218,NA())","v":"Summer"},{"$f":"IF($E219=DataInput!$B218,DataInput!G218,NA())","v":"Non-Coincident"},{"$f":"IF($E219=DataInput!$B218,DataInput!H218,NA())","v":2024},{"$f":"IF($E219=DataInput!$B218,DataInput!I218,NA())","v":"POE10"},{"$f":"IF($E219=DataInput!$B218,DataInput!J218,NA())","v":259.21500437028197},{"$f":"IF($E219=DataInput!$B218,DataInput!K218,NA())","v":0.95987715078885905},null,null,"SA Northern Suburbs",null,null,null,null,false,null,null,{"$error":"#N/A"},{"$error":"#N/A"},{"$error":"#N/A"},{"$error":"#N/A"},{"$error":"#N/A"},{"$error":"#N/A"},{"$error":"#N/A"},{"$error":"#N/A"},{"$error":"#N/A"},{"$error":"#N/A"}]
[null,{"$f":"IF(DataInput!B219=$B$8,IF($B$9=$B$10,TRUE,IF(DataInput!E219=$B$9,TRUE,FALSE)))","v":true},null,null,{"$f":"IF(B220=TRUE,DataInput!B219,NA())","v":"SA"},{"$f":"IF($E220=DataInput!$B219,DataInput!C219,NA())","v":"NORT"},{"$f":"IF($E220=DataInput!$B219,DataInput!D219,NA())","v":"Northern Suburbs"},{"$f":"IF($E220=DataInput!$B219,DataInput!E219,NA())","v":"SAPN"},{"$f":"IF($E220=DataInput!$B219,DataInput!F219,NA())","v":"Summer"},{"$f":"IF($E220=DataInput!$B219,DataInput!G219,NA())","v":"Non-Coincident"},{"$f":"IF($E220=DataInput!$B219,DataInput!H219,NA())","v":2025},{"$f":"IF($E220=DataInput!$B219,DataInput!I219,NA())","v":"POE10"},{"$f":"IF($E220=DataInput!$B219,DataInput!J219,NA())","v":254.981865595762},{"$f":"IF($E220=DataInput!$B219,DataInput!K219,NA())","v":0.95999548800661105},null,null,"SA Northern Suburbs",null,null,null,null,false,null,null,{"$error":"#N/A"},{"$error":"#N/A"},{"$error":"#N/A"},{"$error":"#N/A"},{"$error":"#N/A"},{"$error":"#N/A"},{"$error":"#N/A"},{"$error":"#N/A"},{"$error":"#N/A"},{"$error":"#N/A"}]
[null,{"$f":"IF(DataInput!B220=$B$8,IF($B$9=$B$10,TRUE,IF(DataInput!E220=$B$9,TRUE,FALSE)))","v":true},null,null,{"$f":"IF(B221=TRUE,DataInput!B220,NA())","v":"SA"},{"$f":"IF($E221=DataInput!$B220,DataInput!C220,NA())","v":"NORT"},{"$f":"IF($E221=DataInput!$B220,DataInput!D220,NA())","v":"Northern Suburbs"},{"$f":"IF($E221=DataInput!$B220,DataInput!E220,NA())","v":"SAPN"},{"$f":"IF($E221=DataInput!$B220,DataInput!F220,NA())","v":"Summer"},{"$f":"IF($E221=DataInput!$B220,DataInput!G220,NA())","v":"Non-Coincident"},{"$f":"IF($E221=DataInput!$B220,DataInput!H220,NA())","v":2026},{"$f":"IF($E221=DataInput!$B220,DataInput!I220,NA())","v":"POE10"},{"$f":"IF($E221=DataInput!$B220,DataInput!J220,NA())","v":249.46053525784001},{"$f":"IF($E221=DataInput!$B220,DataInput!K220,NA())","v":0.96011130224596897},null,null,"SA Northern Suburbs",null,null,null,null,false,null,null,{"$error":"#N/A"},{"$error":"#N/A"},{"$error":"#N/A"},{"$error":"#N/A"},{"$error":"#N/A"},{"$error":"#N/A"},{"$error":"#N/A"},{"$error":"#N/A"},{"$error":"#N/A"},{"$error":"#N/A"}]
[null,{"$f":"IF(DataInput!B221=$B$8,IF($B$9=$B$10,TRUE,IF(DataInput!E221=$B$9,TRUE,FALSE)))","v":true},null,null,{"$f":"IF(B222=TRUE,DataInput!B221,NA())","v":"SA"},{"$f":"IF($E222=DataInput!$B221,DataInput!C221,NA())","v":"NORT"},{"$f":"IF($E222=DataInput!$B221,DataInput!D221,NA())","v":"Northern Suburbs"},{"$f":"IF($E222=DataInput!$B221,DataInput!E221,NA())","v":"SAPN"},{"$f":"IF($E222=DataInput!$B221,DataInput!F221,NA())","v":"Summer"},{"$f":"IF($E222=DataInput!$B221,DataInput!G221,NA())","v":"Non-Coincident"},{"$f":"IF($E222=DataInput!$B221,DataInput!H221,NA())","v":2017},{"$f":"IF($E222=DataInput!$B221,DataInput!I221,NA())","v":"POE50"},{"$f":"IF($E222=DataInput!$B221,DataInput!J221,NA())","v":292.29396118037698},{"$f":"IF($E222=DataInput!$B221,DataInput!K221,NA())","v":0.93142680973374103},null,null,"SA Northern Suburbs",null,null,null,null,false,null,null,{"$error":"#N/A"},{"$error":"#N/A"},{"$error":"#N/A"},{"$error":"#N/A"},{"$error":"#N/A"},{"$error":"#N/A"},{"$error":"#N/A"},{"$error":"#N/A"},{"$error":"#N/A"},{"$error":"#N/A"}]
[null,{"$f":"IF(DataInput!B222=$B$8,IF($B$9=$B$10,TRUE,IF(DataInput!E222=$B$9,TRUE,FALSE)))","v":true},null,null,{"$f":"IF(B223=TRUE,DataInput!B222,NA())","v":"SA"},{"$f":"IF($E223=DataInput!$B222,DataInput!C222,NA())","v":"NORT"},{"$f":"IF($E223=DataInput!$B222,DataInput!D222,NA())","v":"Northern Suburbs"},{"$f":"IF($E223=DataInput!$B222,DataInput!E222,NA())","v":"SAPN"},{"$f":"IF($E223=DataInput!$B222,DataInput!F222,NA())","v":"Summer"},{"$f":"IF($E223=DataInput!$B222,DataInput!G222,NA())","v":"Non-Coincident"},{"$f":"IF($E223=DataInput!$B222,DataInput!H222,NA())","v":2018},{"$f":"IF($E223=DataInput!$B222,DataInput!I222,NA())","v":"POE50"},{"$f":"IF($E223=DataInput!$B222,DataInput!J222,NA())","v":288.33612523634798},{"$f":"IF($E223=DataInput!$B222,DataInput!K222,NA())","v":0.92241925142791004},null,null,"SA Northern Suburbs",null,null,null,null,false,null,null,{"$error":"#N/A"},{"$error":"#N/A"},{"$error":"#N/A"},{"$error":"#N/A"},{"$error":"#N/A"},{"$error":"#N/A"},{"$error":"#N/A"},{"$error":"#N/A"},{"$error":"#N/A"},{"$error":"#N/A"}]
[null,{"$f":"IF(DataInput!B223=$B$8,IF($B$9=$B$10,TRUE,IF(DataInput!E223=$B$9,TRUE,FALSE)))","v":true},null,null,{"$f":"IF(B224=TRUE,DataInput!B223,NA())","v":"SA"},{"$f":"IF($E224=DataInput!$B223,DataInput!C223,NA())","v":"NORT"},{"$f":"IF($E224=DataInput!$B223,DataInput!D223,NA())","v":"Northern Suburbs"},{"$f":"IF($E224=DataInput!$B223,DataInput!E223,NA())","v":"SAPN"},{"$f":"IF($E224=DataInput!$B223,DataInput!F223,NA())","v":"Summer"},{"$f":"IF($E224=DataInput!$B223,DataInput!G223,NA())","v":"Non-Coincident"},{"$f":"IF($E224=DataInput!$B223,DataInput!H223,NA())","v":2019},{"$f":"IF($E224=DataInput!$B223,DataInput!I223,NA())","v":"POE50"},{"$f":"IF($E224=DataInput!$B223,DataInput!J223,NA())","v":269.589203037929},{"$f":"IF($E224=DataInput!$B223,DataInput!K223,NA())","v":0.91832418181827702},null,null,"SA Northern Suburbs",null,null,null,null,false,null,null,{"$error":"#N/A"},{"$error":"#N/A"},{"$error":"#N/A"},{"$error":"#N/A"},{"$error":"#N/A"},{"$error":"#N/A"},{"$error":"#N/A"},{"$error":"#N/A"},{"$error":"#N/A"},{"$error":"#N/A"}]
[null,{"$f":"IF(DataInput!B224=$B$8,IF($B$9=$B$10,TRUE,IF(DataInput!E224=$B$9,TRUE,FALSE)))","v":true},null,null,{"$f":"IF(B225=TRUE,DataInput!B224,NA())","v":"SA"},{"$f":"IF($E225=DataInput!$B224,DataInput!C224,NA())","v":"NORT"},{"$f":"IF($E225=DataInput!$B224,DataInput!D224,NA())","v":"Northern Suburbs"},{"$f":"IF($E225=DataInput!$B224,DataInput!E224,NA())","v":"SAPN"},{"$f":"IF($E225=DataInput!$B224,DataInput!F224,NA())","v":"Summer"},{"$f":"IF($E225=DataInput!$B224,DataInput!G224,NA())","v":"Non-Coincident"},{"$f":"IF($E225=DataInput!$B224,DataInput!H224,NA())","v":2020},{"$f":"IF($E225=DataInput!$B224,DataInput!I224,NA())","v":"POE50"},{"$f":"IF($E225=DataInput!$B224,DataInput!J224,NA())","v":261.04195265502699},{"$f":"IF($E225=DataInput!$B224,DataInput!K224,NA())","v":0.92034852938199596},null,null,"SA Northern Suburbs",null,null,null,null,false,null,null,{"$error":"#N/A"},{"$error":"#N/A"},{"$error":"#N/A"},{"$error":"#N/A"},{"$error":"#N/A"},{"$error":"#N/A"},{"$error":"#N/A"},{"$error":"#N/A"},{"$error":"#N/A"},{"$error":"#N/A"}]
[null,{"$f":"IF(DataInput!B225=$B$8,IF($B$9=$B$10,TRUE,IF(DataInput!E225=$B$9,TRUE,FALSE)))","v":true},null,null,{"$f":"IF(B226=TRUE,DataInput!B225,NA())","v":"SA"},{"$f":"IF($E226=DataInput!$B225,DataInput!C225,NA())","v":"NORT"},{"$f":"IF($E226=DataInput!$B225,DataInput!D225,NA())","v":"Northern Suburbs"},{"$f":"IF($E226=DataInput!$B225,DataInput!E225,NA())","v":"SAPN"},{"$f":"IF($E226=DataInput!$B225,DataInput!F225,NA())","v":"Summer"},{"$f":"IF($E226=DataInput!$B225,DataInput!G225,NA())","v":"Non-Coincident"},{"$f":"IF($E226=DataInput!$B225,DataInput!H225,NA())","v":2021},{"$f":"IF($E226=DataInput!$B225,DataInput!I225,NA())","v":"POE50"},{"$f":"IF($E226=DataInput!$B225,DataInput!J225,NA())","v":253.15689603487999},{"$f":"IF($E226=DataInput!$B225,DataInput!K225,NA())","v":0.93214705638435602},null,null,"SA Northern Suburbs",null,null,null,null,false,null,null,{"$error":"#N/A"},{"$error":"#N/A"},{"$error":"#N/A"},{"$error":"#N/A"},{"$error":"#N/A"},{"$error":"#N/A"},{"$error":"#N/A"},{"$error":"#N/A"},{"$error":"#N/A"},{"$error":"#N/A"}]
[null,{"$f":"IF(DataInput!B226=$B$8,IF($B$9=$B$10,TRUE,IF(DataInput!E226=$B$9,TRUE,FALSE)))","v":true},null,null,{"$f":"IF(B227=TRUE,DataInput!B226,NA())","v":"SA"},{"$f":"IF($E227=DataInput!$B226,DataInput!C226,NA())","v":"NORT"},{"$f":"IF($E227=DataInput!$B226,DataInput!D226,NA())","v":"Northern Suburbs"},{"$f":"IF($E227=DataInput!$B226,DataInput!E226,NA())","v":"SAPN"},{"$f":"IF($E227=DataInput!$B226,DataInput!F226,NA())","v":"Summer"},{"$f":"IF($E227=DataInput!$B226,DataInput!G226,NA())","v":"Non-Coincident"},{"$f":"IF($E227=DataInput!$B226,DataInput!H226,NA())","v":2022},{"$f":"IF($E227=DataInput!$B226,DataInput!I226,NA())","v":"POE50"},{"$f":"IF($E227=DataInput!$B226,DataInput!J226,NA())","v":243.18843813487601},{"$f":"IF($E227=DataInput!$B226,DataInput!K226,NA())","v":0.93226478044852401},null,null,"SA Northern Suburbs",null,null,null,null,false,null,null,{"$error":"#N/A"},{"$error":"#N/A"},{"$error":"#N/A"},{"$error":"#N/A"},{"$error":"#N/A"},{"$error":"#N/A"},{"$error":"#N/A"},{"$error":"#N/A"},{"$error":"#N/A"},{"$error":"#N/A"}]
[null,{"$f":"IF(DataInput!B227=$B$8,IF($B$9=$B$10,TRUE,IF(DataInput!E227=$B$9,TRUE,FALSE)))","v":true},null,null,{"$f":"IF(B228=TRUE,DataInput!B227,NA())","v":"SA"},{"$f":"IF($E228=DataInput!$B227,DataInput!C227,NA())","v":"NORT"},{"$f":"IF($E228=DataInput!$B227,DataInput!D227,NA())","v":"Northern Suburbs"},{"$f":"IF($E228=DataInput!$B227,DataInput!E227,NA())","v":"SAPN"},{"$f":"IF($E228=DataInput!$B227,DataInput!F227,NA())","v":"Summer"},{"$f":"IF($E228=DataInput!$B227,DataInput!G227,NA())","v":"Non-Coincident"},{"$f":"IF($E228=DataInput!$B227,DataInput!H227,NA())","v":2023},{"$f":"IF($E228=DataInput!$B227,DataInput!I227,NA())","v":"POE50"},{"$f":"IF($E228=DataInput!$B227,DataInput!J227,NA())","v":239.94188828138999},{"$f":"IF($E228=DataInput!$B227,DataInput!K227,NA())","v":0.93238064886482197},null,null,"SA Northern Suburbs",null,null,null,null,false,null,null,{"$error":"#N/A"},{"$error":"#N/A"},{"$error":"#N/A"},{"$error":"#N/A"},{"$error":"#N/A"},{"$error":"#N/A"},{"$error":"#N/A"},{"$error":"#N/A"},{"$error":"#N/A"},{"$error":"#N/A"}]
[null,{"$f":"IF(DataInput!B228=$B$8,IF($B$9=$B$10,TRUE,IF(DataInput!E228=$B$9,TRUE,FALSE)))","v":true},null,null,{"$f":"IF(B229=TRUE,DataInput!B228,NA())","v":"SA"},{"$f":"IF($E229=DataInput!$B228,DataInput!C228,NA())","v":"NORT"},{"$f":"IF($E229=DataInput!$B228,DataInput!D228,NA())","v":"Northern Suburbs"},{"$f":"IF($E229=DataInput!$B228,DataInput!E228,NA())","v":"SAPN"},{"$f":"IF($E229=DataInput!$B228,DataInput!F228,NA())","v":"Summer"},{"$f":"IF($E229=DataInput!$B228,DataInput!G228,NA())","v":"Non-Coincident"},{"$f":"IF($E229=DataInput!$B228,DataInput!H228,NA())","v":2024},{"$f":"IF($E229=DataInput!$B228,DataInput!I228,NA())","v":"POE50"},{"$f":"IF($E229=DataInput!$B228,DataInput!J228,NA())","v":237.26071077229},{"$f":"IF($E229=DataInput!$B228,DataInput!K228,NA())","v":0.93249836988613399},null,null,"SA Northern Suburbs",null,null,null,null,false,null,null,{"$error":"#N/A"},{"$error":"#N/A"},{"$error":"#N/A"},{"$error":"#N/A"},{"$error":"#N/A"},{"$error":"#N/A"},{"$error":"#N/A"},{"$error":"#N/A"},{"$error":"#N/A"},{"$error":"#N/A"}]
[null,{"$f":"IF(DataInput!B229=$B$8,IF($B$9=$B$10,TRUE,IF(DataInput!E229=$B$9,TRUE,FALSE)))","v":true},null,null,{"$f":"IF(B230=TRUE,DataInput!B229,NA())","v":"SA"},{"$f":"IF($E230=DataInput!$B229,DataInput!C229,NA())","v":"NORT"},{"$f":"IF($E230=DataInput!$B229,DataInput!D229,NA())","v":"Northern Suburbs"},{"$f":"IF($E230=DataInput!$B229,DataInput!E229,NA())","v":"SAPN"},{"$f":"IF($E230=DataInput!$B229,DataInput!F229,NA())","v":"Summer"},{"$f":"IF($E230=DataInput!$B229,DataInput!G229,NA())","v":"Non-Coincident"},{"$f":"IF($E230=DataInput!$B229,DataInput!H229,NA())","v":2025},{"$f":"IF($E230=DataInput!$B229,DataInput!I229,NA())","v":"POE50"},{"$f":"IF($E230=DataInput!$B229,DataInput!J229,NA())","v":235.73034159956401},{"$f":"IF($E230=DataInput!$B229,DataInput!K229,NA())","v":0.93261076668804699},null,null,"SA Northern Suburbs",null,null,null,null,false,null,null,{"$error":"#N/A"},{"$error":"#N/A"},{"$error":"#N/A"},{"$error":"#N/A"},{"$error":"#N/A"},{"$error":"#N/A"},{"$error":"#N/A"},{"$error":"#N/A"},{"$error":"#N/A"},{"$error":"#N/A"}]
[null,{"$f":"IF(DataInput!B230=$B$8,IF($B$9=$B$10,TRUE,IF(DataInput!E230=$B$9,TRUE,FALSE)))","v":true},null,null,{"$f":"IF(B231=TRUE,DataInput!B230,NA())","v":"SA"},{"$f":"IF($E231=DataInput!$B230,DataInput!C230,NA())","v":"NORT"},{"$f":"IF($E231=DataInput!$B230,DataInput!D230,NA())","v":"Northern Suburbs"},{"$f":"IF($E231=DataInput!$B230,DataInput!E230,NA())","v":"SAPN"},{"$f":"IF($E231=DataInput!$B230,DataInput!F230,NA())","v":"Summer"},{"$f":"IF($E231=DataInput!$B230,DataInput!G230,NA())","v":"Non-Coincident"},{"$f":"IF($E231=DataInput!$B230,DataInput!H230,NA())","v":2026},{"$f":"IF($E231=DataInput!$B230,DataInput!I230,NA())","v":"POE50"},{"$f":"IF($E231=DataInput!$B230,DataInput!J230,NA())","v":233.09884573826099},{"$f":"IF($E231=DataInput!$B230,DataInput!K230,NA())","v":0.93271458225775505},null,null,"SA Northern Suburbs",null,null,null,null,false,null,null,{"$error":"#N/A"},{"$error":"#N/A"},{"$error":"#N/A"},{"$error":"#N/A"},{"$error":"#N/A"},{"$error":"#N/A"},{"$error":"#N/A"},{"$error":"#N/A"},{"$error":"#N/A"},{"$error":"#N/A"}]
[null,{"$f":"IF(DataInput!B231=$B$8,IF($B$9=$B$10,TRUE,IF(DataInput!E231=$B$9,TRUE,FALSE)))","v":true},null,null,{"$f":"IF(B232=TRUE,DataInput!B231,NA())","v":"SA"},{"$f":"IF($E232=DataInput!$B231,DataInput!C231,NA())","v":"NORT"},{"$f":"IF($E232=DataInput!$B231,DataInput!D231,NA())","v":"Northern Suburbs"},{"$f":"IF($E232=DataInput!$B231,DataInput!E231,NA())","v":"SAPN"},{"$f":"IF($E232=DataInput!$B231,DataInput!F231,NA())","v":"Winter"},{"$f":"IF($E232=DataInput!$B231,DataInput!G231,NA())","v":"Non-Coincident"},{"$f":"IF($E232=DataInput!$B231,DataInput!H231,NA())","v":2016},{"$f":"IF($E232=DataInput!$B231,DataInput!I231,NA())","v":"POE10"},{"$f":"IF($E232=DataInput!$B231,DataInput!J231,NA())","v":241.81120630234699},{"$f":"IF($E232=DataInput!$B231,DataInput!K231,NA())","v":1},null,null,"SA Northern Suburbs",null,null,null,null,false,null,null,{"$error":"#N/A"},{"$error":"#N/A"},{"$error":"#N/A"},{"$error":"#N/A"},{"$error":"#N/A"},{"$error":"#N/A"},{"$error":"#N/A"},{"$error":"#N/A"},{"$error":"#N/A"},{"$error":"#N/A"}]
[null,{"$f":"IF(DataInput!B232=$B$8,IF($B$9=$B$10,TRUE,IF(DataInput!E232=$B$9,TRUE,FALSE)))","v":true},null,null,{"$f":"IF(B233=TRUE,DataInput!B232,NA())","v":"SA"},{"$f":"IF($E233=DataInput!$B232,DataInput!C232,NA())","v":"NORT"},{"$f":"IF($E233=DataInput!$B232,DataInput!D232,NA())","v":"Northern Suburbs"},{"$f":"IF($E233=DataInput!$B232,DataInput!E232,NA())","v":"SAPN"},{"$f":"IF($E233=DataInput!$B232,DataInput!F232,NA())","v":"Winter"},{"$f":"IF($E233=DataInput!$B232,DataInput!G232,NA())","v":"Non-Coincident"},{"$f":"IF($E233=DataInput!$B232,DataInput!H232,NA())","v":2017},{"$f":"IF($E233=DataInput!$B232,DataInput!I232,NA())","v":"POE10"},{"$f":"IF($E233=DataInput!$B232,DataInput!J232,NA())","v":241.763143482614},{"$f":"IF($E233=DataInput!$B232,DataInput!K232,NA())","v":1},null,null,"SA Northern Suburbs",null,null,null,null,false,null,null,{"$error":"#N/A"},{"$error":"#N/A"},{"$error":"#N/A"},{"$error":"#N/A"},{"$error":"#N/A"},{"$error":"#N/A"},{"$error":"#N/A"},{"$error":"#N/A"},{"$error":"#N/A"},{"$error":"#N/A"}]
[null,{"$f":"IF(DataInput!B233=$B$8,IF($B$9=$B$10,TRUE,IF(DataInput!E233=$B$9,TRUE,FALSE)))","v":true},null,null,{"$f":"IF(B234=TRUE,DataInput!B233,NA())","v":"SA"},{"$f":"IF($E234=DataInput!$B233,DataInput!C233,NA())","v":"NORT"},{"$f":"IF($E234=DataInput!$B233,DataInput!D233,NA())","v":"Northern Suburbs"},{"$f":"IF($E234=DataInput!$B233,DataInput!E233,NA())","v":"SAPN"},{"$f":"IF($E234=DataInput!$B233,DataInput!F233,NA())","v":"Winter"},{"$f":"IF($E234=DataInput!$B233,DataInput!G233,NA())","v":"Non-Coincident"},{"$f":"IF($E234=DataInput!$B233,DataInput!H233,NA())","v":2018},{"$f":"IF($E234=DataInput!$B233,DataInput!I233,NA())","v":"POE10"},{"$f":"IF($E234=DataInput!$B233,DataInput!J233,NA())","v":242.60041273013101},{"$f":"IF($E234=DataInput!$B233,DataInput!K233,NA())","v":1},null,null,"SA Northern Suburbs",null,null,null,null,false,null,null,{"$error":"#N/A"},{"$error":"#N/A"},{"$error":"#N/A"},{"$error":"#N/A"},{"$error":"#N/A"},{"$error":"#N/A"},{"$error":"#N/A"},{"$error":"#N/A"},{"$error":"#N/A"},{"$error":"#N/A"}]
[null,{"$f":"IF(DataInput!B234=$B$8,IF($B$9=$B$10,TRUE,IF(DataInput!E234=$B$9,TRUE,FALSE)))","v":true},null,null,{"$f":"IF(B235=TRUE,DataInput!B234,NA())","v":"SA"},{"$f":"IF($E235=DataInput!$B234,DataInput!C234,NA())","v":"NORT"},{"$f":"IF($E235=DataInput!$B234,DataInput!D234,NA())","v":"Northern Suburbs"},{"$f":"IF($E235=DataInput!$B234,DataInput!E234,NA())","v":"SAPN"},{"$f":"IF($E235=DataInput!$B234,DataInput!F234,NA())","v":"Winter"},{"$f":"IF($E235=DataInput!$B234,DataInput!G234,NA())","v":"Non-Coincident"},{"$f":"IF($E235=DataInput!$B234,DataInput!H234,NA())","v":2019},{"$f":"IF($E235=DataInput!$B234,DataInput!I234,NA())","v":"POE10"},{"$f":"IF($E235=DataInput!$B234,DataInput!J234,NA())","v":231.428705251201},{"$f":"IF($E235=DataInput!$B234,DataInput!K234,NA())","v":1},null,null,"SA Northern Suburbs",null,null,null,null,false,null,null,{"$error":"#N/A"},{"$error":"#N/A"},{"$error":"#N/A"},{"$error":"#N/A"},{"$error":"#N/A"},{"$error":"#N/A"},{"$error":"#N/A"},{"$error":"#N/A"},{"$error":"#N/A"},{"$error":"#N/A"}]
[null,{"$f":"IF(DataInput!B235=$B$8,IF($B$9=$B$10,TRUE,IF(DataInput!E235=$B$9,TRUE,FALSE)))","v":true},null,null,{"$f":"IF(B236=TRUE,DataInput!B235,NA())","v":"SA"},{"$f":"IF($E236=DataInput!$B235,DataInput!C235,NA())","v":"NORT"},{"$f":"IF($E236=DataInput!$B235,DataInput!D235,NA())","v":"Northern Suburbs"},{"$f":"IF($E236=DataInput!$B235,DataInput!E235,NA())","v":"SAPN"},{"$f":"IF($E236=DataInput!$B235,DataInput!F235,NA())","v":"Winter"},{"$f":"IF($E236=DataInput!$B235,DataInput!G235,NA())","v":"Non-Coincident"},{"$f":"IF($E236=DataInput!$B235,DataInput!H235,NA())","v":2020},{"$f":"IF($E236=DataInput!$B235,DataInput!I235,NA())","v":"POE10"},{"$f":"IF($E236=DataInput!$B235,DataInput!J235,NA())","v":232.156451870848},{"$f":"IF($E236=DataInput!$B235,DataInput!K235,NA())","v":1},null,null,"SA Northern Suburbs",null,null,null,null,false,null,null,{"$error":"#N/A"},{"$error":"#N/A"},{"$error":"#N/A"},{"$error":"#N/A"},{"$error":"#N/A"},{"$error":"#N/A"},{"$error":"#N/A"},{"$error":"#N/A"},{"$error":"#N/A"},{"$error":"#N/A"}]
[null,{"$f":"IF(DataInput!B236=$B$8,IF($B$9=$B$10,TRUE,IF(DataInput!E236=$B$9,TRUE,FALSE)))","v":true},null,null,{"$f":"IF(B237=TRUE,DataInput!B236,NA())","v":"SA"},{"$f":"IF($E237=DataInput!$B236,DataInput!C236,NA())","v":"NORT"},{"$f":"IF($E237=DataInput!$B236,DataInput!D236,NA())","v":"Northern Suburbs"},{"$f":"IF($E237=DataInput!$B236,DataInput!E236,NA())","v":"SAPN"},{"$f":"IF($E237=DataInput!$B236,DataInput!F236,NA())","v":"Winter"},{"$f":"IF($E237=DataInput!$B236,DataInput!G236,NA())","v":"Non-Coincident"},{"$f":"IF($E237=DataInput!$B236,DataInput!H236,NA())","v":2021},{"$f":"IF($E237=DataInput!$B236,DataInput!I236,NA())","v":"POE10"},{"$f":"IF($E237=DataInput!$B236,DataInput!J236,NA())","v":232.89911035733101},{"$f":"IF($E237=DataInput!$B236,DataInput!K236,NA())","v":1},null,null,"SA Northern Suburbs",null,null,null,null,false,null,null,{"$error":"#N/A"},{"$error":"#N/A"},{"$error":"#N/A"},{"$error":"#N/A"},{"$error":"#N/A"},{"$error":"#N/A"},{"$error":"#N/A"},{"$error":"#N/A"},{"$error":"#N/A"},{"$error":"#N/A"}]
[null,{"$f":"IF(DataInput!B237=$B$8,IF($B$9=$B$10,TRUE,IF(DataInput!E237=$B$9,TRUE,FALSE)))","v":true},null,null,{"$f":"IF(B238=TRUE,DataInput!B237,NA())","v":"SA"},{"$f":"IF($E238=DataInput!$B237,DataInput!C237,NA())","v":"NORT"},{"$f":"IF($E238=DataInput!$B237,DataInput!D237,NA())","v":"Northern Suburbs"},{"$f":"IF($E238=DataInput!$B237,DataInput!E237,NA())","v":"SAPN"},{"$f":"IF($E238=DataInput!$B237,DataInput!F237,NA())","v":"Winter"},{"$f":"IF($E238=DataInput!$B237,DataInput!G237,NA())","v":"Non-Coincident"},{"$f":"IF($E238=DataInput!$B237,DataInput!H237,NA())","v":2022},{"$f":"IF($E238=DataInput!$B237,DataInput!I237,NA())","v":"POE10"},{"$f":"IF($E238=DataInput!$B237,DataInput!J237,NA())","v":233.69532580233701},{"$f":"IF($E238=DataInput!$B237,DataInput!K237,NA())","v":1},null,null,"SA Northern Suburbs",null,null,null,null,false,null,null,{"$error":"#N/A"},{"$error":"#N/A"},{"$error":"#N/A"},{"$error":"#N/A"},{"$error":"#N/A"},{"$error":"#N/A"},{"$error":"#N/A"},{"$error":"#N/A"},{"$error":"#N/A"},{"$error":"#N/A"}]
[null,{"$f":"IF(DataInput!B238=$B$8,IF($B$9=$B$10,TRUE,IF(DataInput!E238=$B$9,TRUE,FALSE)))","v":true},null,null,{"$f":"IF(B239=TRUE,DataInput!B238,NA())","v":"SA"},{"$f":"IF($E239=DataInput!$B238,DataInput!C238,NA())","v":"NORT"},{"$f":"IF($E239=DataInput!$B238,DataInput!D238,NA())","v":"Northern Suburbs"},{"$f":"IF($E239=DataInput!$B238,DataInput!E238,NA())","v":"SAPN"},{"$f":"IF($E239=DataInput!$B238,DataInput!F238,NA())","v":"Winter"},{"$f":"IF($E239=DataInput!$B238,DataInput!G238,NA())","v":"Non-Coincident"},{"$f":"IF($E239=DataInput!$B238,DataInput!H238,NA())","v":2023},{"$f":"IF($E239=DataInput!$B238,DataInput!I238,NA())","v":"POE10"},{"$f":"IF($E239=DataInput!$B238,DataInput!J238,NA())","v":234.047205879497},{"$f":"IF($E239=DataInput!$B238,DataInput!K238,NA())","v":1},null,null,"SA Northern Suburbs",null,null,null,null,false,null,null,{"$error":"#N/A"},{"$error":"#N/A"},{"$error":"#N/A"},{"$error":"#N/A"},{"$error":"#N/A"},{"$error":"#N/A"},{"$error":"#N/A"},{"$error":"#N/A"},{"$error":"#N/A"},{"$error":"#N/A"}]
[null,{"$f":"IF(DataInput!B239=$B$8,IF($B$9=$B$10,TRUE,IF(DataInput!E239=$B$9,TRUE,FALSE)))","v":true},null,null,{"$f":"IF(B240=TRUE,DataInput!B239,NA())","v":"SA"},{"$f":"IF($E240=DataInput!$B239,DataInput!C239,NA())","v":"NORT"},{"$f":"IF($E240=DataInput!$B239,DataInput!D239,NA())","v":"Northern Suburbs"},{"$f":"IF($E240=DataInput!$B239,DataInput!E239,NA())","v":"SAPN"},{"$f":"IF($E240=DataInput!$B239,DataInput!F239,NA())","v":"Winter"},{"$f":"IF($E240=DataInput!$B239,DataInput!G239,NA())","v":"Non-Coincident"},{"$f":"IF($E240=DataInput!$B239,DataInput!H239,NA())","v":2024},{"$f":"IF($E240=DataInput!$B239,DataInput!I239,NA())","v":"POE10"},{"$f":"IF($E240=DataInput!$B239,DataInput!J239,NA())","v":234.388885294734},{"$f":"IF($E240=DataInput!$B239,DataInput!K239,NA())","v":1},null,null,"SA Northern Suburbs",null,null,null,null,false,null,null,{"$error":"#N/A"},{"$error":"#N/A"},{"$error":"#N/A"},{"$error":"#N/A"},{"$error":"#N/A"},{"$error":"#N/A"},{"$error":"#N/A"},{"$error":"#N/A"},{"$error":"#N/A"},{"$error":"#N/A"}]
[null,{"$f":"IF(DataInput!B240=$B$8,IF($B$9=$B$10,TRUE,IF(DataInput!E240=$B$9,TRUE,FALSE)))","v":true},null,null,{"$f":"IF(B241=TRUE,DataInput!B240,NA())","v":"SA"},{"$f":"IF($E241=DataInput!$B240,DataInput!C240,NA())","v":"NORT"},{"$f":"IF($E241=DataInput!$B240,DataInput!D240,NA())","v":"Northern Suburbs"},{"$f":"IF($E241=DataInput!$B240,DataInput!E240,NA())","v":"SAPN"},{"$f":"IF($E241=DataInput!$B240,DataInput!F240,NA())","v":"Winter"},{"$f":"IF($E241=DataInput!$B240,DataInput!G240,NA())","v":"Non-Coincident"},{"$f":"IF($E241=DataInput!$B240,DataInput!H240,NA())","v":2025},{"$f":"IF($E241=DataInput!$B240,DataInput!I240,NA())","v":"POE10"},{"$f":"IF($E241=DataInput!$B240,DataInput!J240,NA())","v":233.96529336981101},{"$f":"IF($E241=DataInput!$B240,DataInput!K240,NA())","v":1},null,null,"SA Northern Suburbs",null,null,null,null,false,null,null,{"$error":"#N/A"},{"$error":"#N/A"},{"$error":"#N/A"},{"$error":"#N/A"},{"$error":"#N/A"},{"$error":"#N/A"},{"$error":"#N/A"},{"$error":"#N/A"},{"$error":"#N/A"},{"$error":"#N/A"}]
[null,{"$f":"IF(DataInput!B241=$B$8,IF($B$9=$B$10,TRUE,IF(DataInput!E241=$B$9,TRUE,FALSE)))","v":true},null,null,{"$f":"IF(B242=TRUE,DataInput!B241,NA())","v":"SA"},{"$f":"IF($E242=DataInput!$B241,DataInput!C241,NA())","v":"NORT"},{"$f":"IF($E242=DataInput!$B241,DataInput!D241,NA())","v":"Northern Suburbs"},{"$f":"IF($E242=DataInput!$B241,DataInput!E241,NA())","v":"SAPN"},{"$f":"IF($E242=DataInput!$B241,DataInput!F241,NA())","v":"Winter"},{"$f":"IF($E242=DataInput!$B241,DataInput!G241,NA())","v":"Non-Coincident"},{"$f":"IF($E242=DataInput!$B241,DataInput!H241,NA())","v":2016},{"$f":"IF($E242=DataInput!$B241,DataInput!I241,NA())","v":"POE50"},{"$f":"IF($E242=DataInput!$B241,DataInput!J241,NA())","v":234.54563216550699},{"$f":"IF($E242=DataInput!$B241,DataInput!K241,NA())","v":1},null,null,"SA Northern Suburbs",null,null,null,null,false,null,null,{"$error":"#N/A"},{"$error":"#N/A"},{"$error":"#N/A"},{"$error":"#N/A"},{"$error":"#N/A"},{"$error":"#N/A"},{"$error":"#N/A"},{"$error":"#N/A"},{"$error":"#N/A"},{"$error":"#N/A"}]
[null,{"$f":"IF(DataInput!B242=$B$8,IF($B$9=$B$10,TRUE,IF(DataInput!E242=$B$9,TRUE,FALSE)))","v":true},null,null,{"$f":"IF(B243=TRUE,DataInput!B242,NA())","v":"SA"},{"$f":"IF($E243=DataInput!$B242,DataInput!C242,NA())","v":"NORT"},{"$f":"IF($E243=DataInput!$B242,DataInput!D242,NA())","v":"Northern Suburbs"},{"$f":"IF($E243=DataInput!$B242,DataInput!E242,NA())","v":"SAPN"},{"$f":"IF($E243=DataInput!$B242,DataInput!F242,NA())","v":"Winter"},{"$f":"IF($E243=DataInput!$B242,DataInput!G242,NA())","v":"Non-Coincident"},{"$f":"IF($E243=DataInput!$B242,DataInput!H242,NA())","v":2017},{"$f":"IF($E243=DataInput!$B242,DataInput!I242,NA())","v":"POE50"},{"$f":"IF($E243=DataInput!$B242,DataInput!J242,NA())","v":234.46380686705399},{"$f":"IF($E243=DataInput!$B242,DataInput!K242,NA())","v":1},null,null,"SA Northern Suburbs",null,null,null,null,false,null,null,{"$error":"#N/A"},{"$f":"IF($V243=TRUE,F243,NA())","v":{"$error":"#N/A"}},{"$f":"IF($V243=TRUE,G243,NA())","v":{"$error":"#N/A"}},{"$f":"IF($V243=TRUE,H243,NA())","v":{"$error":"#N/A"}},{"$f":"IF($V243=TRUE,I243,NA())","v":{"$error":"#N/A"}},{"$f":"IF($V243=TRUE,J243,NA())","v":{"$error":"#N/A"}},{"$f":"IF($V243=TRUE,K243,NA())","v":{"$error":"#N/A"}},{"$f":"IF($V243=TRUE,L243,NA())","v":{"$error":"#N/A"}},{"$f":"IF($V243=TRUE,M243,NA())","v":{"$error":"#N/A"}},{"$f":"IF($V243=TRUE,N243,NA())","v":{"$error":"#N/A"}}]
[null,{"$f":"IF(DataInput!B243=$B$8,IF($B$9=$B$10,TRUE,IF(DataInput!E243=$B$9,TRUE,FALSE)))","v":true},null,null,{"$f":"IF(B244=TRUE,DataInput!B243,NA())","v":"SA"},{"$f":"IF($E244=DataInput!$B243,DataInput!C243,NA())","v":"NORT"},{"$f":"IF($E244=DataInput!$B243,DataInput!D243,NA())","v":"Northern Suburbs"},{"$f":"IF($E244=DataInput!$B243,DataInput!E243,NA())","v":"SAPN"},{"$f":"IF($E244=DataInput!$B243,DataInput!F243,NA())","v":"Winter"},{"$f":"IF($E244=DataInput!$B243,DataInput!G243,NA())","v":"Non-Coincident"},{"$f":"IF($E244=DataInput!$B243,DataInput!H243,NA())","v":2018},{"$f":"IF($E244=DataInput!$B243,DataInput!I243,NA())","v":"POE50"},{"$f":"IF($E244=DataInput!$B243,DataInput!J243,NA())","v":235.473598278678},{"$f":"IF($E244=DataInput!$B243,DataInput!K243,NA())","v":1},null,null,"SA Northern Suburbs",null,null,null,null,false,null,null,{"$error":"#N/A"},{"$error":"#N/A"},{"$error":"#N/A"},{"$error":"#N/A"},{"$error":"#N/A"},{"$error":"#N/A"},{"$error":"#N/A"},{"$error":"#N/A"},{"$error":"#N/A"},{"$error":"#N/A"}]
[null,{"$f":"IF(DataInput!B244=$B$8,IF($B$9=$B$10,TRUE,IF(DataInput!E244=$B$9,TRUE,FALSE)))","v":true},null,null,{"$f":"IF(B245=TRUE,DataInput!B244,NA())","v":"SA"},{"$f":"IF($E245=DataInput!$B244,DataInput!C244,NA())","v":"NORT"},{"$f":"IF($E245=DataInput!$B244,DataInput!D244,NA())","v":"Northern Suburbs"},{"$f":"IF($E245=DataInput!$B244,DataInput!E244,NA())","v":"SAPN"},{"$f":"IF($E245=DataInput!$B244,DataInput!F244,NA())","v":"Winter"},{"$f":"IF($E245=DataInput!$B244,DataInput!G244,NA())","v":"Non-Coincident"},{"$f":"IF($E245=DataInput!$B244,DataInput!H244,NA())","v":2019},{"$f":"IF($E245=DataInput!$B244,DataInput!I244,NA())","v":"POE50"},{"$f":"IF($E245=DataInput!$B244,DataInput!J244,NA())","v":224.72114424454301},{"$f":"IF($E245=DataInput!$B244,DataInput!K244,NA())","v":1},null,null,"SA Northern Suburbs",null,null,null,null,false,null,null,{"$error":"#N/A"},{"$error":"#N/A"},{"$error":"#N/A"},{"$error":"#N/A"},{"$error":"#N/A"},{"$error":"#N/A"},{"$error":"#N/A"},{"$error":"#N/A"},{"$error":"#N/A"},{"$error":"#N/A"}]
[null,{"$f":"IF(DataInput!B245=$B$8,IF($B$9=$B$10,TRUE,IF(DataInput!E245=$B$9,TRUE,FALSE)))","v":true},null,null,{"$f":"IF(B246=TRUE,DataInput!B245,NA())","v":"SA"},{"$f":"IF($E246=DataInput!$B245,DataInput!C245,NA())","v":"NORT"},{"$f":"IF($E246=DataInput!$B245,DataInput!D245,NA())","v":"Northern Suburbs"},{"$f":"IF($E246=DataInput!$B245,DataInput!E245,NA())","v":"SAPN"},{"$f":"IF($E246=DataInput!$B245,DataInput!F245,NA())","v":"Winter"},{"$f":"IF($E246=DataInput!$B245,DataInput!G245,NA())","v":"Non-Coincident"},{"$f":"IF($E246=DataInput!$B245,DataInput!H245,NA())","v":2020},{"$f":"IF($E246=DataInput!$B245,DataInput!I245,NA())","v":"POE50"},{"$f":"IF($E246=DataInput!$B245,DataInput!J245,NA())","v":226.01800564077999},{"$f":"IF($E246=DataInput!$B245,DataInput!K245,NA())","v":1},null,null,"SA Northern Suburbs",null,null,null,null,false,null,null,{"$error":"#N/A"},{"$error":"#N/A"},{"$error":"#N/A"},{"$error":"#N/A"},{"$error":"#N/A"},{"$error":"#N/A"},{"$error":"#N/A"},{"$error":"#N/A"},{"$error":"#N/A"},{"$error":"#N/A"}]
[null,{"$f":"IF(DataInput!B246=$B$8,IF($B$9=$B$10,TRUE,IF(DataInput!E246=$B$9,TRUE,FALSE)))","v":true},null,null,{"$f":"IF(B247=TRUE,DataInput!B246,NA())","v":"SA"},{"$f":"IF($E247=DataInput!$B246,DataInput!C246,NA())","v":"NORT"},{"$f":"IF($E247=DataInput!$B246,DataInput!D246,NA())","v":"Northern Suburbs"},{"$f":"IF($E247=DataInput!$B246,DataInput!E246,NA())","v":"SAPN"},{"$f":"IF($E247=DataInput!$B246,DataInput!F246,NA())","v":"Winter"},{"$f":"IF($E247=DataInput!$B246,DataInput!G246,NA())","v":"Non-Coincident"},{"$f":"IF($E247=DataInput!$B246,DataInput!H246,NA())","v":2021},{"$f":"IF($E247=DataInput!$B246,DataInput!I246,NA())","v":"POE50"},{"$f":"IF($E247=DataInput!$B246,DataInput!J246,NA())","v":226.77365415906499},{"$f":"IF($E247=DataInput!$B246,DataInput!K246,NA())","v":1},null,null,"SA Northern Suburbs",null,null,null,null,false,null,null,{"$error":"#N/A"},{"$error":"#N/A"},{"$error":"#N/A"},{"$error":"#N/A"},{"$error":"#N/A"},{"$error":"#N/A"},{"$error":"#N/A"},{"$error":"#N/A"},{"$error":"#N/A"},{"$error":"#N/A"}]
[null,{"$f":"IF(DataInput!B247=$B$8,IF($B$9=$B$10,TRUE,IF(DataInput!E247=$B$9,TRUE,FALSE)))","v":true},null,null,{"$f":"IF(B248=TRUE,DataInput!B247,NA())","v":"SA"},{"$f":"IF($E248=DataInput!$B247,DataInput!C247,NA())","v":"NORT"},{"$f":"IF($E248=DataInput!$B247,DataInput!D247,NA())","v":"Northern Suburbs"},{"$f":"IF($E248=DataInput!$B247,DataInput!E247,NA())","v":"SAPN"},{"$f":"IF($E248=DataInput!$B247,DataInput!F247,NA())","v":"Winter"},{"$f":"IF($E248=DataInput!$B247,DataInput!G247,NA())","v":"Non-Coincident"},{"$f":"IF($E248=DataInput!$B247,DataInput!H247,NA())","v":2022},{"$f":"IF($E248=DataInput!$B247,DataInput!I247,NA())","v":"POE50"},{"$f":"IF($E248=DataInput!$B247,DataInput!J247,NA())","v":227.25548192181299},{"$f":"IF($E248=DataInput!$B247,DataInput!K247,NA())","v":1},null,null,"SA Northern Suburbs",null,null,null,null,false,null,null,{"$error":"#N/A"},{"$error":"#N/A"},{"$error":"#N/A"},{"$error":"#N/A"},{"$error":"#N/A"},{"$error":"#N/A"},{"$error":"#N/A"},{"$error":"#N/A"},{"$error":"#N/A"},{"$error":"#N/A"}]
[null,{"$f":"IF(DataInput!B248=$B$8,IF($B$9=$B$10,TRUE,IF(DataInput!E248=$B$9,TRUE,FALSE)))","v":true},null,null,{"$f":"IF(B249=TRUE,DataInput!B248,NA())","v":"SA"},{"$f":"IF($E249=DataInput!$B248,DataInput!C248,NA())","v":"NORT"},{"$f":"IF($E249=DataInput!$B248,DataInput!D248,NA())","v":"Northern Suburbs"},{"$f":"IF($E249=DataInput!$B248,DataInput!E248,NA())","v":"SAPN"},{"$f":"IF($E249=DataInput!$B248,DataInput!F248,NA())","v":"Winter"},{"$f":"IF($E249=DataInput!$B248,DataInput!G248,NA())","v":"Non-Coincident"},{"$f":"IF($E249=DataInput!$B248,DataInput!H248,NA())","v":2023},{"$f":"IF($E249=DataInput!$B248,DataInput!I248,NA())","v":"POE50"},{"$f":"IF($E249=DataInput!$B248,DataInput!J248,NA())","v":227.46829414595601},{"$f":"IF($E249=DataInput!$B248,DataInput!K248,NA())","v":1},null,null,"SA Northern Suburbs",null,null,null,null,false,null,null,{"$error":"#N/A"},{"$error":"#N/A"},{"$error":"#N/A"},{"$error":"#N/A"},{"$error":"#N/A"},{"$error":"#N/A"},{"$error":"#N/A"},{"$error":"#N/A"},{"$error":"#N/A"},{"$error":"#N/A"}]
[null,{"$f":"IF(DataInput!B249=$B$8,IF($B$9=$B$10,TRUE,IF(DataInput!E249=$B$9,TRUE,FALSE)))","v":true},null,null,{"$f":"IF(B250=TRUE,DataInput!B249,NA())","v":"SA"},{"$f":"IF($E250=DataInput!$B249,DataInput!C249,NA())","v":"NORT"},{"$f":"IF($E250=DataInput!$B249,DataInput!D249,NA())","v":"Northern Suburbs"},{"$f":"IF($E250=DataInput!$B249,DataInput!E249,NA())","v":"SAPN"},{"$f":"IF($E250=DataInput!$B249,DataInput!F249,NA())","v":"Winter"},{"$f":"IF($E250=DataInput!$B249,DataInput!G249,NA())","v":"Non-Coincident"},{"$f":"IF($E250=DataInput!$B249,DataInput!H249,NA())","v":2024},{"$f":"IF($E250=DataInput!$B249,DataInput!I249,NA())","v":"POE50"},{"$f":"IF($E250=DataInput!$B249,DataInput!J249,NA())","v":227.865081665194},{"$f":"IF($E250=DataInput!$B249,DataInput!K249,NA())","v":1},null,null,"SA Northern Suburbs",null,null,null,null,false,null,null,{"$error":"#N/A"},{"$error":"#N/A"},{"$error":"#N/A"},{"$error":"#N/A"},{"$error":"#N/A"},{"$error":"#N/A"},{"$error":"#N/A"},{"$error":"#N/A"},{"$error":"#N/A"},{"$error":"#N/A"}]
[null,{"$f":"IF(DataInput!B250=$B$8,IF($B$9=$B$10,TRUE,IF(DataInput!E250=$B$9,TRUE,FALSE)))","v":true},null,null,{"$f":"IF(B251=TRUE,DataInput!B250,NA())","v":"SA"},{"$f":"IF($E251=DataInput!$B250,DataInput!C250,NA())","v":"NORT"},{"$f":"IF($E251=DataInput!$B250,DataInput!D250,NA())","v":"Northern Suburbs"},{"$f":"IF($E251=DataInput!$B250,DataInput!E250,NA())","v":"SAPN"},{"$f":"IF($E251=DataInput!$B250,DataInput!F250,NA())","v":"Winter"},{"$f":"IF($E251=DataInput!$B250,DataInput!G250,NA())","v":"Non-Coincident"},{"$f":"IF($E251=DataInput!$B250,DataInput!H250,NA())","v":2025},{"$f":"IF($E251=DataInput!$B250,DataInput!I250,NA())","v":"POE50"},{"$f":"IF($E251=DataInput!$B250,DataInput!J250,NA())","v":227.91953570257101},{"$f":"IF($E251=DataInput!$B250,DataInput!K250,NA())","v":1},null,null,"SA Northern Suburbs",null,null,null,null,false,null,null,{"$error":"#N/A"},{"$error":"#N/A"},{"$error":"#N/A"},{"$error":"#N/A"},{"$error":"#N/A"},{"$error":"#N/A"},{"$error":"#N/A"},{"$error":"#N/A"},{"$error":"#N/A"},{"$error":"#N/A"}]
[null,{"$f":"IF(DataInput!B251=$B$8,IF($B$9=$B$10,TRUE,IF(DataInput!E251=$B$9,TRUE,FALSE)))","v":true},null,null,{"$f":"IF(B252=TRUE,DataInput!B251,NA())","v":"SA"},{"$f":"IF($E252=DataInput!$B251,DataInput!C251,NA())","v":"PPIR"},{"$f":"IF($E252=DataInput!$B251,DataInput!D251,NA())","v":"Port Pirie Network"},{"$f":"IF($E252=DataInput!$B251,DataInput!E251,NA())","v":"SAPN"},{"$f":"IF($E252=DataInput!$B251,DataInput!F251,NA())","v":"Summer"},{"$f":"IF($E252=DataInput!$B251,DataInput!G251,NA())","v":"Non-Coincident"},{"$f":"IF($E252=DataInput!$B251,DataInput!H251,NA())","v":2017},{"$f":"IF($E252=DataInput!$B251,DataInput!I251,NA())","v":"POE10"},{"$f":"IF($E252=DataInput!$B251,DataInput!J251,NA())","v":67.911035933105495},{"$f":"IF($E252=DataInput!$B251,DataInput!K251,NA())","v":0.89882852778704003},null,null,"SA Port Pirie Network",null,null,null,null,false,null,null,{"$error":"#N/A"},{"$error":"#N/A"},{"$error":"#N/A"},{"$error":"#N/A"},{"$error":"#N/A"},{"$error":"#N/A"},{"$error":"#N/A"},{"$error":"#N/A"},{"$error":"#N/A"},{"$error":"#N/A"}]
[null,{"$f":"IF(DataInput!B252=$B$8,IF($B$9=$B$10,TRUE,IF(DataInput!E252=$B$9,TRUE,FALSE)))","v":true},null,null,{"$f":"IF(B253=TRUE,DataInput!B252,NA())","v":"SA"},{"$f":"IF($E253=DataInput!$B252,DataInput!C252,NA())","v":"PPIR"},{"$f":"IF($E253=DataInput!$B252,DataInput!D252,NA())","v":"Port Pirie Network"},{"$f":"IF($E253=DataInput!$B252,DataInput!E252,NA())","v":"SAPN"},{"$f":"IF($E253=DataInput!$B252,DataInput!F252,NA())","v":"Summer"},{"$f":"IF($E253=DataInput!$B252,DataInput!G252,NA())","v":"Non-Coincident"},{"$f":"IF($E253=DataInput!$B252,DataInput!H252,NA())","v":2018},{"$f":"IF($E253=DataInput!$B252,DataInput!I252,NA())","v":"POE10"},{"$f":"IF($E253=DataInput!$B252,DataInput!J252,NA())","v":67.680645184817394},{"$f":"IF($E253=DataInput!$B252,DataInput!K252,NA())","v":0.89028301082629901},null,null,"SA Port Pirie Network",null,null,null,null,false,null,null,{"$error":"#N/A"},{"$error":"#N/A"},{"$error":"#N/A"},{"$error":"#N/A"},{"$error":"#N/A"},{"$error":"#N/A"},{"$error":"#N/A"},{"$error":"#N/A"},{"$error":"#N/A"},{"$error":"#N/A"}]
[null,{"$f":"IF(DataInput!B253=$B$8,IF($B$9=$B$10,TRUE,IF(DataInput!E253=$B$9,TRUE,FALSE)))","v":true},null,null,{"$f":"IF(B254=TRUE,DataInput!B253,NA())","v":"SA"},{"$f":"IF($E254=DataInput!$B253,DataInput!C253,NA())","v":"PPIR"},{"$f":"IF($E254=DataInput!$B253,DataInput!D253,NA())","v":"Port Pirie Network"},{"$f":"IF($E254=DataInput!$B253,DataInput!E253,NA())","v":"SAPN"},{"$f":"IF($E254=DataInput!$B253,DataInput!F253,NA())","v":"Summer"},{"$f":"IF($E254=DataInput!$B253,DataInput!G253,NA())","v":"Non-Coincident"},{"$f":"IF($E254=DataInput!$B253,DataInput!H253,NA())","v":2019},{"$f":"IF($E254=DataInput!$B253,DataInput!I253,NA())","v":"POE10"},{"$f":"IF($E254=DataInput!$B253,DataInput!J253,NA())","v":67.689176261486693},{"$f":"IF($E254=DataInput!$B253,DataInput!K253,NA())","v":0.89689453937677699},null,null,"SA Port Pirie Network",null,null,null,null,false,null,null,{"$error":"#N/A"},{"$error":"#N/A"},{"$error":"#N/A"},{"$error":"#N/A"},{"$error":"#N/A"},{"$error":"#N/A"},{"$error":"#N/A"},{"$error":"#N/A"},{"$error":"#N/A"},{"$error":"#N/A"}]
[null,{"$f":"IF(DataInput!B254=$B$8,IF($B$9=$B$10,TRUE,IF(DataInput!E254=$B$9,TRUE,FALSE)))","v":true},null,null,{"$f":"IF(B255=TRUE,DataInput!B254,NA())","v":"SA"},{"$f":"IF($E255=DataInput!$B254,DataInput!C254,NA())","v":"PPIR"},{"$f":"IF($E255=DataInput!$B254,DataInput!D254,NA())","v":"Port Pirie Network"},{"$f":"IF($E255=DataInput!$B254,DataInput!E254,NA())","v":"SAPN"},{"$f":"IF($E255=DataInput!$B254,DataInput!F254,NA())","v":"Summer"},{"$f":"IF($E255=DataInput!$B254,DataInput!G254,NA())","v":"Non-Coincident"},{"$f":"IF($E255=DataInput!$B254,DataInput!H254,NA())","v":2020},{"$f":"IF($E255=DataInput!$B254,DataInput!I254,NA())","v":"POE10"},{"$f":"IF($E255=DataInput!$B254,DataInput!J254,NA())","v":65.767082663280505},{"$f":"IF($E255=DataInput!$B254,DataInput!K254,NA())","v":0.89005773794293497},null,null,"SA Port Pirie Network",null,null,null,null,false,null,null,{"$error":"#N/A"},{"$error":"#N/A"},{"$error":"#N/A"},{"$error":"#N/A"},{"$error":"#N/A"},{"$error":"#N/A"},{"$error":"#N/A"},{"$error":"#N/A"},{"$error":"#N/A"},{"$error":"#N/A"}]
[null,{"$f":"IF(DataInput!B255=$B$8,IF($B$9=$B$10,TRUE,IF(DataInput!E255=$B$9,TRUE,FALSE)))","v":true},null,null,{"$f":"IF(B256=TRUE,DataInput!B255,NA())","v":"SA"},{"$f":"IF($E256=DataInput!$B255,DataInput!C255,NA())","v":"PPIR"},{"$f":"IF($E256=DataInput!$B255,DataInput!D255,NA())","v":"Port Pirie Network"},{"$f":"IF($E256=DataInput!$B255,DataInput!E255,NA())","v":"SAPN"},{"$f":"IF($E256=DataInput!$B255,DataInput!F255,NA())","v":"Summer"},{"$f":"IF($E256=DataInput!$B255,DataInput!G255,NA())","v":"Non-Coincident"},{"$f":"IF($E256=DataInput!$B255,DataInput!H255,NA())","v":2021},{"$f":"IF($E256=DataInput!$B255,DataInput!I255,NA())","v":"POE10"},{"$f":"IF($E256=DataInput!$B255,DataInput!J255,NA())","v":64.039753976125397},{"$f":"IF($E256=DataInput!$B255,DataInput!K255,NA())","v":0.89952087223699295},null,null,"SA Port Pirie Network",null,null,null,null,false,null,null,{"$error":"#N/A"},{"$error":"#N/A"},{"$error":"#N/A"},{"$error":"#N/A"},{"$error":"#N/A"},{"$error":"#N/A"},{"$error":"#N/A"},{"$error":"#N/A"},{"$error":"#N/A"},{"$error":"#N/A"}]
[null,{"$f":"IF(DataInput!B256=$B$8,IF($B$9=$B$10,TRUE,IF(DataInput!E256=$B$9,TRUE,FALSE)))","v":true},null,null,{"$f":"IF(B257=TRUE,DataInput!B256,NA())","v":"SA"},{"$f":"IF($E257=DataInput!$B256,DataInput!C256,NA())","v":"PPIR"},{"$f":"IF($E257=DataInput!$B256,DataInput!D256,NA())","v":"Port Pirie Network"},{"$f":"IF($E257=DataInput!$B256,DataInput!E256,NA())","v":"SAPN"},{"$f":"IF($E257=DataInput!$B256,DataInput!F256,NA())","v":"Summer"},{"$f":"IF($E257=DataInput!$B256,DataInput!G256,NA())","v":"Non-Coincident"},{"$f":"IF($E257=DataInput!$B256,DataInput!H256,NA())","v":2022},{"$f":"IF($E257=DataInput!$B256,DataInput!I256,NA())","v":"POE10"},{"$f":"IF($E257=DataInput!$B256,DataInput!J256,NA())","v":62.3959217709494},{"$f":"IF($E257=DataInput!$B256,DataInput!K256,NA())","v":0.89962198242864599},null,null,"SA Port Pirie Network",null,null,null,null,false,null,null,{"$error":"#N/A"},{"$error":"#N/A"},{"$error":"#N/A"},{"$error":"#N/A"},{"$error":"#N/A"},{"$error":"#N/A"},{"$error":"#N/A"},{"$error":"#N/A"},{"$error":"#N/A"},{"$error":"#N/A"}]
[null,{"$f":"IF(DataInput!B257=$B$8,IF($B$9=$B$10,TRUE,IF(DataInput!E257=$B$9,TRUE,FALSE)))","v":true},null,null,{"$f":"IF(B258=TRUE,DataInput!B257,NA())","v":"SA"},{"$f":"IF($E258=DataInput!$B257,DataInput!C257,NA())","v":"PPIR"},{"$f":"IF($E258=DataInput!$B257,DataInput!D257,NA())","v":"Port Pirie Network"},{"$f":"IF($E258=DataInput!$B257,DataInput!E257,NA())","v":"SAPN"},{"$f":"IF($E258=DataInput!$B257,DataInput!F257,NA())","v":"Summer"},{"$f":"IF($E258=DataInput!$B257,DataInput!G257,NA())","v":"Non-Coincident"},{"$f":"IF($E258=DataInput!$B257,DataInput!H257,NA())","v":2023},{"$f":"IF($E258=DataInput!$B257,DataInput!I257,NA())","v":"POE10"},{"$f":"IF($E258=DataInput!$B257,DataInput!J257,NA())","v":61.437187617270403},{"$f":"IF($E258=DataInput!$B257,DataInput!K257,NA())","v":0.89973389617976895},null,null,"SA Port Pirie Network",null,null,null,null,false,null,null,{"$error":"#N/A"},{"$error":"#N/A"},{"$error":"#N/A"},{"$error":"#N/A"},{"$error":"#N/A"},{"$error":"#N/A"},{"$error":"#N/A"},{"$error":"#N/A"},{"$error":"#N/A"},{"$error":"#N/A"}]
[null,{"$f":"IF(DataInput!B258=$B$8,IF($B$9=$B$10,TRUE,IF(DataInput!E258=$B$9,TRUE,FALSE)))","v":true},null,null,{"$f":"IF(B259=TRUE,DataInput!B258,NA())","v":"SA"},{"$f":"IF($E259=DataInput!$B258,DataInput!C258,NA())","v":"PPIR"},{"$f":"IF($E259=DataInput!$B258,DataInput!D258,NA())","v":"Port Pirie Network"},{"$f":"IF($E259=DataInput!$B258,DataInput!E258,NA())","v":"SAPN"},{"$f":"IF($E259=DataInput!$B258,DataInput!F258,NA())","v":"Summer"},{"$f":"IF($E259=DataInput!$B258,DataInput!G258,NA())","v":"Non-Coincident"},{"$f":"IF($E259=DataInput!$B258,DataInput!H258,NA())","v":2024},{"$f":"IF($E259=DataInput!$B258,DataInput!I258,NA())","v":"POE10"},{"$f":"IF($E259=DataInput!$B258,DataInput!J258,NA())","v":61.102004326266403},{"$f":"IF($E259=DataInput!$B258,DataInput!K258,NA())","v":0.89984484872721904},null,null,"SA Port Pirie Network",null,null,null,null,false,null,null,{"$error":"#N/A"},{"$error":"#N/A"},{"$error":"#N/A"},{"$error":"#N/A"},{"$error":"#N/A"},{"$error":"#N/A"},{"$error":"#N/A"},{"$error":"#N/A"},{"$error":"#N/A"},{"$error":"#N/A"}]
[null,{"$f":"IF(DataInput!B259=$B$8,IF($B$9=$B$10,TRUE,IF(DataInput!E259=$B$9,TRUE,FALSE)))","v":true},null,null,{"$f":"IF(B260=TRUE,DataInput!B259,NA())","v":"SA"},{"$f":"IF($E260=DataInput!$B259,DataInput!C259,NA())","v":"PPIR"},{"$f":"IF($E260=DataInput!$B259,DataInput!D259,NA())","v":"Port Pirie Network"},{"$f":"IF($E260=DataInput!$B259,DataInput!E259,NA())","v":"SAPN"},{"$f":"IF($E260=DataInput!$B259,DataInput!F259,NA())","v":"Summer"},{"$f":"IF($E260=DataInput!$B259,DataInput!G259,NA())","v":"Non-Coincident"},{"$f":"IF($E260=DataInput!$B259,DataInput!H259,NA())","v":2025},{"$f":"IF($E260=DataInput!$B259,DataInput!I259,NA())","v":"POE10"},{"$f":"IF($E260=DataInput!$B259,DataInput!J259,NA())","v":60.269519766426903},{"$f":"IF($E260=DataInput!$B259,DataInput!K259,NA())","v":0.89995578493996198},null,null,"SA Port Pirie Network",null,null,null,null,false,null,null,{"$error":"#N/A"},{"$error":"#N/A"},{"$error":"#N/A"},{"$error":"#N/A"},{"$error":"#N/A"},{"$error":"#N/A"},{"$error":"#N/A"},{"$error":"#N/A"},{"$error":"#N/A"},{"$error":"#N/A"}]
[null,{"$f":"IF(DataInput!B260=$B$8,IF($B$9=$B$10,TRUE,IF(DataInput!E260=$B$9,TRUE,FALSE)))","v":true},null,null,{"$f":"IF(B261=TRUE,DataInput!B260,NA())","v":"SA"},{"$f":"IF($E261=DataInput!$B260,DataInput!C260,NA())","v":"PPIR"},{"$f":"IF($E261=DataInput!$B260,DataInput!D260,NA())","v":"Port Pirie Network"},{"$f":"IF($E261=DataInput!$B260,DataInput!E260,NA())","v":"SAPN"},{"$f":"IF($E261=DataInput!$B260,DataInput!F260,NA())","v":"Summer"},{"$f":"IF($E261=DataInput!$B260,DataInput!G260,NA())","v":"Non-Coincident"},{"$f":"IF($E261=DataInput!$B260,DataInput!H260,NA())","v":2026},{"$f":"IF($E261=DataInput!$B260,DataInput!I260,NA())","v":"POE10"},{"$f":"IF($E261=DataInput!$B260,DataInput!J260,NA())","v":59.050310909352604},{"$f":"IF($E261=DataInput!$B260,DataInput!K260,NA())","v":0.90006435596554601},null,null,"SA Port Pirie Network",null,null,null,null,false,null,null,{"$error":"#N/A"},{"$error":"#N/A"},{"$error":"#N/A"},{"$error":"#N/A"},{"$error":"#N/A"},{"$error":"#N/A"},{"$error":"#N/A"},{"$error":"#N/A"},{"$error":"#N/A"},{"$error":"#N/A"}]
[null,{"$f":"IF(DataInput!B261=$B$8,IF($B$9=$B$10,TRUE,IF(DataInput!E261=$B$9,TRUE,FALSE)))","v":true},null,null,{"$f":"IF(B262=TRUE,DataInput!B261,NA())","v":"SA"},{"$f":"IF($E262=DataInput!$B261,DataInput!C261,NA())","v":"PPIR"},{"$f":"IF($E262=DataInput!$B261,DataInput!D261,NA())","v":"Port Pirie Network"},{"$f":"IF($E262=DataInput!$B261,DataInput!E261,NA())","v":"SAPN"},{"$f":"IF($E262=DataInput!$B261,DataInput!F261,NA())","v":"Summer"},{"$f":"IF($E262=DataInput!$B261,DataInput!G261,NA())","v":"Non-Coincident"},{"$f":"IF($E262=DataInput!$B261,DataInput!H261,NA())","v":2017},{"$f":"IF($E262=DataInput!$B261,DataInput!I261,NA())","v":"POE50"},{"$f":"IF($E262=DataInput!$B261,DataInput!J261,NA())","v":63.662348526224903},{"$f":"IF($E262=DataInput!$B261,DataInput!K261,NA())","v":0.87317383898192003},null,null,"SA Port Pirie Network",null,null,null,null,false,null,null,{"$error":"#N/A"},{"$error":"#N/A"},{"$error":"#N/A"},{"$error":"#N/A"},{"$error":"#N/A"},{"$error":"#N/A"},{"$error":"#N/A"},{"$error":"#N/A"},{"$error":"#N/A"},{"$error":"#N/A"}]
[null,{"$f":"IF(DataInput!B262=$B$8,IF($B$9=$B$10,TRUE,IF(DataInput!E262=$B$9,TRUE,FALSE)))","v":true},null,null,{"$f":"IF(B263=TRUE,DataInput!B262,NA())","v":"SA"},{"$f":"IF($E263=DataInput!$B262,DataInput!C262,NA())","v":"PPIR"},{"$f":"IF($E263=DataInput!$B262,DataInput!D262,NA())","v":"Port Pirie Network"},{"$f":"IF($E263=DataInput!$B262,DataInput!E262,NA())","v":"SAPN"},{"$f":"IF($E263=DataInput!$B262,DataInput!F262,NA())","v":"Summer"},{"$f":"IF($E263=DataInput!$B262,DataInput!G262,NA())","v":"Non-Coincident"},{"$f":"IF($E263=DataInput!$B262,DataInput!H262,NA())","v":2018},{"$f":"IF($E263=DataInput!$B262,DataInput!I262,NA())","v":"POE50"},{"$f":"IF($E263=DataInput!$B262,DataInput!J262,NA())","v":63.418815453108998},{"$f":"IF($E263=DataInput!$B262,DataInput!K262,NA())","v":0.86472962824677402},null,null,"SA Port Pirie Network",null,null,null,null,false,null,null,{"$error":"#N/A"},{"$error":"#N/A"},{"$error":"#N/A"},{"$error":"#N/A"},{"$error":"#N/A"},{"$error":"#N/A"},{"$error":"#N/A"},{"$error":"#N/A"},{"$error":"#N/A"},{"$error":"#N/A"}]
[null,{"$f":"IF(DataInput!B263=$B$8,IF($B$9=$B$10,TRUE,IF(DataInput!E263=$B$9,TRUE,FALSE)))","v":true},null,null,{"$f":"IF(B264=TRUE,DataInput!B263,NA())","v":"SA"},{"$f":"IF($E264=DataInput!$B263,DataInput!C263,NA())","v":"PPIR"},{"$f":"IF($E264=DataInput!$B263,DataInput!D263,NA())","v":"Port Pirie Network"},{"$f":"IF($E264=DataInput!$B263,DataInput!E263,NA())","v":"SAPN"},{"$f":"IF($E264=DataInput!$B263,DataInput!F263,NA())","v":"Summer"},{"$f":"IF($E264=DataInput!$B263,DataInput!G263,NA())","v":"Non-Coincident"},{"$f":"IF($E264=DataInput!$B263,DataInput!H263,NA())","v":2019},{"$f":"IF($E264=DataInput!$B263,DataInput!I263,NA())","v":"POE50"},{"$f":"IF($E264=DataInput!$B263,DataInput!J263,NA())","v":62.661693969533403},{"$f":"IF($E264=DataInput!$B263,DataInput!K263,NA())","v":0.86089067105274197},null,null,"SA Port Pirie Network",null,null,null,null,false,null,null,{"$error":"#N/A"},{"$error":"#N/A"},{"$error":"#N/A"},{"$error":"#N/A"},{"$error":"#N/A"},{"$error":"#N/A"},{"$error":"#N/A"},{"$error":"#N/A"},{"$error":"#N/A"},{"$error":"#N/A"}]
[null,{"$f":"IF(DataInput!B264=$B$8,IF($B$9=$B$10,TRUE,IF(DataInput!E264=$B$9,TRUE,FALSE)))","v":true},null,null,{"$f":"IF(B265=TRUE,DataInput!B264,NA())","v":"SA"},{"$f":"IF($E265=DataInput!$B264,DataInput!C264,NA())","v":"PPIR"},{"$f":"IF($E265=DataInput!$B264,DataInput!D264,NA())","v":"Port Pirie Network"},{"$f":"IF($E265=DataInput!$B264,DataInput!E264,NA())","v":"SAPN"},{"$f":"IF($E265=DataInput!$B264,DataInput!F264,NA())","v":"Summer"},{"$f":"IF($E265=DataInput!$B264,DataInput!G264,NA())","v":"Non-Coincident"},{"$f":"IF($E265=DataInput!$B264,DataInput!H264,NA())","v":2020},{"$f":"IF($E265=DataInput!$B264,DataInput!I264,NA())","v":"POE50"},{"$f":"IF($E265=DataInput!$B264,DataInput!J264,NA())","v":61.200284042718003},{"$f":"IF($E265=DataInput!$B264,DataInput!K264,NA())","v":0.862788412577008},null,null,"SA Port Pirie Network",null,null,null,null,false,null,null,{"$error":"#N/A"},{"$error":"#N/A"},{"$error":"#N/A"},{"$error":"#N/A"},{"$error":"#N/A"},{"$error":"#N/A"},{"$error":"#N/A"},{"$error":"#N/A"},{"$error":"#N/A"},{"$error":"#N/A"}]
[null,{"$f":"IF(DataInput!B265=$B$8,IF($B$9=$B$10,TRUE,IF(DataInput!E265=$B$9,TRUE,FALSE)))","v":true},null,null,{"$f":"IF(B266=TRUE,DataInput!B265,NA())","v":"SA"},{"$f":"IF($E266=DataInput!$B265,DataInput!C265,NA())","v":"PPIR"},{"$f":"IF($E266=DataInput!$B265,DataInput!D265,NA())","v":"Port Pirie Network"},{"$f":"IF($E266=DataInput!$B265,DataInput!E265,NA())","v":"SAPN"},{"$f":"IF($E266=DataInput!$B265,DataInput!F265,NA())","v":"Summer"},{"$f":"IF($E266=DataInput!$B265,DataInput!G265,NA())","v":"Non-Coincident"},{"$f":"IF($E266=DataInput!$B265,DataInput!H265,NA())","v":2021},{"$f":"IF($E266=DataInput!$B265,DataInput!I265,NA())","v":"POE50"},{"$f":"IF($E266=DataInput!$B265,DataInput!J265,NA())","v":59.8045266941146},{"$f":"IF($E266=DataInput!$B265,DataInput!K265,NA())","v":0.87384904021765697},null,null,"SA Port Pirie Network",null,null,null,null,false,null,null,{"$error":"#N/A"},{"$error":"#N/A"},{"$error":"#N/A"},{"$error":"#N/A"},{"$error":"#N/A"},{"$error":"#N/A"},{"$error":"#N/A"},{"$error":"#N/A"},{"$error":"#N/A"},{"$error":"#N/A"}]
[null,{"$f":"IF(DataInput!B266=$B$8,IF($B$9=$B$10,TRUE,IF(DataInput!E266=$B$9,TRUE,FALSE)))","v":true},null,null,{"$f":"IF(B267=TRUE,DataInput!B266,NA())","v":"SA"},{"$f":"IF($E267=DataInput!$B266,DataInput!C266,NA())","v":"PPIR"},{"$f":"IF($E267=DataInput!$B266,DataInput!D266,NA())","v":"Port Pirie Network"},{"$f":"IF($E267=DataInput!$B266,DataInput!E266,NA())","v":"SAPN"},{"$f":"IF($E267=DataInput!$B266,DataInput!F266,NA())","v":"Summer"},{"$f":"IF($E267=DataInput!$B266,DataInput!G266,NA())","v":"Non-Coincident"},{"$f":"IF($E267=DataInput!$B266,DataInput!H266,NA())","v":2022},{"$f":"IF($E267=DataInput!$B266,DataInput!I266,NA())","v":"POE50"},{"$f":"IF($E267=DataInput!$B266,DataInput!J266,NA())","v":57.887551840814297},{"$f":"IF($E267=DataInput!$B266,DataInput!K266,NA())","v":0.87395940162445296},null,null,"SA Port Pirie Network",null,null,null,null,false,null,null,{"$error":"#N/A"},{"$error":"#N/A"},{"$error":"#N/A"},{"$error":"#N/A"},{"$error":"#N/A"},{"$error":"#N/A"},{"$error":"#N/A"},{"$error":"#N/A"},{"$error":"#N/A"},{"$error":"#N/A"}]
[null,{"$f":"IF(DataInput!B267=$B$8,IF($B$9=$B$10,TRUE,IF(DataInput!E267=$B$9,TRUE,FALSE)))","v":true},null,null,{"$f":"IF(B268=TRUE,DataInput!B267,NA())","v":"SA"},{"$f":"IF($E268=DataInput!$B267,DataInput!C267,NA())","v":"PPIR"},{"$f":"IF($E268=DataInput!$B267,DataInput!D267,NA())","v":"Port Pirie Network"},{"$f":"IF($E268=DataInput!$B267,DataInput!E267,NA())","v":"SAPN"},{"$f":"IF($E268=DataInput!$B267,DataInput!F267,NA())","v":"Summer"},{"$f":"IF($E268=DataInput!$B267,DataInput!G267,NA())","v":"Non-Coincident"},{"$f":"IF($E268=DataInput!$B267,DataInput!H267,NA())","v":2023},{"$f":"IF($E268=DataInput!$B267,DataInput!I267,NA())","v":"POE50"},{"$f":"IF($E268=DataInput!$B267,DataInput!J267,NA())","v":57.396725124757801},{"$f":"IF($E268=DataInput!$B267,DataInput!K267,NA())","v":0.87406802343866197},null,null,{"$f":"IF(OR(ISERROR(E268),ISERROR(G268)),\"  \",E268&\" \"&G268)","v":"SA Port Pirie Network"},null,null,null,null,{"$f":"IF(ISERROR(G268),FALSE,IF($V$9=G268,TRUE,FALSE))","v":false},null,null,{"$f":"IF($V268=TRUE,E268,NA())","v":{"$error":"#N/A"}},{"$error":"#N/A"},{"$error":"#N/A"},{"$error":"#N/A"},{"$error":"#N/A"},{"$error":"#N/A"},{"$error":"#N/A"},{"$error":"#N/A"},{"$error":"#N/A"},{"$error":"#N/A"}]
[null,{"$f":"IF(DataInput!B268=$B$8,IF($B$9=$B$10,TRUE,IF(DataInput!E268=$B$9,TRUE,FALSE)))","v":true},null,null,{"$f":"IF(B269=TRUE,DataInput!B268,NA())","v":"SA"},{"$f":"IF($E269=DataInput!$B268,DataInput!C268,NA())","v":"PPIR"},{"$f":"IF($E269=DataInput!$B268,DataInput!D268,NA())","v":"Port Pirie Network"},{"$f":"IF($E269=DataInput!$B268,DataInput!E268,NA())","v":"SAPN"},{"$f":"IF($E269=DataInput!$B268,DataInput!F268,NA())","v":"Summer"},{"$f":"IF($E269=DataInput!$B268,DataInput!G268,NA())","v":"Non-Coincident"},{"$f":"IF($E269=DataInput!$B268,DataInput!H268,NA())","v":2024},{"$f":"IF($E269=DataInput!$B268,DataInput!I268,NA())","v":"POE50"},{"$f":"IF($E269=DataInput!$B268,DataInput!J268,NA())","v":56.965467799671202},{"$f":"IF($E269=DataInput!$B268,DataInput!K268,NA())","v":0.87417838199290798},null,null,"SA Port Pirie Network",null,null,null,null,false,null,null,{"$error":"#N/A"},{"$error":"#N/A"},{"$error":"#N/A"},{"$error":"#N/A"},{"$error":"#N/A"},{"$error":"#N/A"},{"$error":"#N/A"},{"$error":"#N/A"},{"$error":"#N/A"},{"$error":"#N/A"}]
[null,{"$f":"IF(DataInput!B269=$B$8,IF($B$9=$B$10,TRUE,IF(DataInput!E269=$B$9,TRUE,FALSE)))","v":true},null,null,{"$f":"IF(B270=TRUE,DataInput!B269,NA())","v":"SA"},{"$f":"IF($E270=DataInput!$B269,DataInput!C269,NA())","v":"PPIR"},{"$f":"IF($E270=DataInput!$B269,DataInput!D269,NA())","v":"Port Pirie Network"},{"$f":"IF($E270=DataInput!$B269,DataInput!E269,NA())","v":"SAPN"},{"$f":"IF($E270=DataInput!$B269,DataInput!F269,NA())","v":"Summer"},{"$f":"IF($E270=DataInput!$B269,DataInput!G269,NA())","v":"Non-Coincident"},{"$f":"IF($E270=DataInput!$B269,DataInput!H269,NA())","v":2025},{"$f":"IF($E270=DataInput!$B269,DataInput!I269,NA())","v":"POE50"},{"$f":"IF($E270=DataInput!$B269,DataInput!J269,NA())","v":56.736951645026501},{"$f":"IF($E270=DataInput!$B269,DataInput!K269,NA())","v":0.87428374931322705},null,null,"SA Port Pirie Network",null,null,null,null,false,null,null,{"$error":"#N/A"},{"$error":"#N/A"},{"$error":"#N/A"},{"$error":"#N/A"},{"$error":"#N/A"},{"$error":"#N/A"},{"$error":"#N/A"},{"$error":"#N/A"},{"$error":"#N/A"},{"$error":"#N/A"}]
[null,{"$f":"IF(DataInput!B270=$B$8,IF($B$9=$B$10,TRUE,IF(DataInput!E270=$B$9,TRUE,FALSE)))","v":true},null,null,{"$f":"IF(B271=TRUE,DataInput!B270,NA())","v":"SA"},{"$f":"IF($E271=DataInput!$B270,DataInput!C270,NA())","v":"PPIR"},{"$f":"IF($E271=DataInput!$B270,DataInput!D270,NA())","v":"Port Pirie Network"},{"$f":"IF($E271=DataInput!$B270,DataInput!E270,NA())","v":"SAPN"},{"$f":"IF($E271=DataInput!$B270,DataInput!F270,NA())","v":"Summer"},{"$f":"IF($E271=DataInput!$B270,DataInput!G270,NA())","v":"Non-Coincident"},{"$f":"IF($E271=DataInput!$B270,DataInput!H270,NA())","v":2026},{"$f":"IF($E271=DataInput!$B270,DataInput!I270,NA())","v":"POE50"},{"$f":"IF($E271=DataInput!$B270,DataInput!J270,NA())","v":56.1717419117074},{"$f":"IF($E271=DataInput!$B270,DataInput!K270,NA())","v":0.87438107208577498},null,null,"SA Port Pirie Network",null,null,null,null,false,null,null,{"$error":"#N/A"},{"$error":"#N/A"},{"$error":"#N/A"},{"$error":"#N/A"},{"$error":"#N/A"},{"$error":"#N/A"},{"$error":"#N/A"},{"$error":"#N/A"},{"$error":"#N/A"},{"$error":"#N/A"}]
[null,{"$f":"IF(DataInput!B271=$B$8,IF($B$9=$B$10,TRUE,IF(DataInput!E271=$B$9,TRUE,FALSE)))","v":true},null,null,{"$f":"IF(B272=TRUE,DataInput!B271,NA())","v":"SA"},{"$f":"IF($E272=DataInput!$B271,DataInput!C271,NA())","v":"PPIR"},{"$f":"IF($E272=DataInput!$B271,DataInput!D271,NA())","v":"Port Pirie Network"},{"$f":"IF($E272=DataInput!$B271,DataInput!E271,NA())","v":"SAPN"},{"$f":"IF($E272=DataInput!$B271,DataInput!F271,NA())","v":"Winter"},{"$f":"IF($E272=DataInput!$B271,DataInput!G271,NA())","v":"Non-Coincident"},{"$f":"IF($E272=DataInput!$B271,DataInput!H271,NA())","v":2016},{"$f":"IF($E272=DataInput!$B271,DataInput!I271,NA())","v":"POE10"},{"$f":"IF($E272=DataInput!$B271,DataInput!J271,NA())","v":43.4045296647299},{"$f":"IF($E272=DataInput!$B271,DataInput!K271,NA())","v":0.87132430546662898},null,null,"SA Port Pirie Network",null,null,null,null,false,null,null,{"$error":"#N/A"},{"$error":"#N/A"},{"$error":"#N/A"},{"$error":"#N/A"},{"$error":"#N/A"},{"$error":"#N/A"},{"$error":"#N/A"},{"$error":"#N/A"},{"$error":"#N/A"},{"$error":"#N/A"}]
[null,{"$f":"IF(DataInput!B272=$B$8,IF($B$9=$B$10,TRUE,IF(DataInput!E272=$B$9,TRUE,FALSE)))","v":true},null,null,{"$f":"IF(B273=TRUE,DataInput!B272,NA())","v":"SA"},{"$f":"IF($E273=DataInput!$B272,DataInput!C272,NA())","v":"PPIR"},{"$f":"IF($E273=DataInput!$B272,DataInput!D272,NA())","v":"Port Pirie Network"},{"$f":"IF($E273=DataInput!$B272,DataInput!E272,NA())","v":"SAPN"},{"$f":"IF($E273=DataInput!$B272,DataInput!F272,NA())","v":"Winter"},{"$f":"IF($E273=DataInput!$B272,DataInput!G272,NA())","v":"Non-Coincident"},{"$f":"IF($E273=DataInput!$B272,DataInput!H272,NA())","v":2017},{"$f":"IF($E273=DataInput!$B272,DataInput!I272,NA())","v":"POE10"},{"$f":"IF($E273=DataInput!$B272,DataInput!J272,NA())","v":58.238650251529499},{"$f":"IF($E273=DataInput!$B272,DataInput!K272,NA())","v":0.86963074582765898},null,null,"SA Port Pirie Network",null,null,null,null,false,null,null,{"$error":"#N/A"},{"$error":"#N/A"},{"$error":"#N/A"},{"$error":"#N/A"},{"$error":"#N/A"},{"$error":"#N/A"},{"$error":"#N/A"},{"$error":"#N/A"},{"$error":"#N/A"},{"$error":"#N/A"}]
[null,{"$f":"IF(DataInput!B273=$B$8,IF($B$9=$B$10,TRUE,IF(DataInput!E273=$B$9,TRUE,FALSE)))","v":true},null,null,{"$f":"IF(B274=TRUE,DataInput!B273,NA())","v":"SA"},{"$f":"IF($E274=DataInput!$B273,DataInput!C273,NA())","v":"PPIR"},{"$f":"IF($E274=DataInput!$B273,DataInput!D273,NA())","v":"Port Pirie Network"},{"$f":"IF($E274=DataInput!$B273,DataInput!E273,NA())","v":"SAPN"},{"$f":"IF($E274=DataInput!$B273,DataInput!F273,NA())","v":"Winter"},{"$f":"IF($E274=DataInput!$B273,DataInput!G273,NA())","v":"Non-Coincident"},{"$f":"IF($E274=DataInput!$B273,DataInput!H273,NA())","v":2018},{"$f":"IF($E274=DataInput!$B273,DataInput!I273,NA())","v":"POE10"},{"$f":"IF($E274=DataInput!$B273,DataInput!J273,NA())","v":58.084798804732998},{"$f":"IF($E274=DataInput!$B273,DataInput!K273,NA())","v":0.87094948914093395},null,null,"SA Port Pirie Network",null,null,null,null,false,null,null,{"$error":"#N/A"},{"$error":"#N/A"},{"$error":"#N/A"},{"$error":"#N/A"},{"$error":"#N/A"},{"$error":"#N/A"},{"$error":"#N/A"},{"$error":"#N/A"},{"$error":"#N/A"},{"$error":"#N/A"}]
[null,{"$f":"IF(DataInput!B274=$B$8,IF($B$9=$B$10,TRUE,IF(DataInput!E274=$B$9,TRUE,FALSE)))","v":true},null,null,{"$f":"IF(B275=TRUE,DataInput!B274,NA())","v":"SA"},{"$f":"IF($E275=DataInput!$B274,DataInput!C274,NA())","v":"PPIR"},{"$f":"IF($E275=DataInput!$B274,DataInput!D274,NA())","v":"Port Pirie Network"},{"$f":"IF($E275=DataInput!$B274,DataInput!E274,NA())","v":"SAPN"},{"$f":"IF($E275=DataInput!$B274,DataInput!F274,NA())","v":"Winter"},{"$f":"IF($E275=DataInput!$B274,DataInput!G274,NA())","v":"Non-Coincident"},{"$f":"IF($E275=DataInput!$B274,DataInput!H274,NA())","v":2019},{"$f":"IF($E275=DataInput!$B274,DataInput!I274,NA())","v":"POE10"},{"$f":"IF($E275=DataInput!$B274,DataInput!J274,NA())","v":58.305794178241797},{"$f":"IF($E275=DataInput!$B274,DataInput!K274,NA())","v":0.87384702146202697},null,null,"SA Port Pirie Network",null,null,null,null,false,null,null,{"$error":"#N/A"},{"$error":"#N/A"},{"$error":"#N/A"},{"$error":"#N/A"},{"$error":"#N/A"},{"$error":"#N/A"},{"$error":"#N/A"},{"$error":"#N/A"},{"$error":"#N/A"},{"$error":"#N/A"}]
[null,{"$f":"IF(DataInput!B275=$B$8,IF($B$9=$B$10,TRUE,IF(DataInput!E275=$B$9,TRUE,FALSE)))","v":true},null,null,{"$f":"IF(B276=TRUE,DataInput!B275,NA())","v":"SA"},{"$f":"IF($E276=DataInput!$B275,DataInput!C275,NA())","v":"PPIR"},{"$f":"IF($E276=DataInput!$B275,DataInput!D275,NA())","v":"Port Pirie Network"},{"$f":"IF($E276=DataInput!$B275,DataInput!E275,NA())","v":"SAPN"},{"$f":"IF($E276=DataInput!$B275,DataInput!F275,NA())","v":"Winter"},{"$f":"IF($E276=DataInput!$B275,DataInput!G275,NA())","v":"Non-Coincident"},{"$f":"IF($E276=DataInput!$B275,DataInput!H275,NA())","v":2020},{"$f":"IF($E276=DataInput!$B275,DataInput!I275,NA())","v":"POE10"},{"$f":"IF($E276=DataInput!$B275,DataInput!J275,NA())","v":58.2856447874696},{"$f":"IF($E276=DataInput!$B275,DataInput!K275,NA())","v":0.87274887036532001},null,null,"SA Port Pirie Network",null,null,null,null,false,null,null,{"$error":"#N/A"},{"$error":"#N/A"},{"$error":"#N/A"},{"$error":"#N/A"},{"$error":"#N/A"},{"$error":"#N/A"},{"$error":"#N/A"},{"$error":"#N/A"},{"$error":"#N/A"},{"$error":"#N/A"}]
[null,{"$f":"IF(DataInput!B276=$B$8,IF($B$9=$B$10,TRUE,IF(DataInput!E276=$B$9,TRUE,FALSE)))","v":true},null,null,{"$f":"IF(B277=TRUE,DataInput!B276,NA())","v":"SA"},{"$f":"IF($E277=DataInput!$B276,DataInput!C276,NA())","v":"PPIR"},{"$f":"IF($E277=DataInput!$B276,DataInput!D276,NA())","v":"Port Pirie Network"},{"$f":"IF($E277=DataInput!$B276,DataInput!E276,NA())","v":"SAPN"},{"$f":"IF($E277=DataInput!$B276,DataInput!F276,NA())","v":"Winter"},{"$f":"IF($E277=DataInput!$B276,DataInput!G276,NA())","v":"Non-Coincident"},{"$f":"IF($E277=DataInput!$B276,DataInput!H276,NA())","v":2021},{"$f":"IF($E277=DataInput!$B276,DataInput!I276,NA())","v":"POE10"},{"$f":"IF($E277=DataInput!$B276,DataInput!J276,NA())","v":58.192573870408303},{"$f":"IF($E277=DataInput!$B276,DataInput!K276,NA())","v":0.87279579429513998},null,null,"SA Port Pirie Network",null,null,null,null,false,null,null,{"$error":"#N/A"},{"$error":"#N/A"},{"$error":"#N/A"},{"$error":"#N/A"},{"$error":"#N/A"},{"$error":"#N/A"},{"$error":"#N/A"},{"$error":"#N/A"},{"$error":"#N/A"},{"$error":"#N/A"}]
[null,{"$f":"IF(DataInput!B277=$B$8,IF($B$9=$B$10,TRUE,IF(DataInput!E277=$B$9,TRUE,FALSE)))","v":true},null,null,{"$f":"IF(B278=TRUE,DataInput!B277,NA())","v":"SA"},{"$f":"IF($E278=DataInput!$B277,DataInput!C277,NA())","v":"PPIR"},{"$f":"IF($E278=DataInput!$B277,DataInput!D277,NA())","v":"Port Pirie Network"},{"$f":"IF($E278=DataInput!$B277,DataInput!E277,NA())","v":"SAPN"},{"$f":"IF($E278=DataInput!$B277,DataInput!F277,NA())","v":"Winter"},{"$f":"IF($E278=DataInput!$B277,DataInput!G277,NA())","v":"Non-Coincident"},{"$f":"IF($E278=DataInput!$B277,DataInput!H277,NA())","v":2022},{"$f":"IF($E278=DataInput!$B277,DataInput!I277,NA())","v":"POE10"},{"$f":"IF($E278=DataInput!$B277,DataInput!J277,NA())","v":58.112535581697898},{"$f":"IF($E278=DataInput!$B277,DataInput!K277,NA())","v":0.87284432285438196},null,null,"SA Port Pirie Network",null,null,null,null,false,null,null,{"$error":"#N/A"},{"$error":"#N/A"},{"$error":"#N/A"},{"$error":"#N/A"},{"$error":"#N/A"},{"$error":"#N/A"},{"$error":"#N/A"},{"$error":"#N/A"},{"$error":"#N/A"},{"$error":"#N/A"}]
[null,{"$f":"IF(DataInput!B278=$B$8,IF($B$9=$B$10,TRUE,IF(DataInput!E278=$B$9,TRUE,FALSE)))","v":true},null,null,{"$f":"IF(B279=TRUE,DataInput!B278,NA())","v":"SA"},{"$f":"IF($E279=DataInput!$B278,DataInput!C278,NA())","v":"PPIR"},{"$f":"IF($E279=DataInput!$B278,DataInput!D278,NA())","v":"Port Pirie Network"},{"$f":"IF($E279=DataInput!$B278,DataInput!E278,NA())","v":"SAPN"},{"$f":"IF($E279=DataInput!$B278,DataInput!F278,NA())","v":"Winter"},{"$f":"IF($E279=DataInput!$B278,DataInput!G278,NA())","v":"Non-Coincident"},{"$f":"IF($E279=DataInput!$B278,DataInput!H278,NA())","v":2023},{"$f":"IF($E279=DataInput!$B278,DataInput!I278,NA())","v":"POE10"},{"$f":"IF($E279=DataInput!$B278,DataInput!J278,NA())","v":57.922131074407801},{"$f":"IF($E279=DataInput!$B278,DataInput!K278,NA())","v":0.87289432909418696},null,null,"SA Port Pirie Network",null,null,null,null,false,null,null,{"$error":"#N/A"},{"$error":"#N/A"},{"$error":"#N/A"},{"$error":"#N/A"},{"$error":"#N/A"},{"$error":"#N/A"},{"$error":"#N/A"},{"$error":"#N/A"},{"$error":"#N/A"},{"$error":"#N/A"}]
[null,{"$f":"IF(DataInput!B279=$B$8,IF($B$9=$B$10,TRUE,IF(DataInput!E279=$B$9,TRUE,FALSE)))","v":true},null,null,{"$f":"IF(B280=TRUE,DataInput!B279,NA())","v":"SA"},{"$f":"IF($E280=DataInput!$B279,DataInput!C279,NA())","v":"PPIR"},{"$f":"IF($E280=DataInput!$B279,DataInput!D279,NA())","v":"Port Pirie Network"},{"$f":"IF($E280=DataInput!$B279,DataInput!E279,NA())","v":"SAPN"},{"$f":"IF($E280=DataInput!$B279,DataInput!F279,NA())","v":"Winter"},{"$f":"IF($E280=DataInput!$B279,DataInput!G279,NA())","v":"Non-Coincident"},{"$f":"IF($E280=DataInput!$B279,DataInput!H279,NA())","v":2024},{"$f":"IF($E280=DataInput!$B279,DataInput!I279,NA())","v":"POE10"},{"$f":"IF($E280=DataInput!$B279,DataInput!J279,NA())","v":57.7298727819391},{"$f":"IF($E280=DataInput!$B279,DataInput!K279,NA())","v":0.87294569504497299},null,null,"SA Port Pirie Network",null,null,null,null,false,null,null,{"$error":"#N/A"},{"$error":"#N/A"},{"$error":"#N/A"},{"$error":"#N/A"},{"$error":"#N/A"},{"$error":"#N/A"},{"$error":"#N/A"},{"$error":"#N/A"},{"$error":"#N/A"},{"$error":"#N/A"}]
[null,{"$f":"IF(DataInput!B280=$B$8,IF($B$9=$B$10,TRUE,IF(DataInput!E280=$B$9,TRUE,FALSE)))","v":true},null,null,{"$f":"IF(B281=TRUE,DataInput!B280,NA())","v":"SA"},{"$f":"IF($E281=DataInput!$B280,DataInput!C280,NA())","v":"PPIR"},{"$f":"IF($E281=DataInput!$B280,DataInput!D280,NA())","v":"Port Pirie Network"},{"$f":"IF($E281=DataInput!$B280,DataInput!E280,NA())","v":"SAPN"},{"$f":"IF($E281=DataInput!$B280,DataInput!F280,NA())","v":"Winter"},{"$f":"IF($E281=DataInput!$B280,DataInput!G280,NA())","v":"Non-Coincident"},{"$f":"IF($E281=DataInput!$B280,DataInput!H280,NA())","v":2025},{"$f":"IF($E281=DataInput!$B280,DataInput!I280,NA())","v":"POE10"},{"$f":"IF($E281=DataInput!$B280,DataInput!J280,NA())","v":57.350711624746502},{"$f":"IF($E281=DataInput!$B280,DataInput!K280,NA())","v":0.87299831542292505},null,null,"SA Port Pirie Network",null,null,null,null,false,null,null,{"$error":"#N/A"},{"$error":"#N/A"},{"$error":"#N/A"},{"$error":"#N/A"},{"$error":"#N/A"},{"$error":"#N/A"},{"$error":"#N/A"},{"$error":"#N/A"},{"$error":"#N/A"},{"$error":"#N/A"}]
[null,{"$f":"IF(DataInput!B281=$B$8,IF($B$9=$B$10,TRUE,IF(DataInput!E281=$B$9,TRUE,FALSE)))","v":true},null,null,{"$f":"IF(B282=TRUE,DataInput!B281,NA())","v":"SA"},{"$f":"IF($E282=DataInput!$B281,DataInput!C281,NA())","v":"PPIR"},{"$f":"IF($E282=DataInput!$B281,DataInput!D281,NA())","v":"Port Pirie Network"},{"$f":"IF($E282=DataInput!$B281,DataInput!E281,NA())","v":"SAPN"},{"$f":"IF($E282=DataInput!$B281,DataInput!F281,NA())","v":"Winter"},{"$f":"IF($E282=DataInput!$B281,DataInput!G281,NA())","v":"Non-Coincident"},{"$f":"IF($E282=DataInput!$B281,DataInput!H281,NA())","v":2016},{"$f":"IF($E282=DataInput!$B281,DataInput!I281,NA())","v":"POE50"},{"$f":"IF($E282=DataInput!$B281,DataInput!J281,NA())","v":41.701063018133198},{"$f":"IF($E282=DataInput!$B281,DataInput!K281,NA())","v":0.87374378633863603},null,null,"SA Port Pirie Network",null,null,null,null,false,null,null,{"$error":"#N/A"},{"$error":"#N/A"},{"$error":"#N/A"},{"$error":"#N/A"},{"$error":"#N/A"},{"$error":"#N/A"},{"$error":"#N/A"},{"$error":"#N/A"},{"$error":"#N/A"},{"$error":"#N/A"}]
[null,{"$f":"IF(DataInput!B282=$B$8,IF($B$9=$B$10,TRUE,IF(DataInput!E282=$B$9,TRUE,FALSE)))","v":true},null,null,{"$f":"IF(B283=TRUE,DataInput!B282,NA())","v":"SA"},{"$f":"IF($E283=DataInput!$B282,DataInput!C282,NA())","v":"PPIR"},{"$f":"IF($E283=DataInput!$B282,DataInput!D282,NA())","v":"Port Pirie Network"},{"$f":"IF($E283=DataInput!$B282,DataInput!E282,NA())","v":"SAPN"},{"$f":"IF($E283=DataInput!$B282,DataInput!F282,NA())","v":"Winter"},{"$f":"IF($E283=DataInput!$B282,DataInput!G282,NA())","v":"Non-Coincident"},{"$f":"IF($E283=DataInput!$B282,DataInput!H282,NA())","v":2017},{"$f":"IF($E283=DataInput!$B282,DataInput!I282,NA())","v":"POE50"},{"$f":"IF($E283=DataInput!$B282,DataInput!J282,NA())","v":56.538161735512602},{"$f":"IF($E283=DataInput!$B282,DataInput!K282,NA())","v":0.87164211535425296},null,null,"SA Port Pirie Network",null,null,null,null,false,null,null,{"$error":"#N/A"},{"$error":"#N/A"},{"$error":"#N/A"},{"$error":"#N/A"},{"$error":"#N/A"},{"$error":"#N/A"},{"$error":"#N/A"},{"$error":"#N/A"},{"$error":"#N/A"},{"$error":"#N/A"}]
[null,{"$f":"IF(DataInput!B283=$B$8,IF($B$9=$B$10,TRUE,IF(DataInput!E283=$B$9,TRUE,FALSE)))","v":true},null,null,{"$f":"IF(B284=TRUE,DataInput!B283,NA())","v":"SA"},{"$f":"IF($E284=DataInput!$B283,DataInput!C283,NA())","v":"PPIR"},{"$f":"IF($E284=DataInput!$B283,DataInput!D283,NA())","v":"Port Pirie Network"},{"$f":"IF($E284=DataInput!$B283,DataInput!E283,NA())","v":"SAPN"},{"$f":"IF($E284=DataInput!$B283,DataInput!F283,NA())","v":"Winter"},{"$f":"IF($E284=DataInput!$B283,DataInput!G283,NA())","v":"Non-Coincident"},{"$f":"IF($E284=DataInput!$B283,DataInput!H283,NA())","v":2018},{"$f":"IF($E284=DataInput!$B283,DataInput!I283,NA())","v":"POE50"},{"$f":"IF($E284=DataInput!$B283,DataInput!J283,NA())","v":56.396784839937702},{"$f":"IF($E284=DataInput!$B283,DataInput!K283,NA())","v":0.87327532353853099},null,null,"SA Port Pirie Network",null,null,null,null,false,null,null,{"$error":"#N/A"},{"$error":"#N/A"},{"$error":"#N/A"},{"$error":"#N/A"},{"$error":"#N/A"},{"$error":"#N/A"},{"$error":"#N/A"},{"$error":"#N/A"},{"$error":"#N/A"},{"$error":"#N/A"}]
[null,{"$f":"IF(DataInput!B284=$B$8,IF($B$9=$B$10,TRUE,IF(DataInput!E284=$B$9,TRUE,FALSE)))","v":true},null,null,{"$f":"IF(B285=TRUE,DataInput!B284,NA())","v":"SA"},{"$f":"IF($E285=DataInput!$B284,DataInput!C284,NA())","v":"PPIR"},{"$f":"IF($E285=DataInput!$B284,DataInput!D284,NA())","v":"Port Pirie Network"},{"$f":"IF($E285=DataInput!$B284,DataInput!E284,NA())","v":"SAPN"},{"$f":"IF($E285=DataInput!$B284,DataInput!F284,NA())","v":"Winter"},{"$f":"IF($E285=DataInput!$B284,DataInput!G284,NA())","v":"Non-Coincident"},{"$f":"IF($E285=DataInput!$B284,DataInput!H284,NA())","v":2019},{"$f":"IF($E285=DataInput!$B284,DataInput!I284,NA())","v":"POE50"},{"$f":"IF($E285=DataInput!$B284,DataInput!J284,NA())","v":56.6946415598198},{"$f":"IF($E285=DataInput!$B284,DataInput!K284,NA())","v":0.87667128134879302},null,null,"SA Port Pirie Network",null,null,null,null,false,null,null,{"$error":"#N/A"},{"$error":"#N/A"},{"$error":"#N/A"},{"$error":"#N/A"},{"$error":"#N/A"},{"$error":"#N/A"},{"$error":"#N/A"},{"$error":"#N/A"},{"$error":"#N/A"},{"$error":"#N/A"}]
[null,{"$f":"IF(DataInput!B285=$B$8,IF($B$9=$B$10,TRUE,IF(DataInput!E285=$B$9,TRUE,FALSE)))","v":true},null,null,{"$f":"IF(B286=TRUE,DataInput!B285,NA())","v":"SA"},{"$f":"IF($E286=DataInput!$B285,DataInput!C285,NA())","v":"PPIR"},{"$f":"IF($E286=DataInput!$B285,DataInput!D285,NA())","v":"Port Pirie Network"},{"$f":"IF($E286=DataInput!$B285,DataInput!E285,NA())","v":"SAPN"},{"$f":"IF($E286=DataInput!$B285,DataInput!F285,NA())","v":"Winter"},{"$f":"IF($E286=DataInput!$B285,DataInput!G285,NA())","v":"Non-Coincident"},{"$f":"IF($E286=DataInput!$B285,DataInput!H285,NA())","v":2020},{"$f":"IF($E286=DataInput!$B285,DataInput!I285,NA())","v":"POE50"},{"$f":"IF($E286=DataInput!$B285,DataInput!J285,NA())","v":56.824311816446603},{"$f":"IF($E286=DataInput!$B285,DataInput!K285,NA())","v":0.87523158144153401},null,null,"SA Port Pirie Network",null,null,null,null,false,null,null,{"$error":"#N/A"},{"$error":"#N/A"},{"$error":"#N/A"},{"$error":"#N/A"},{"$error":"#N/A"},{"$error":"#N/A"},{"$error":"#N/A"},{"$error":"#N/A"},{"$error":"#N/A"},{"$error":"#N/A"}]
[null,{"$f":"IF(DataInput!B286=$B$8,IF($B$9=$B$10,TRUE,IF(DataInput!E286=$B$9,TRUE,FALSE)))","v":true},null,null,{"$f":"IF(B287=TRUE,DataInput!B286,NA())","v":"SA"},{"$f":"IF($E287=DataInput!$B286,DataInput!C286,NA())","v":"PPIR"},{"$f":"IF($E287=DataInput!$B286,DataInput!D286,NA())","v":"Port Pirie Network"},{"$f":"IF($E287=DataInput!$B286,DataInput!E286,NA())","v":"SAPN"},{"$f":"IF($E287=DataInput!$B286,DataInput!F286,NA())","v":"Winter"},{"$f":"IF($E287=DataInput!$B286,DataInput!G286,NA())","v":"Non-Coincident"},{"$f":"IF($E287=DataInput!$B286,DataInput!H286,NA())","v":2021},{"$f":"IF($E287=DataInput!$B286,DataInput!I286,NA())","v":"POE50"},{"$f":"IF($E287=DataInput!$B286,DataInput!J286,NA())","v":56.720716759630001},{"$f":"IF($E287=DataInput!$B286,DataInput!K286,NA())","v":0.87528171670634303},null,null,"SA Port Pirie Network",null,null,null,null,false,null,null,{"$error":"#N/A"},{"$error":"#N/A"},{"$error":"#N/A"},{"$error":"#N/A"},{"$error":"#N/A"},{"$error":"#N/A"},{"$error":"#N/A"},{"$error":"#N/A"},{"$error":"#N/A"},{"$error":"#N/A"}]
[null,{"$f":"IF(DataInput!B287=$B$8,IF($B$9=$B$10,TRUE,IF(DataInput!E287=$B$9,TRUE,FALSE)))","v":true},null,null,{"$f":"IF(B288=TRUE,DataInput!B287,NA())","v":"SA"},{"$f":"IF($E288=DataInput!$B287,DataInput!C287,NA())","v":"PPIR"},{"$f":"IF($E288=DataInput!$B287,DataInput!D287,NA())","v":"Port Pirie Network"},{"$f":"IF($E288=DataInput!$B287,DataInput!E287,NA())","v":"SAPN"},{"$f":"IF($E288=DataInput!$B287,DataInput!F287,NA())","v":"Winter"},{"$f":"IF($E288=DataInput!$B287,DataInput!G287,NA())","v":"Non-Coincident"},{"$f":"IF($E288=DataInput!$B287,DataInput!H287,NA())","v":2022},{"$f":"IF($E288=DataInput!$B287,DataInput!I287,NA())","v":"POE50"},{"$f":"IF($E288=DataInput!$B287,DataInput!J287,NA())","v":56.548887271019801},{"$f":"IF($E288=DataInput!$B287,DataInput!K287,NA())","v":0.87533370276890898},null,null,"SA Port Pirie Network",null,null,null,null,false,null,null,{"$error":"#N/A"},{"$error":"#N/A"},{"$error":"#N/A"},{"$error":"#N/A"},{"$error":"#N/A"},{"$error":"#N/A"},{"$error":"#N/A"},{"$error":"#N/A"},{"$error":"#N/A"},{"$error":"#N/A"}]
[null,{"$f":"IF(DataInput!B288=$B$8,IF($B$9=$B$10,TRUE,IF(DataInput!E288=$B$9,TRUE,FALSE)))","v":true},null,null,{"$f":"IF(B289=TRUE,DataInput!B288,NA())","v":"SA"},{"$f":"IF($E289=DataInput!$B288,DataInput!C288,NA())","v":"PPIR"},{"$f":"IF($E289=DataInput!$B288,DataInput!D288,NA())","v":"Port Pirie Network"},{"$f":"IF($E289=DataInput!$B288,DataInput!E288,NA())","v":"SAPN"},{"$f":"IF($E289=DataInput!$B288,DataInput!F288,NA())","v":"Winter"},{"$f":"IF($E289=DataInput!$B288,DataInput!G288,NA())","v":"Non-Coincident"},{"$f":"IF($E289=DataInput!$B288,DataInput!H288,NA())","v":2023},{"$f":"IF($E289=DataInput!$B288,DataInput!I288,NA())","v":"POE50"},{"$f":"IF($E289=DataInput!$B288,DataInput!J288,NA())","v":56.311071868336299},{"$f":"IF($E289=DataInput!$B288,DataInput!K288,NA())","v":0.87538741090594097},null,null,"SA Port Pirie Network",null,null,null,null,false,null,null,{"$error":"#N/A"},{"$error":"#N/A"},{"$error":"#N/A"},{"$error":"#N/A"},{"$error":"#N/A"},{"$error":"#N/A"},{"$error":"#N/A"},{"$error":"#N/A"},{"$error":"#N/A"},{"$error":"#N/A"}]
[null,{"$f":"IF(DataInput!B289=$B$8,IF($B$9=$B$10,TRUE,IF(DataInput!E289=$B$9,TRUE,FALSE)))","v":true},null,null,{"$f":"IF(B290=TRUE,DataInput!B289,NA())","v":"SA"},{"$f":"IF($E290=DataInput!$B289,DataInput!C289,NA())","v":"PPIR"},{"$f":"IF($E290=DataInput!$B289,DataInput!D289,NA())","v":"Port Pirie Network"},{"$f":"IF($E290=DataInput!$B289,DataInput!E289,NA())","v":"SAPN"},{"$f":"IF($E290=DataInput!$B289,DataInput!F289,NA())","v":"Winter"},{"$f":"IF($E290=DataInput!$B289,DataInput!G289,NA())","v":"Non-Coincident"},{"$f":"IF($E290=DataInput!$B289,DataInput!H289,NA())","v":2024},{"$f":"IF($E290=DataInput!$B289,DataInput!I289,NA())","v":"POE50"},{"$f":"IF($E290=DataInput!$B289,DataInput!J289,NA())","v":56.119862518627102},{"$f":"IF($E290=DataInput!$B289,DataInput!K289,NA())","v":0.87544271880447599},null,null,"SA Port Pirie Network",null,null,null,null,false,null,null,{"$error":"#N/A"},{"$error":"#N/A"},{"$error":"#N/A"},{"$error":"#N/A"},{"$error":"#N/A"},{"$error":"#N/A"},{"$error":"#N/A"},{"$error":"#N/A"},{"$error":"#N/A"},{"$error":"#N/A"}]
[null,{"$f":"IF(DataInput!B290=$B$8,IF($B$9=$B$10,TRUE,IF(DataInput!E290=$B$9,TRUE,FALSE)))","v":true},null,null,{"$f":"IF(B291=TRUE,DataInput!B290,NA())","v":"SA"},{"$f":"IF($E291=DataInput!$B290,DataInput!C290,NA())","v":"PPIR"},{"$f":"IF($E291=DataInput!$B290,DataInput!D290,NA())","v":"Port Pirie Network"},{"$f":"IF($E291=DataInput!$B290,DataInput!E290,NA())","v":"SAPN"},{"$f":"IF($E291=DataInput!$B290,DataInput!F290,NA())","v":"Winter"},{"$f":"IF($E291=DataInput!$B290,DataInput!G290,NA())","v":"Non-Coincident"},{"$f":"IF($E291=DataInput!$B290,DataInput!H290,NA())","v":2025},{"$f":"IF($E291=DataInput!$B290,DataInput!I290,NA())","v":"POE50"},{"$f":"IF($E291=DataInput!$B290,DataInput!J290,NA())","v":55.8455992533084},{"$f":"IF($E291=DataInput!$B290,DataInput!K290,NA())","v":0.87549951522788205},null,null,"SA Port Pirie Network",null,null,null,null,false,null,null,{"$error":"#N/A"},{"$error":"#N/A"},{"$error":"#N/A"},{"$error":"#N/A"},{"$error":"#N/A"},{"$error":"#N/A"},{"$error":"#N/A"},{"$error":"#N/A"},{"$error":"#N/A"},{"$error":"#N/A"}]
[null,{"$f":"IF(DataInput!B291=$B$8,IF($B$9=$B$10,TRUE,IF(DataInput!E291=$B$9,TRUE,FALSE)))","v":true},null,null,{"$f":"IF(B292=TRUE,DataInput!B291,NA())","v":"SA"},{"$f":"IF($E292=DataInput!$B291,DataInput!C291,NA())","v":"SANC"},{"$f":"IF($E292=DataInput!$B291,DataInput!D291,NA())","v":"Angas Creek"},{"$f":"IF($E292=DataInput!$B291,DataInput!E291,NA())","v":"SAPN"},{"$f":"IF($E292=DataInput!$B291,DataInput!F291,NA())","v":"Summer"},{"$f":"IF($E292=DataInput!$B291,DataInput!G291,NA())","v":"Non-Coincident"},{"$f":"IF($E292=DataInput!$B291,DataInput!H291,NA())","v":2017},{"$f":"IF($E292=DataInput!$B291,DataInput!I291,NA())","v":"POE10"},{"$f":"IF($E292=DataInput!$B291,DataInput!J291,NA())","v":18.464235189998501},{"$f":"IF($E292=DataInput!$B291,DataInput!K291,NA())","v":0.82184632270194502},null,null,"SA Angas Creek",null,null,null,null,false,null,null,{"$error":"#N/A"},{"$error":"#N/A"},{"$error":"#N/A"},{"$error":"#N/A"},{"$error":"#N/A"},{"$error":"#N/A"},{"$error":"#N/A"},{"$error":"#N/A"},{"$error":"#N/A"},{"$error":"#N/A"}]
[null,{"$f":"IF(DataInput!B292=$B$8,IF($B$9=$B$10,TRUE,IF(DataInput!E292=$B$9,TRUE,FALSE)))","v":true},null,null,{"$f":"IF(B293=TRUE,DataInput!B292,NA())","v":"SA"},{"$f":"IF($E293=DataInput!$B292,DataInput!C292,NA())","v":"SANC"},{"$f":"IF($E293=DataInput!$B292,DataInput!D292,NA())","v":"Angas Creek"},{"$f":"IF($E293=DataInput!$B292,DataInput!E292,NA())","v":"SAPN"},{"$f":"IF($E293=DataInput!$B292,DataInput!F292,NA())","v":"Summer"},{"$f":"IF($E293=DataInput!$B292,DataInput!G292,NA())","v":"Non-Coincident"},{"$f":"IF($E293=DataInput!$B292,DataInput!H292,NA())","v":2018},{"$f":"IF($E293=DataInput!$B292,DataInput!I292,NA())","v":"POE10"},{"$f":"IF($E293=DataInput!$B292,DataInput!J292,NA())","v":18.392902270988099},{"$f":"IF($E293=DataInput!$B292,DataInput!K292,NA())","v":0.81403270589667598},null,null,"SA Angas Creek",null,null,null,null,false,null,null,{"$error":"#N/A"},{"$error":"#N/A"},{"$error":"#N/A"},{"$error":"#N/A"},{"$error":"#N/A"},{"$error":"#N/A"},{"$error":"#N/A"},{"$error":"#N/A"},{"$error":"#N/A"},{"$error":"#N/A"}]
[null,{"$f":"IF(DataInput!B293=$B$8,IF($B$9=$B$10,TRUE,IF(DataInput!E293=$B$9,TRUE,FALSE)))","v":true},null,null,{"$f":"IF(B294=TRUE,DataInput!B293,NA())","v":"SA"},{"$f":"IF($E294=DataInput!$B293,DataInput!C293,NA())","v":"SANC"},{"$f":"IF($E294=DataInput!$B293,DataInput!D293,NA())","v":"Angas Creek"},{"$f":"IF($E294=DataInput!$B293,DataInput!E293,NA())","v":"SAPN"},{"$f":"IF($E294=DataInput!$B293,DataInput!F293,NA())","v":"Summer"},{"$f":"IF($E294=DataInput!$B293,DataInput!G293,NA())","v":"Non-Coincident"},{"$f":"IF($E294=DataInput!$B293,DataInput!H293,NA())","v":2019},{"$f":"IF($E294=DataInput!$B293,DataInput!I293,NA())","v":"POE10"},{"$f":"IF($E294=DataInput!$B293,DataInput!J293,NA())","v":18.457892377180901},{"$f":"IF($E294=DataInput!$B293,DataInput!K293,NA())","v":0.82007797510951097},null,null,"SA Angas Creek",null,null,null,null,false,null,null,{"$error":"#N/A"},{"$error":"#N/A"},{"$error":"#N/A"},{"$error":"#N/A"},{"$error":"#N/A"},{"$error":"#N/A"},{"$error":"#N/A"},{"$error":"#N/A"},{"$error":"#N/A"},{"$error":"#N/A"}]
[null,{"$f":"IF(DataInput!B294=$B$8,IF($B$9=$B$10,TRUE,IF(DataInput!E294=$B$9,TRUE,FALSE)))","v":true},null,null,{"$f":"IF(B295=TRUE,DataInput!B294,NA())","v":"SA"},{"$f":"IF($E295=DataInput!$B294,DataInput!C294,NA())","v":"SANC"},{"$f":"IF($E295=DataInput!$B294,DataInput!D294,NA())","v":"Angas Creek"},{"$f":"IF($E295=DataInput!$B294,DataInput!E294,NA())","v":"SAPN"},{"$f":"IF($E295=DataInput!$B294,DataInput!F294,NA())","v":"Summer"},{"$f":"IF($E295=DataInput!$B294,DataInput!G294,NA())","v":"Non-Coincident"},{"$f":"IF($E295=DataInput!$B294,DataInput!H294,NA())","v":2020},{"$f":"IF($E295=DataInput!$B294,DataInput!I294,NA())","v":"POE10"},{"$f":"IF($E295=DataInput!$B294,DataInput!J294,NA())","v":18.066420864868402},{"$f":"IF($E295=DataInput!$B294,DataInput!K294,NA())","v":0.81382672701964498},null,null,"SA Angas Creek",null,null,null,null,false,null,null,{"$error":"#N/A"},{"$error":"#N/A"},{"$error":"#N/A"},{"$error":"#N/A"},{"$error":"#N/A"},{"$error":"#N/A"},{"$error":"#N/A"},{"$error":"#N/A"},{"$error":"#N/A"},{"$error":"#N/A"}]
[null,{"$f":"IF(DataInput!B295=$B$8,IF($B$9=$B$10,TRUE,IF(DataInput!E295=$B$9,TRUE,FALSE)))","v":true},null,null,{"$f":"IF(B296=TRUE,DataInput!B295,NA())","v":"SA"},{"$f":"IF($E296=DataInput!$B295,DataInput!C295,NA())","v":"SANC"},{"$f":"IF($E296=DataInput!$B295,DataInput!D295,NA())","v":"Angas Creek"},{"$f":"IF($E296=DataInput!$B295,DataInput!E295,NA())","v":"SAPN"},{"$f":"IF($E296=DataInput!$B295,DataInput!F295,NA())","v":"Summer"},{"$f":"IF($E296=DataInput!$B295,DataInput!G295,NA())","v":"Non-Coincident"},{"$f":"IF($E296=DataInput!$B295,DataInput!H295,NA())","v":2021},{"$f":"IF($E296=DataInput!$B295,DataInput!I295,NA())","v":"POE10"},{"$f":"IF($E296=DataInput!$B295,DataInput!J295,NA())","v":17.791775943534699},{"$f":"IF($E296=DataInput!$B295,DataInput!K295,NA())","v":0.82247936974334002},null,null,"SA Angas Creek",null,null,null,null,false,null,null,{"$error":"#N/A"},{"$error":"#N/A"},{"$error":"#N/A"},{"$error":"#N/A"},{"$error":"#N/A"},{"$error":"#N/A"},{"$error":"#N/A"},{"$error":"#N/A"},{"$error":"#N/A"},{"$error":"#N/A"}]
[null,{"$f":"IF(DataInput!B296=$B$8,IF($B$9=$B$10,TRUE,IF(DataInput!E296=$B$9,TRUE,FALSE)))","v":true},null,null,{"$f":"IF(B297=TRUE,DataInput!B296,NA())","v":"SA"},{"$f":"IF($E297=DataInput!$B296,DataInput!C296,NA())","v":"SANC"},{"$f":"IF($E297=DataInput!$B296,DataInput!D296,NA())","v":"Angas Creek"},{"$f":"IF($E297=DataInput!$B296,DataInput!E296,NA())","v":"SAPN"},{"$f":"IF($E297=DataInput!$B296,DataInput!F296,NA())","v":"Summer"},{"$f":"IF($E297=DataInput!$B296,DataInput!G296,NA())","v":"Non-Coincident"},{"$f":"IF($E297=DataInput!$B296,DataInput!H296,NA())","v":2022},{"$f":"IF($E297=DataInput!$B296,DataInput!I296,NA())","v":"POE10"},{"$f":"IF($E297=DataInput!$B296,DataInput!J296,NA())","v":17.595088860797102},{"$f":"IF($E297=DataInput!$B296,DataInput!K296,NA())","v":0.82257182012361696},null,null,"SA Angas Creek",null,null,null,null,false,null,null,{"$error":"#N/A"},{"$error":"#N/A"},{"$error":"#N/A"},{"$error":"#N/A"},{"$error":"#N/A"},{"$error":"#N/A"},{"$error":"#N/A"},{"$error":"#N/A"},{"$error":"#N/A"},{"$error":"#N/A"}]
[null,{"$f":"IF(DataInput!B297=$B$8,IF($B$9=$B$10,TRUE,IF(DataInput!E297=$B$9,TRUE,FALSE)))","v":true},null,null,{"$f":"IF(B298=TRUE,DataInput!B297,NA())","v":"SA"},{"$f":"IF($E298=DataInput!$B297,DataInput!C297,NA())","v":"SANC"},{"$f":"IF($E298=DataInput!$B297,DataInput!D297,NA())","v":"Angas Creek"},{"$f":"IF($E298=DataInput!$B297,DataInput!E297,NA())","v":"SAPN"},{"$f":"IF($E298=DataInput!$B297,DataInput!F297,NA())","v":"Summer"},{"$f":"IF($E298=DataInput!$B297,DataInput!G297,NA())","v":"Non-Coincident"},{"$f":"IF($E298=DataInput!$B297,DataInput!H297,NA())","v":2023},{"$f":"IF($E298=DataInput!$B297,DataInput!I297,NA())","v":"POE10"},{"$f":"IF($E298=DataInput!$B297,DataInput!J297,NA())","v":17.614205622757499},{"$f":"IF($E298=DataInput!$B297,DataInput!K297,NA())","v":0.82267414876804301},null,null,"SA Angas Creek",null,null,null,null,false,null,null,{"$error":"#N/A"},{"$error":"#N/A"},{"$error":"#N/A"},{"$error":"#N/A"},{"$error":"#N/A"},{"$error":"#N/A"},{"$error":"#N/A"},{"$error":"#N/A"},{"$error":"#N/A"},{"$error":"#N/A"}]
[null,{"$f":"IF(DataInput!B298=$B$8,IF($B$9=$B$10,TRUE,IF(DataInput!E298=$B$9,TRUE,FALSE)))","v":true},null,null,{"$f":"IF(B299=TRUE,DataInput!B298,NA())","v":"SA"},{"$f":"IF($E299=DataInput!$B298,DataInput!C298,NA())","v":"SANC"},{"$f":"IF($E299=DataInput!$B298,DataInput!D298,NA())","v":"Angas Creek"},{"$f":"IF($E299=DataInput!$B298,DataInput!E298,NA())","v":"SAPN"},{"$f":"IF($E299=DataInput!$B298,DataInput!F298,NA())","v":"Summer"},{"$f":"IF($E299=DataInput!$B298,DataInput!G298,NA())","v":"Non-Coincident"},{"$f":"IF($E299=DataInput!$B298,DataInput!H298,NA())","v":2024},{"$f":"IF($E299=DataInput!$B298,DataInput!I298,NA())","v":"POE10"},{"$f":"IF($E299=DataInput!$B298,DataInput!J298,NA())","v":17.867961029325301},{"$f":"IF($E299=DataInput!$B298,DataInput!K298,NA())","v":0.82277559853326299},null,null,"SA Angas Creek",null,null,null,null,false,null,null,{"$error":"#N/A"},{"$error":"#N/A"},{"$error":"#N/A"},{"$error":"#N/A"},{"$error":"#N/A"},{"$error":"#N/A"},{"$error":"#N/A"},{"$error":"#N/A"},{"$error":"#N/A"},{"$error":"#N/A"}]
[null,{"$f":"IF(DataInput!B299=$B$8,IF($B$9=$B$10,TRUE,IF(DataInput!E299=$B$9,TRUE,FALSE)))","v":true},null,null,{"$f":"IF(B300=TRUE,DataInput!B299,NA())","v":"SA"},{"$f":"IF($E300=DataInput!$B299,DataInput!C299,NA())","v":"SANC"},{"$f":"IF($E300=DataInput!$B299,DataInput!D299,NA())","v":"Angas Creek"},{"$f":"IF($E300=DataInput!$B299,DataInput!E299,NA())","v":"SAPN"},{"$f":"IF($E300=DataInput!$B299,DataInput!F299,NA())","v":"Summer"},{"$f":"IF($E300=DataInput!$B299,DataInput!G299,NA())","v":"Non-Coincident"},{"$f":"IF($E300=DataInput!$B299,DataInput!H299,NA())","v":2025},{"$f":"IF($E300=DataInput!$B299,DataInput!I299,NA())","v":"POE10"},{"$f":"IF($E300=DataInput!$B299,DataInput!J299,NA())","v":18.029035586914901},{"$f":"IF($E300=DataInput!$B299,DataInput!K299,NA())","v":0.82287703336279705},null,null,"SA Angas Creek",null,null,null,null,false,null,null,{"$error":"#N/A"},{"$error":"#N/A"},{"$error":"#N/A"},{"$error":"#N/A"},{"$error":"#N/A"},{"$error":"#N/A"},{"$error":"#N/A"},{"$error":"#N/A"},{"$error":"#N/A"},{"$error":"#N/A"}]
[null,{"$f":"IF(DataInput!B300=$B$8,IF($B$9=$B$10,TRUE,IF(DataInput!E300=$B$9,TRUE,FALSE)))","v":true},null,null,{"$f":"IF(B301=TRUE,DataInput!B300,NA())","v":"SA"},{"$f":"IF($E301=DataInput!$B300,DataInput!C300,NA())","v":"SANC"},{"$f":"IF($E301=DataInput!$B300,DataInput!D300,NA())","v":"Angas Creek"},{"$f":"IF($E301=DataInput!$B300,DataInput!E300,NA())","v":"SAPN"},{"$f":"IF($E301=DataInput!$B300,DataInput!F300,NA())","v":"Summer"},{"$f":"IF($E301=DataInput!$B300,DataInput!G300,NA())","v":"Non-Coincident"},{"$f":"IF($E301=DataInput!$B300,DataInput!H300,NA())","v":2026},{"$f":"IF($E301=DataInput!$B300,DataInput!I300,NA())","v":"POE10"},{"$f":"IF($E301=DataInput!$B300,DataInput!J300,NA())","v":18.116754741323099},{"$f":"IF($E301=DataInput!$B300,DataInput!K300,NA())","v":0.82297630557698498},null,null,"SA Angas Creek",null,null,null,null,false,null,null,{"$error":"#N/A"},{"$error":"#N/A"},{"$error":"#N/A"},{"$error":"#N/A"},{"$error":"#N/A"},{"$error":"#N/A"},{"$error":"#N/A"},{"$error":"#N/A"},{"$error":"#N/A"},{"$error":"#N/A"}]
[null,{"$f":"IF(DataInput!B301=$B$8,IF($B$9=$B$10,TRUE,IF(DataInput!E301=$B$9,TRUE,FALSE)))","v":true},null,null,{"$f":"IF(B302=TRUE,DataInput!B301,NA())","v":"SA"},{"$f":"IF($E302=DataInput!$B301,DataInput!C301,NA())","v":"SANC"},{"$f":"IF($E302=DataInput!$B301,DataInput!D301,NA())","v":"Angas Creek"},{"$f":"IF($E302=DataInput!$B301,DataInput!E301,NA())","v":"SAPN"},{"$f":"IF($E302=DataInput!$B301,DataInput!F301,NA())","v":"Summer"},{"$f":"IF($E302=DataInput!$B301,DataInput!G301,NA())","v":"Non-Coincident"},{"$f":"IF($E302=DataInput!$B301,DataInput!H301,NA())","v":2017},{"$f":"IF($E302=DataInput!$B301,DataInput!I301,NA())","v":"POE50"},{"$f":"IF($E302=DataInput!$B301,DataInput!J301,NA())","v":16.715772076918601},{"$f":"IF($E302=DataInput!$B301,DataInput!K301,NA())","v":0.79838888782672901},null,null,"SA Angas Creek",null,null,null,null,false,null,null,{"$error":"#N/A"},{"$error":"#N/A"},{"$error":"#N/A"},{"$error":"#N/A"},{"$error":"#N/A"},{"$error":"#N/A"},{"$error":"#N/A"},{"$error":"#N/A"},{"$error":"#N/A"},{"$error":"#N/A"}]
[null,{"$f":"IF(DataInput!B302=$B$8,IF($B$9=$B$10,TRUE,IF(DataInput!E302=$B$9,TRUE,FALSE)))","v":true},null,null,{"$f":"IF(B303=TRUE,DataInput!B302,NA())","v":"SA"},{"$f":"IF($E303=DataInput!$B302,DataInput!C302,NA())","v":"SANC"},{"$f":"IF($E303=DataInput!$B302,DataInput!D302,NA())","v":"Angas Creek"},{"$f":"IF($E303=DataInput!$B302,DataInput!E302,NA())","v":"SAPN"},{"$f":"IF($E303=DataInput!$B302,DataInput!F302,NA())","v":"Summer"},{"$f":"IF($E303=DataInput!$B302,DataInput!G302,NA())","v":"Non-Coincident"},{"$f":"IF($E303=DataInput!$B302,DataInput!H302,NA())","v":2018},{"$f":"IF($E303=DataInput!$B302,DataInput!I302,NA())","v":"POE50"},{"$f":"IF($E303=DataInput!$B302,DataInput!J302,NA())","v":16.666248810893499},{"$f":"IF($E303=DataInput!$B302,DataInput!K302,NA())","v":0.79066790064590797},null,null,"SA Angas Creek",null,null,null,null,false,null,null,{"$error":"#N/A"},{"$error":"#N/A"},{"$error":"#N/A"},{"$error":"#N/A"},{"$error":"#N/A"},{"$error":"#N/A"},{"$error":"#N/A"},{"$error":"#N/A"},{"$error":"#N/A"},{"$error":"#N/A"}]
[null,{"$f":"IF(DataInput!B303=$B$8,IF($B$9=$B$10,TRUE,IF(DataInput!E303=$B$9,TRUE,FALSE)))","v":true},null,null,{"$f":"IF(B304=TRUE,DataInput!B303,NA())","v":"SA"},{"$f":"IF($E304=DataInput!$B303,DataInput!C303,NA())","v":"SANC"},{"$f":"IF($E304=DataInput!$B303,DataInput!D303,NA())","v":"Angas Creek"},{"$f":"IF($E304=DataInput!$B303,DataInput!E303,NA())","v":"SAPN"},{"$f":"IF($E304=DataInput!$B303,DataInput!F303,NA())","v":"Summer"},{"$f":"IF($E304=DataInput!$B303,DataInput!G303,NA())","v":"Non-Coincident"},{"$f":"IF($E304=DataInput!$B303,DataInput!H303,NA())","v":2019},{"$f":"IF($E304=DataInput!$B303,DataInput!I303,NA())","v":"POE50"},{"$f":"IF($E304=DataInput!$B303,DataInput!J303,NA())","v":16.543240919374799},{"$f":"IF($E304=DataInput!$B303,DataInput!K303,NA())","v":0.78715773963589497},null,null,"SA Angas Creek",null,null,null,null,false,null,null,{"$error":"#N/A"},{"$error":"#N/A"},{"$error":"#N/A"},{"$error":"#N/A"},{"$error":"#N/A"},{"$error":"#N/A"},{"$error":"#N/A"},{"$error":"#N/A"},{"$error":"#N/A"},{"$error":"#N/A"}]
[null,{"$f":"IF(DataInput!B304=$B$8,IF($B$9=$B$10,TRUE,IF(DataInput!E304=$B$9,TRUE,FALSE)))","v":true},null,null,{"$f":"IF(B305=TRUE,DataInput!B304,NA())","v":"SA"},{"$f":"IF($E305=DataInput!$B304,DataInput!C304,NA())","v":"SANC"},{"$f":"IF($E305=DataInput!$B304,DataInput!D304,NA())","v":"Angas Creek"},{"$f":"IF($E305=DataInput!$B304,DataInput!E304,NA())","v":"SAPN"},{"$f":"IF($E305=DataInput!$B304,DataInput!F304,NA())","v":"Summer"},{"$f":"IF($E305=DataInput!$B304,DataInput!G304,NA())","v":"Non-Coincident"},{"$f":"IF($E305=DataInput!$B304,DataInput!H304,NA())","v":2020},{"$f":"IF($E305=DataInput!$B304,DataInput!I304,NA())","v":"POE50"},{"$f":"IF($E305=DataInput!$B304,DataInput!J304,NA())","v":16.2941547838814},{"$f":"IF($E305=DataInput!$B304,DataInput!K304,NA())","v":0.78889294478898098},null,null,"SA Angas Creek",null,null,null,null,false,null,null,{"$error":"#N/A"},{"$error":"#N/A"},{"$error":"#N/A"},{"$error":"#N/A"},{"$error":"#N/A"},{"$error":"#N/A"},{"$error":"#N/A"},{"$error":"#N/A"},{"$error":"#N/A"},{"$error":"#N/A"}]
[null,{"$f":"IF(DataInput!B305=$B$8,IF($B$9=$B$10,TRUE,IF(DataInput!E305=$B$9,TRUE,FALSE)))","v":true},null,null,{"$f":"IF(B306=TRUE,DataInput!B305,NA())","v":"SA"},{"$f":"IF($E306=DataInput!$B305,DataInput!C305,NA())","v":"SANC"},{"$f":"IF($E306=DataInput!$B305,DataInput!D305,NA())","v":"Angas Creek"},{"$f":"IF($E306=DataInput!$B305,DataInput!E305,NA())","v":"SAPN"},{"$f":"IF($E306=DataInput!$B305,DataInput!F305,NA())","v":"Summer"},{"$f":"IF($E306=DataInput!$B305,DataInput!G305,NA())","v":"Non-Coincident"},{"$f":"IF($E306=DataInput!$B305,DataInput!H305,NA())","v":2021},{"$f":"IF($E306=DataInput!$B305,DataInput!I305,NA())","v":"POE50"},{"$f":"IF($E306=DataInput!$B305,DataInput!J305,NA())","v":16.118150519863601},{"$f":"IF($E306=DataInput!$B305,DataInput!K305,NA())","v":0.79900625992331797},null,null,"SA Angas Creek",null,null,null,null,false,null,null,{"$error":"#N/A"},{"$error":"#N/A"},{"$error":"#N/A"},{"$error":"#N/A"},{"$error":"#N/A"},{"$error":"#N/A"},{"$error":"#N/A"},{"$error":"#N/A"},{"$error":"#N/A"},{"$error":"#N/A"}]
[null,{"$f":"IF(DataInput!B306=$B$8,IF($B$9=$B$10,TRUE,IF(DataInput!E306=$B$9,TRUE,FALSE)))","v":true},null,null,{"$f":"IF(B307=TRUE,DataInput!B306,NA())","v":"SA"},{"$f":"IF($E307=DataInput!$B306,DataInput!C306,NA())","v":"SANC"},{"$f":"IF($E307=DataInput!$B306,DataInput!D306,NA())","v":"Angas Creek"},{"$f":"IF($E307=DataInput!$B306,DataInput!E306,NA())","v":"SAPN"},{"$f":"IF($E307=DataInput!$B306,DataInput!F306,NA())","v":"Summer"},{"$f":"IF($E307=DataInput!$B306,DataInput!G306,NA())","v":"Non-Coincident"},{"$f":"IF($E307=DataInput!$B306,DataInput!H306,NA())","v":2022},{"$f":"IF($E307=DataInput!$B306,DataInput!I306,NA())","v":"POE50"},{"$f":"IF($E307=DataInput!$B306,DataInput!J306,NA())","v":15.8222891212143},{"$f":"IF($E307=DataInput!$B306,DataInput!K306,NA())","v":0.79910716917746405},null,null,"SA Angas Creek",null,null,null,null,false,null,null,{"$error":"#N/A"},{"$f":"IF($V307=TRUE,F307,NA())","v":{"$error":"#N/A"}},{"$f":"IF($V307=TRUE,G307,NA())","v":{"$error":"#N/A"}},{"$f":"IF($V307=TRUE,H307,NA())","v":{"$error":"#N/A"}},{"$f":"IF($V307=TRUE,I307,NA())","v":{"$error":"#N/A"}},{"$f":"IF($V307=TRUE,J307,NA())","v":{"$error":"#N/A"}},{"$f":"IF($V307=TRUE,K307,NA())","v":{"$error":"#N/A"}},{"$f":"IF($V307=TRUE,L307,NA())","v":{"$error":"#N/A"}},{"$f":"IF($V307=TRUE,M307,NA())","v":{"$error":"#N/A"}},{"$f":"IF($V307=TRUE,N307,NA())","v":{"$error":"#N/A"}}]
[null,{"$f":"IF(DataInput!B307=$B$8,IF($B$9=$B$10,TRUE,IF(DataInput!E307=$B$9,TRUE,FALSE)))","v":true},null,null,{"$f":"IF(B308=TRUE,DataInput!B307,NA())","v":"SA"},{"$f":"IF($E308=DataInput!$B307,DataInput!C307,NA())","v":"SANC"},{"$f":"IF($E308=DataInput!$B307,DataInput!D307,NA())","v":"Angas Creek"},{"$f":"IF($E308=DataInput!$B307,DataInput!E307,NA())","v":"SAPN"},{"$f":"IF($E308=DataInput!$B307,DataInput!F307,NA())","v":"Summer"},{"$f":"IF($E308=DataInput!$B307,DataInput!G307,NA())","v":"Non-Coincident"},{"$f":"IF($E308=DataInput!$B307,DataInput!H307,NA())","v":2023},{"$f":"IF($E308=DataInput!$B307,DataInput!I307,NA())","v":"POE50"},{"$f":"IF($E308=DataInput!$B307,DataInput!J307,NA())","v":15.958224515792899},{"$f":"IF($E308=DataInput!$B307,DataInput!K307,NA())","v":0.79920648783036896},null,null,"SA Angas Creek",null,null,null,null,false,null,null,{"$error":"#N/A"},{"$error":"#N/A"},{"$error":"#N/A"},{"$error":"#N/A"},{"$error":"#N/A"},{"$error":"#N/A"},{"$error":"#N/A"},{"$error":"#N/A"},{"$error":"#N/A"},{"$error":"#N/A"}]
[null,{"$f":"IF(DataInput!B308=$B$8,IF($B$9=$B$10,TRUE,IF(DataInput!E308=$B$9,TRUE,FALSE)))","v":true},null,null,{"$f":"IF(B309=TRUE,DataInput!B308,NA())","v":"SA"},{"$f":"IF($E309=DataInput!$B308,DataInput!C308,NA())","v":"SANC"},{"$f":"IF($E309=DataInput!$B308,DataInput!D308,NA())","v":"Angas Creek"},{"$f":"IF($E309=DataInput!$B308,DataInput!E308,NA())","v":"SAPN"},{"$f":"IF($E309=DataInput!$B308,DataInput!F308,NA())","v":"Summer"},{"$f":"IF($E309=DataInput!$B308,DataInput!G308,NA())","v":"Non-Coincident"},{"$f":"IF($E309=DataInput!$B308,DataInput!H308,NA())","v":2024},{"$f":"IF($E309=DataInput!$B308,DataInput!I308,NA())","v":"POE50"},{"$f":"IF($E309=DataInput!$B308,DataInput!J308,NA())","v":16.160725656466301},{"$f":"IF($E309=DataInput!$B308,DataInput!K308,NA())","v":0.79930739447627797},null,null,"SA Angas Creek",null,null,null,null,false,null,null,{"$error":"#N/A"},{"$error":"#N/A"},{"$error":"#N/A"},{"$error":"#N/A"},{"$error":"#N/A"},{"$error":"#N/A"},{"$error":"#N/A"},{"$error":"#N/A"},{"$error":"#N/A"},{"$error":"#N/A"}]
[null,{"$f":"IF(DataInput!B309=$B$8,IF($B$9=$B$10,TRUE,IF(DataInput!E309=$B$9,TRUE,FALSE)))","v":true},null,null,{"$f":"IF(B310=TRUE,DataInput!B309,NA())","v":"SA"},{"$f":"IF($E310=DataInput!$B309,DataInput!C309,NA())","v":"SANC"},{"$f":"IF($E310=DataInput!$B309,DataInput!D309,NA())","v":"Angas Creek"},{"$f":"IF($E310=DataInput!$B309,DataInput!E309,NA())","v":"SAPN"},{"$f":"IF($E310=DataInput!$B309,DataInput!F309,NA())","v":"Summer"},{"$f":"IF($E310=DataInput!$B309,DataInput!G309,NA())","v":"Non-Coincident"},{"$f":"IF($E310=DataInput!$B309,DataInput!H309,NA())","v":2025},{"$f":"IF($E310=DataInput!$B309,DataInput!I309,NA())","v":"POE50"},{"$f":"IF($E310=DataInput!$B309,DataInput!J309,NA())","v":16.4697833153445},{"$f":"IF($E310=DataInput!$B309,DataInput!K309,NA())","v":0.799403737373794},null,null,"SA Angas Creek",null,null,null,null,false,null,null,{"$error":"#N/A"},{"$error":"#N/A"},{"$error":"#N/A"},{"$error":"#N/A"},{"$error":"#N/A"},{"$error":"#N/A"},{"$error":"#N/A"},{"$error":"#N/A"},{"$error":"#N/A"},{"$error":"#N/A"}]
[null,{"$f":"IF(DataInput!B310=$B$8,IF($B$9=$B$10,TRUE,IF(DataInput!E310=$B$9,TRUE,FALSE)))","v":true},null,null,{"$f":"IF(B311=TRUE,DataInput!B310,NA())","v":"SA"},{"$f":"IF($E311=DataInput!$B310,DataInput!C310,NA())","v":"SANC"},{"$f":"IF($E311=DataInput!$B310,DataInput!D310,NA())","v":"Angas Creek"},{"$f":"IF($E311=DataInput!$B310,DataInput!E310,NA())","v":"SAPN"},{"$f":"IF($E311=DataInput!$B310,DataInput!F310,NA())","v":"Summer"},{"$f":"IF($E311=DataInput!$B310,DataInput!G310,NA())","v":"Non-Coincident"},{"$f":"IF($E311=DataInput!$B310,DataInput!H310,NA())","v":2026},{"$f":"IF($E311=DataInput!$B310,DataInput!I310,NA())","v":"POE50"},{"$f":"IF($E311=DataInput!$B310,DataInput!J310,NA())","v":16.7263103411195},{"$f":"IF($E311=DataInput!$B310,DataInput!K310,NA())","v":0.79949272471705402},null,null,"SA Angas Creek",null,null,null,null,false,null,null,{"$error":"#N/A"},{"$error":"#N/A"},{"$error":"#N/A"},{"$error":"#N/A"},{"$error":"#N/A"},{"$error":"#N/A"},{"$error":"#N/A"},{"$error":"#N/A"},{"$error":"#N/A"},{"$error":"#N/A"}]
[null,{"$f":"IF(DataInput!B311=$B$8,IF($B$9=$B$10,TRUE,IF(DataInput!E311=$B$9,TRUE,FALSE)))","v":true},null,null,{"$f":"IF(B312=TRUE,DataInput!B311,NA())","v":"SA"},{"$f":"IF($E312=DataInput!$B311,DataInput!C311,NA())","v":"SANC"},{"$f":"IF($E312=DataInput!$B311,DataInput!D311,NA())","v":"Angas Creek"},{"$f":"IF($E312=DataInput!$B311,DataInput!E311,NA())","v":"SAPN"},{"$f":"IF($E312=DataInput!$B311,DataInput!F311,NA())","v":"Winter"},{"$f":"IF($E312=DataInput!$B311,DataInput!G311,NA())","v":"Non-Coincident"},{"$f":"IF($E312=DataInput!$B311,DataInput!H311,NA())","v":2016},{"$f":"IF($E312=DataInput!$B311,DataInput!I311,NA())","v":"POE10"},{"$f":"IF($E312=DataInput!$B311,DataInput!J311,NA())","v":14.2475108274727},{"$f":"IF($E312=DataInput!$B311,DataInput!K311,NA())","v":0.831188720396425},null,null,"SA Angas Creek",null,null,null,null,false,null,null,{"$error":"#N/A"},{"$error":"#N/A"},{"$error":"#N/A"},{"$error":"#N/A"},{"$error":"#N/A"},{"$error":"#N/A"},{"$error":"#N/A"},{"$error":"#N/A"},{"$error":"#N/A"},{"$error":"#N/A"}]
[null,{"$f":"IF(DataInput!B312=$B$8,IF($B$9=$B$10,TRUE,IF(DataInput!E312=$B$9,TRUE,FALSE)))","v":true},null,null,{"$f":"IF(B313=TRUE,DataInput!B312,NA())","v":"SA"},{"$f":"IF($E313=DataInput!$B312,DataInput!C312,NA())","v":"SANC"},{"$f":"IF($E313=DataInput!$B312,DataInput!D312,NA())","v":"Angas Creek"},{"$f":"IF($E313=DataInput!$B312,DataInput!E312,NA())","v":"SAPN"},{"$f":"IF($E313=DataInput!$B312,DataInput!F312,NA())","v":"Winter"},{"$f":"IF($E313=DataInput!$B312,DataInput!G312,NA())","v":"Non-Coincident"},{"$f":"IF($E313=DataInput!$B312,DataInput!H312,NA())","v":2017},{"$f":"IF($E313=DataInput!$B312,DataInput!I312,NA())","v":"POE10"},{"$f":"IF($E313=DataInput!$B312,DataInput!J312,NA())","v":14.117194884605199},{"$f":"IF($E313=DataInput!$B312,DataInput!K312,NA())","v":0.829573170755036},null,null,"SA Angas Creek",null,null,null,null,false,null,null,{"$error":"#N/A"},{"$error":"#N/A"},{"$error":"#N/A"},{"$error":"#N/A"},{"$error":"#N/A"},{"$error":"#N/A"},{"$error":"#N/A"},{"$error":"#N/A"},{"$error":"#N/A"},{"$error":"#N/A"}]
[null,{"$f":"IF(DataInput!B313=$B$8,IF($B$9=$B$10,TRUE,IF(DataInput!E313=$B$9,TRUE,FALSE)))","v":true},null,null,{"$f":"IF(B314=TRUE,DataInput!B313,NA())","v":"SA"},{"$f":"IF($E314=DataInput!$B313,DataInput!C313,NA())","v":"SANC"},{"$f":"IF($E314=DataInput!$B313,DataInput!D313,NA())","v":"Angas Creek"},{"$f":"IF($E314=DataInput!$B313,DataInput!E313,NA())","v":"SAPN"},{"$f":"IF($E314=DataInput!$B313,DataInput!F313,NA())","v":"Winter"},{"$f":"IF($E314=DataInput!$B313,DataInput!G313,NA())","v":"Non-Coincident"},{"$f":"IF($E314=DataInput!$B313,DataInput!H313,NA())","v":2018},{"$f":"IF($E314=DataInput!$B313,DataInput!I313,NA())","v":"POE10"},{"$f":"IF($E314=DataInput!$B313,DataInput!J313,NA())","v":14.0400968205099},{"$f":"IF($E314=DataInput!$B313,DataInput!K313,NA())","v":0.83083116913774602},null,null,"SA Angas Creek",null,null,null,null,false,null,null,{"$error":"#N/A"},{"$error":"#N/A"},{"$error":"#N/A"},{"$error":"#N/A"},{"$error":"#N/A"},{"$error":"#N/A"},{"$error":"#N/A"},{"$error":"#N/A"},{"$error":"#N/A"},{"$error":"#N/A"}]
[null,{"$f":"IF(DataInput!B314=$B$8,IF($B$9=$B$10,TRUE,IF(DataInput!E314=$B$9,TRUE,FALSE)))","v":true},null,null,{"$f":"IF(B315=TRUE,DataInput!B314,NA())","v":"SA"},{"$f":"IF($E315=DataInput!$B314,DataInput!C314,NA())","v":"SANC"},{"$f":"IF($E315=DataInput!$B314,DataInput!D314,NA())","v":"Angas Creek"},{"$f":"IF($E315=DataInput!$B314,DataInput!E314,NA())","v":"SAPN"},{"$f":"IF($E315=DataInput!$B314,DataInput!F314,NA())","v":"Winter"},{"$f":"IF($E315=DataInput!$B314,DataInput!G314,NA())","v":"Non-Coincident"},{"$f":"IF($E315=DataInput!$B314,DataInput!H314,NA())","v":2019},{"$f":"IF($E315=DataInput!$B314,DataInput!I314,NA())","v":"POE10"},{"$f":"IF($E315=DataInput!$B314,DataInput!J314,NA())","v":14.106107501764299},{"$f":"IF($E315=DataInput!$B314,DataInput!K314,NA())","v":0.83359523318045203},null,null,"SA Angas Creek",null,null,null,null,false,null,null,{"$error":"#N/A"},{"$error":"#N/A"},{"$error":"#N/A"},{"$error":"#N/A"},{"$error":"#N/A"},{"$error":"#N/A"},{"$error":"#N/A"},{"$error":"#N/A"},{"$error":"#N/A"},{"$error":"#N/A"}]
[null,{"$f":"IF(DataInput!B315=$B$8,IF($B$9=$B$10,TRUE,IF(DataInput!E315=$B$9,TRUE,FALSE)))","v":true},null,null,{"$f":"IF(B316=TRUE,DataInput!B315,NA())","v":"SA"},{"$f":"IF($E316=DataInput!$B315,DataInput!C315,NA())","v":"SANC"},{"$f":"IF($E316=DataInput!$B315,DataInput!D315,NA())","v":"Angas Creek"},{"$f":"IF($E316=DataInput!$B315,DataInput!E315,NA())","v":"SAPN"},{"$f":"IF($E316=DataInput!$B315,DataInput!F315,NA())","v":"Winter"},{"$f":"IF($E316=DataInput!$B315,DataInput!G315,NA())","v":"Non-Coincident"},{"$f":"IF($E316=DataInput!$B315,DataInput!H315,NA())","v":2020},{"$f":"IF($E316=DataInput!$B315,DataInput!I315,NA())","v":"POE10"},{"$f":"IF($E316=DataInput!$B315,DataInput!J315,NA())","v":14.1674261822491},{"$f":"IF($E316=DataInput!$B315,DataInput!K315,NA())","v":0.83254766593235996},null,null,"SA Angas Creek",null,null,null,null,false,null,null,{"$error":"#N/A"},{"$error":"#N/A"},{"$error":"#N/A"},{"$error":"#N/A"},{"$error":"#N/A"},{"$error":"#N/A"},{"$error":"#N/A"},{"$error":"#N/A"},{"$error":"#N/A"},{"$error":"#N/A"}]
[null,{"$f":"IF(DataInput!B316=$B$8,IF($B$9=$B$10,TRUE,IF(DataInput!E316=$B$9,TRUE,FALSE)))","v":true},null,null,{"$f":"IF(B317=TRUE,DataInput!B316,NA())","v":"SA"},{"$f":"IF($E317=DataInput!$B316,DataInput!C316,NA())","v":"SANC"},{"$f":"IF($E317=DataInput!$B316,DataInput!D316,NA())","v":"Angas Creek"},{"$f":"IF($E317=DataInput!$B316,DataInput!E316,NA())","v":"SAPN"},{"$f":"IF($E317=DataInput!$B316,DataInput!F316,NA())","v":"Winter"},{"$f":"IF($E317=DataInput!$B316,DataInput!G316,NA())","v":"Non-Coincident"},{"$f":"IF($E317=DataInput!$B316,DataInput!H316,NA())","v":2021},{"$f":"IF($E317=DataInput!$B316,DataInput!I316,NA())","v":"POE10"},{"$f":"IF($E317=DataInput!$B316,DataInput!J316,NA())","v":14.264477408304501},{"$f":"IF($E317=DataInput!$B316,DataInput!K316,NA())","v":0.832592428417394},null,null,"SA Angas Creek",null,null,null,null,false,null,null,{"$error":"#N/A"},{"$error":"#N/A"},{"$error":"#N/A"},{"$error":"#N/A"},{"$error":"#N/A"},{"$error":"#N/A"},{"$error":"#N/A"},{"$error":"#N/A"},{"$error":"#N/A"},{"$error":"#N/A"}]
[null,{"$f":"IF(DataInput!B317=$B$8,IF($B$9=$B$10,TRUE,IF(DataInput!E317=$B$9,TRUE,FALSE)))","v":true},null,null,{"$f":"IF(B318=TRUE,DataInput!B317,NA())","v":"SA"},{"$f":"IF($E318=DataInput!$B317,DataInput!C317,NA())","v":"SANC"},{"$f":"IF($E318=DataInput!$B317,DataInput!D317,NA())","v":"Angas Creek"},{"$f":"IF($E318=DataInput!$B317,DataInput!E317,NA())","v":"SAPN"},{"$f":"IF($E318=DataInput!$B317,DataInput!F317,NA())","v":"Winter"},{"$f":"IF($E318=DataInput!$B317,DataInput!G317,NA())","v":"Non-Coincident"},{"$f":"IF($E318=DataInput!$B317,DataInput!H317,NA())","v":2022},{"$f":"IF($E318=DataInput!$B317,DataInput!I317,NA())","v":"POE10"},{"$f":"IF($E318=DataInput!$B317,DataInput!J317,NA())","v":14.4172602197755},{"$f":"IF($E318=DataInput!$B317,DataInput!K317,NA())","v":0.83263872161822094},null,null,"SA Angas Creek",null,null,null,null,false,null,null,{"$error":"#N/A"},{"$error":"#N/A"},{"$error":"#N/A"},{"$error":"#N/A"},{"$error":"#N/A"},{"$error":"#N/A"},{"$error":"#N/A"},{"$error":"#N/A"},{"$error":"#N/A"},{"$error":"#N/A"}]
[null,{"$f":"IF(DataInput!B318=$B$8,IF($B$9=$B$10,TRUE,IF(DataInput!E318=$B$9,TRUE,FALSE)))","v":true},null,null,{"$f":"IF(B319=TRUE,DataInput!B318,NA())","v":"SA"},{"$f":"IF($E319=DataInput!$B318,DataInput!C318,NA())","v":"SANC"},{"$f":"IF($E319=DataInput!$B318,DataInput!D318,NA())","v":"Angas Creek"},{"$f":"IF($E319=DataInput!$B318,DataInput!E318,NA())","v":"SAPN"},{"$f":"IF($E319=DataInput!$B318,DataInput!F318,NA())","v":"Winter"},{"$f":"IF($E319=DataInput!$B318,DataInput!G318,NA())","v":"Non-Coincident"},{"$f":"IF($E319=DataInput!$B318,DataInput!H318,NA())","v":2023},{"$f":"IF($E319=DataInput!$B318,DataInput!I318,NA())","v":"POE10"},{"$f":"IF($E319=DataInput!$B318,DataInput!J318,NA())","v":14.593503431162},{"$f":"IF($E319=DataInput!$B318,DataInput!K318,NA())","v":0.83268642443359697},null,null,"SA Angas Creek",null,null,null,null,false,null,null,{"$error":"#N/A"},{"$error":"#N/A"},{"$error":"#N/A"},{"$error":"#N/A"},{"$error":"#N/A"},{"$error":"#N/A"},{"$error":"#N/A"},{"$error":"#N/A"},{"$error":"#N/A"},{"$error":"#N/A"}]
[null,{"$f":"IF(DataInput!B319=$B$8,IF($B$9=$B$10,TRUE,IF(DataInput!E319=$B$9,TRUE,FALSE)))","v":true},null,null,{"$f":"IF(B320=TRUE,DataInput!B319,NA())","v":"SA"},{"$f":"IF($E320=DataInput!$B319,DataInput!C319,NA())","v":"SANC"},{"$f":"IF($E320=DataInput!$B319,DataInput!D319,NA())","v":"Angas Creek"},{"$f":"IF($E320=DataInput!$B319,DataInput!E319,NA())","v":"SAPN"},{"$f":"IF($E320=DataInput!$B319,DataInput!F319,NA())","v":"Winter"},{"$f":"IF($E320=DataInput!$B319,DataInput!G319,NA())","v":"Non-Coincident"},{"$f":"IF($E320=DataInput!$B319,DataInput!H319,NA())","v":2024},{"$f":"IF($E320=DataInput!$B319,DataInput!I319,NA())","v":"POE10"},{"$f":"IF($E320=DataInput!$B319,DataInput!J319,NA())","v":14.8179041228509},{"$f":"IF($E320=DataInput!$B319,DataInput!K319,NA())","v":0.83273542432793801},null,null,"SA Angas Creek",null,null,null,null,false,null,null,{"$error":"#N/A"},{"$error":"#N/A"},{"$error":"#N/A"},{"$error":"#N/A"},{"$error":"#N/A"},{"$error":"#N/A"},{"$error":"#N/A"},{"$error":"#N/A"},{"$error":"#N/A"},{"$error":"#N/A"}]
[null,{"$f":"IF(DataInput!B320=$B$8,IF($B$9=$B$10,TRUE,IF(DataInput!E320=$B$9,TRUE,FALSE)))","v":true},null,null,{"$f":"IF(B321=TRUE,DataInput!B320,NA())","v":"SA"},{"$f":"IF($E321=DataInput!$B320,DataInput!C320,NA())","v":"SANC"},{"$f":"IF($E321=DataInput!$B320,DataInput!D320,NA())","v":"Angas Creek"},{"$f":"IF($E321=DataInput!$B320,DataInput!E320,NA())","v":"SAPN"},{"$f":"IF($E321=DataInput!$B320,DataInput!F320,NA())","v":"Winter"},{"$f":"IF($E321=DataInput!$B320,DataInput!G320,NA())","v":"Non-Coincident"},{"$f":"IF($E321=DataInput!$B320,DataInput!H320,NA())","v":2025},{"$f":"IF($E321=DataInput!$B320,DataInput!I320,NA())","v":"POE10"},{"$f":"IF($E321=DataInput!$B320,DataInput!J320,NA())","v":15.039854586899899},{"$f":"IF($E321=DataInput!$B320,DataInput!K320,NA())","v":0.83278562086709396},null,null,"SA Angas Creek",null,null,null,null,false,null,null,{"$error":"#N/A"},{"$error":"#N/A"},{"$error":"#N/A"},{"$error":"#N/A"},{"$error":"#N/A"},{"$error":"#N/A"},{"$error":"#N/A"},{"$error":"#N/A"},{"$error":"#N/A"},{"$error":"#N/A"}]
[null,{"$f":"IF(DataInput!B321=$B$8,IF($B$9=$B$10,TRUE,IF(DataInput!E321=$B$9,TRUE,FALSE)))","v":true},null,null,{"$f":"IF(B322=TRUE,DataInput!B321,NA())","v":"SA"},{"$f":"IF($E322=DataInput!$B321,DataInput!C321,NA())","v":"SANC"},{"$f":"IF($E322=DataInput!$B321,DataInput!D321,NA())","v":"Angas Creek"},{"$f":"IF($E322=DataInput!$B321,DataInput!E321,NA())","v":"SAPN"},{"$f":"IF($E322=DataInput!$B321,DataInput!F321,NA())","v":"Winter"},{"$f":"IF($E322=DataInput!$B321,DataInput!G321,NA())","v":"Non-Coincident"},{"$f":"IF($E322=DataInput!$B321,DataInput!H321,NA())","v":2016},{"$f":"IF($E322=DataInput!$B321,DataInput!I321,NA())","v":"POE50"},{"$f":"IF($E322=DataInput!$B321,DataInput!J321,NA())","v":13.780006934000101},{"$f":"IF($E322=DataInput!$B321,DataInput!K321,NA())","v":0.83349675334972395},null,null,"SA Angas Creek",null,null,null,null,false,null,null,{"$error":"#N/A"},{"$error":"#N/A"},{"$error":"#N/A"},{"$error":"#N/A"},{"$error":"#N/A"},{"$error":"#N/A"},{"$error":"#N/A"},{"$error":"#N/A"},{"$error":"#N/A"},{"$error":"#N/A"}]
[null,{"$f":"IF(DataInput!B322=$B$8,IF($B$9=$B$10,TRUE,IF(DataInput!E322=$B$9,TRUE,FALSE)))","v":true},null,null,{"$f":"IF(B323=TRUE,DataInput!B322,NA())","v":"SA"},{"$f":"IF($E323=DataInput!$B322,DataInput!C322,NA())","v":"SANC"},{"$f":"IF($E323=DataInput!$B322,DataInput!D322,NA())","v":"Angas Creek"},{"$f":"IF($E323=DataInput!$B322,DataInput!E322,NA())","v":"SAPN"},{"$f":"IF($E323=DataInput!$B322,DataInput!F322,NA())","v":"Winter"},{"$f":"IF($E323=DataInput!$B322,DataInput!G322,NA())","v":"Non-Coincident"},{"$f":"IF($E323=DataInput!$B322,DataInput!H322,NA())","v":2017},{"$f":"IF($E323=DataInput!$B322,DataInput!I322,NA())","v":"POE50"},{"$f":"IF($E323=DataInput!$B322,DataInput!J322,NA())","v":13.658432109959101},{"$f":"IF($E323=DataInput!$B322,DataInput!K322,NA())","v":0.83149189108977795},null,null,"SA Angas Creek",null,null,null,null,false,null,null,{"$error":"#N/A"},{"$error":"#N/A"},{"$error":"#N/A"},{"$error":"#N/A"},{"$error":"#N/A"},{"$error":"#N/A"},{"$error":"#N/A"},{"$error":"#N/A"},{"$error":"#N/A"},{"$error":"#N/A"}]
[null,{"$f":"IF(DataInput!B323=$B$8,IF($B$9=$B$10,TRUE,IF(DataInput!E323=$B$9,TRUE,FALSE)))","v":true},null,null,{"$f":"IF(B324=TRUE,DataInput!B323,NA())","v":"SA"},{"$f":"IF($E324=DataInput!$B323,DataInput!C323,NA())","v":"SANC"},{"$f":"IF($E324=DataInput!$B323,DataInput!D323,NA())","v":"Angas Creek"},{"$f":"IF($E324=DataInput!$B323,DataInput!E323,NA())","v":"SAPN"},{"$f":"IF($E324=DataInput!$B323,DataInput!F323,NA())","v":"Winter"},{"$f":"IF($E324=DataInput!$B323,DataInput!G323,NA())","v":"Non-Coincident"},{"$f":"IF($E324=DataInput!$B323,DataInput!H323,NA())","v":2018},{"$f":"IF($E324=DataInput!$B323,DataInput!I323,NA())","v":"POE50"},{"$f":"IF($E324=DataInput!$B323,DataInput!J323,NA())","v":13.5896099233639},{"$f":"IF($E324=DataInput!$B323,DataInput!K323,NA())","v":0.83304986922985103},null,null,"SA Angas Creek",null,null,null,null,false,null,null,{"$error":"#N/A"},{"$error":"#N/A"},{"$error":"#N/A"},{"$error":"#N/A"},{"$error":"#N/A"},{"$error":"#N/A"},{"$error":"#N/A"},{"$error":"#N/A"},{"$error":"#N/A"},{"$error":"#N/A"}]
[null,{"$f":"IF(DataInput!B324=$B$8,IF($B$9=$B$10,TRUE,IF(DataInput!E324=$B$9,TRUE,FALSE)))","v":true},null,null,{"$f":"IF(B325=TRUE,DataInput!B324,NA())","v":"SA"},{"$f":"IF($E325=DataInput!$B324,DataInput!C324,NA())","v":"SANC"},{"$f":"IF($E325=DataInput!$B324,DataInput!D324,NA())","v":"Angas Creek"},{"$f":"IF($E325=DataInput!$B324,DataInput!E324,NA())","v":"SAPN"},{"$f":"IF($E325=DataInput!$B324,DataInput!F324,NA())","v":"Winter"},{"$f":"IF($E325=DataInput!$B324,DataInput!G324,NA())","v":"Non-Coincident"},{"$f":"IF($E325=DataInput!$B324,DataInput!H324,NA())","v":2019},{"$f":"IF($E325=DataInput!$B324,DataInput!I324,NA())","v":"POE50"},{"$f":"IF($E325=DataInput!$B324,DataInput!J324,NA())","v":13.6763267862265},{"$f":"IF($E325=DataInput!$B324,DataInput!K324,NA())","v":0.83628939991793405},null,null,"SA Angas Creek",null,null,null,null,false,null,null,{"$error":"#N/A"},{"$error":"#N/A"},{"$error":"#N/A"},{"$error":"#N/A"},{"$error":"#N/A"},{"$error":"#N/A"},{"$error":"#N/A"},{"$error":"#N/A"},{"$error":"#N/A"},{"$error":"#N/A"}]
[null,{"$f":"IF(DataInput!B325=$B$8,IF($B$9=$B$10,TRUE,IF(DataInput!E325=$B$9,TRUE,FALSE)))","v":true},null,null,{"$f":"IF(B326=TRUE,DataInput!B325,NA())","v":"SA"},{"$f":"IF($E326=DataInput!$B325,DataInput!C325,NA())","v":"SANC"},{"$f":"IF($E326=DataInput!$B325,DataInput!D325,NA())","v":"Angas Creek"},{"$f":"IF($E326=DataInput!$B325,DataInput!E325,NA())","v":"SAPN"},{"$f":"IF($E326=DataInput!$B325,DataInput!F325,NA())","v":"Winter"},{"$f":"IF($E326=DataInput!$B325,DataInput!G325,NA())","v":"Non-Coincident"},{"$f":"IF($E326=DataInput!$B325,DataInput!H325,NA())","v":2020},{"$f":"IF($E326=DataInput!$B325,DataInput!I325,NA())","v":"POE50"},{"$f":"IF($E326=DataInput!$B325,DataInput!J325,NA())","v":13.773524570156701},{"$f":"IF($E326=DataInput!$B325,DataInput!K325,NA())","v":0.83491601653339897},null,null,"SA Angas Creek",null,null,null,null,false,null,null,{"$error":"#N/A"},{"$error":"#N/A"},{"$error":"#N/A"},{"$error":"#N/A"},{"$error":"#N/A"},{"$error":"#N/A"},{"$error":"#N/A"},{"$error":"#N/A"},{"$error":"#N/A"},{"$error":"#N/A"}]
[null,{"$f":"IF(DataInput!B326=$B$8,IF($B$9=$B$10,TRUE,IF(DataInput!E326=$B$9,TRUE,FALSE)))","v":true},null,null,{"$f":"IF(B327=TRUE,DataInput!B326,NA())","v":"SA"},{"$f":"IF($E327=DataInput!$B326,DataInput!C326,NA())","v":"SANC"},{"$f":"IF($E327=DataInput!$B326,DataInput!D326,NA())","v":"Angas Creek"},{"$f":"IF($E327=DataInput!$B326,DataInput!E326,NA())","v":"SAPN"},{"$f":"IF($E327=DataInput!$B326,DataInput!F326,NA())","v":"Winter"},{"$f":"IF($E327=DataInput!$B326,DataInput!G326,NA())","v":"Non-Coincident"},{"$f":"IF($E327=DataInput!$B326,DataInput!H326,NA())","v":2021},{"$f":"IF($E327=DataInput!$B326,DataInput!I326,NA())","v":"POE50"},{"$f":"IF($E327=DataInput!$B326,DataInput!J326,NA())","v":13.865120950931599},{"$f":"IF($E327=DataInput!$B326,DataInput!K326,NA())","v":0.83496384243053301},null,null,"SA Angas Creek",null,null,null,null,false,null,null,{"$error":"#N/A"},{"$error":"#N/A"},{"$error":"#N/A"},{"$error":"#N/A"},{"$error":"#N/A"},{"$error":"#N/A"},{"$error":"#N/A"},{"$error":"#N/A"},{"$error":"#N/A"},{"$error":"#N/A"}]
[null,{"$f":"IF(DataInput!B327=$B$8,IF($B$9=$B$10,TRUE,IF(DataInput!E327=$B$9,TRUE,FALSE)))","v":true},null,null,{"$f":"IF(B328=TRUE,DataInput!B327,NA())","v":"SA"},{"$f":"IF($E328=DataInput!$B327,DataInput!C327,NA())","v":"SANC"},{"$f":"IF($E328=DataInput!$B327,DataInput!D327,NA())","v":"Angas Creek"},{"$f":"IF($E328=DataInput!$B327,DataInput!E327,NA())","v":"SAPN"},{"$f":"IF($E328=DataInput!$B327,DataInput!F327,NA())","v":"Winter"},{"$f":"IF($E328=DataInput!$B327,DataInput!G327,NA())","v":"Non-Coincident"},{"$f":"IF($E328=DataInput!$B327,DataInput!H327,NA())","v":2022},{"$f":"IF($E328=DataInput!$B327,DataInput!I327,NA())","v":"POE50"},{"$f":"IF($E328=DataInput!$B327,DataInput!J327,NA())","v":13.9896324191938},{"$f":"IF($E328=DataInput!$B327,DataInput!K327,NA())","v":0.83501343387260796},null,null,"SA Angas Creek",null,null,null,null,false,null,null,{"$error":"#N/A"},{"$error":"#N/A"},{"$error":"#N/A"},{"$error":"#N/A"},{"$error":"#N/A"},{"$error":"#N/A"},{"$error":"#N/A"},{"$error":"#N/A"},{"$error":"#N/A"},{"$error":"#N/A"}]
[null,{"$f":"IF(DataInput!B328=$B$8,IF($B$9=$B$10,TRUE,IF(DataInput!E328=$B$9,TRUE,FALSE)))","v":true},null,null,{"$f":"IF(B329=TRUE,DataInput!B328,NA())","v":"SA"},{"$f":"IF($E329=DataInput!$B328,DataInput!C328,NA())","v":"SANC"},{"$f":"IF($E329=DataInput!$B328,DataInput!D328,NA())","v":"Angas Creek"},{"$f":"IF($E329=DataInput!$B328,DataInput!E328,NA())","v":"SAPN"},{"$f":"IF($E329=DataInput!$B328,DataInput!F328,NA())","v":"Winter"},{"$f":"IF($E329=DataInput!$B328,DataInput!G328,NA())","v":"Non-Coincident"},{"$f":"IF($E329=DataInput!$B328,DataInput!H328,NA())","v":2023},{"$f":"IF($E329=DataInput!$B328,DataInput!I328,NA())","v":"POE50"},{"$f":"IF($E329=DataInput!$B328,DataInput!J328,NA())","v":14.145534614697301},{"$f":"IF($E329=DataInput!$B328,DataInput!K328,NA())","v":0.83506466806567903},null,null,"SA Angas Creek",null,null,null,null,false,null,null,{"$error":"#N/A"},{"$error":"#N/A"},{"$error":"#N/A"},{"$error":"#N/A"},{"$error":"#N/A"},{"$error":"#N/A"},{"$error":"#N/A"},{"$error":"#N/A"},{"$error":"#N/A"},{"$error":"#N/A"}]
[null,{"$f":"IF(DataInput!B329=$B$8,IF($B$9=$B$10,TRUE,IF(DataInput!E329=$B$9,TRUE,FALSE)))","v":true},null,null,{"$f":"IF(B330=TRUE,DataInput!B329,NA())","v":"SA"},{"$f":"IF($E330=DataInput!$B329,DataInput!C329,NA())","v":"SANC"},{"$f":"IF($E330=DataInput!$B329,DataInput!D329,NA())","v":"Angas Creek"},{"$f":"IF($E330=DataInput!$B329,DataInput!E329,NA())","v":"SAPN"},{"$f":"IF($E330=DataInput!$B329,DataInput!F329,NA())","v":"Winter"},{"$f":"IF($E330=DataInput!$B329,DataInput!G329,NA())","v":"Non-Coincident"},{"$f":"IF($E330=DataInput!$B329,DataInput!H329,NA())","v":2024},{"$f":"IF($E330=DataInput!$B329,DataInput!I329,NA())","v":"POE50"},{"$f":"IF($E330=DataInput!$B329,DataInput!J329,NA())","v":14.3589520216065},{"$f":"IF($E330=DataInput!$B329,DataInput!K329,NA())","v":0.83511742833085501},null,null,"SA Angas Creek",null,null,null,null,false,null,null,{"$error":"#N/A"},{"$error":"#N/A"},{"$error":"#N/A"},{"$error":"#N/A"},{"$error":"#N/A"},{"$error":"#N/A"},{"$error":"#N/A"},{"$error":"#N/A"},{"$error":"#N/A"},{"$error":"#N/A"}]
[null,{"$f":"IF(DataInput!B330=$B$8,IF($B$9=$B$10,TRUE,IF(DataInput!E330=$B$9,TRUE,FALSE)))","v":true},null,null,{"$f":"IF(B331=TRUE,DataInput!B330,NA())","v":"SA"},{"$f":"IF($E331=DataInput!$B330,DataInput!C330,NA())","v":"SANC"},{"$f":"IF($E331=DataInput!$B330,DataInput!D330,NA())","v":"Angas Creek"},{"$f":"IF($E331=DataInput!$B330,DataInput!E330,NA())","v":"SAPN"},{"$f":"IF($E331=DataInput!$B330,DataInput!F330,NA())","v":"Winter"},{"$f":"IF($E331=DataInput!$B330,DataInput!G330,NA())","v":"Non-Coincident"},{"$f":"IF($E331=DataInput!$B330,DataInput!H330,NA())","v":2025},{"$f":"IF($E331=DataInput!$B330,DataInput!I330,NA())","v":"POE50"},{"$f":"IF($E331=DataInput!$B330,DataInput!J330,NA())","v":14.5946794443005},{"$f":"IF($E331=DataInput!$B330,DataInput!K330,NA())","v":0.83517160855536898},null,null,"SA Angas Creek",null,null,null,null,false,null,null,{"$error":"#N/A"},{"$error":"#N/A"},{"$error":"#N/A"},{"$error":"#N/A"},{"$error":"#N/A"},{"$error":"#N/A"},{"$error":"#N/A"},{"$error":"#N/A"},{"$error":"#N/A"},{"$error":"#N/A"}]
[null,{"$f":"IF(DataInput!B331=$B$8,IF($B$9=$B$10,TRUE,IF(DataInput!E331=$B$9,TRUE,FALSE)))","v":true},null,null,{"$f":"IF(B332=TRUE,DataInput!B331,NA())","v":"SA"},{"$f":"IF($E332=DataInput!$B331,DataInput!C331,NA())","v":"SARW"},{"$f":"IF($E332=DataInput!$B331,DataInput!D331,NA())","v":"Ardrossan West"},{"$f":"IF($E332=DataInput!$B331,DataInput!E331,NA())","v":"SAPN"},{"$f":"IF($E332=DataInput!$B331,DataInput!F331,NA())","v":"Summer"},{"$f":"IF($E332=DataInput!$B331,DataInput!G331,NA())","v":"Non-Coincident"},{"$f":"IF($E332=DataInput!$B331,DataInput!H331,NA())","v":2017},{"$f":"IF($E332=DataInput!$B331,DataInput!I331,NA())","v":"POE10"},{"$f":"IF($E332=DataInput!$B331,DataInput!J331,NA())","v":11.9409385971672},{"$f":"IF($E332=DataInput!$B331,DataInput!K331,NA())","v":0.82042026572841997},null,null,{"$f":"IF(OR(ISERROR(E332),ISERROR(G332)),\"  \",E332&\" \"&G332)","v":"SA Ardrossan West"},null,null,null,null,{"$f":"IF(ISERROR(G332),FALSE,IF($V$9=G332,TRUE,FALSE))","v":false},null,null,{"$f":"IF($V332=TRUE,E332,NA())","v":{"$error":"#N/A"}},{"$error":"#N/A"},{"$error":"#N/A"},{"$error":"#N/A"},{"$error":"#N/A"},{"$error":"#N/A"},{"$error":"#N/A"},{"$error":"#N/A"},{"$error":"#N/A"},{"$error":"#N/A"}]
[null,{"$f":"IF(DataInput!B332=$B$8,IF($B$9=$B$10,TRUE,IF(DataInput!E332=$B$9,TRUE,FALSE)))","v":true},null,null,{"$f":"IF(B333=TRUE,DataInput!B332,NA())","v":"SA"},{"$f":"IF($E333=DataInput!$B332,DataInput!C332,NA())","v":"SARW"},{"$f":"IF($E333=DataInput!$B332,DataInput!D332,NA())","v":"Ardrossan West"},{"$f":"IF($E333=DataInput!$B332,DataInput!E332,NA())","v":"SAPN"},{"$f":"IF($E333=DataInput!$B332,DataInput!F332,NA())","v":"Summer"},{"$f":"IF($E333=DataInput!$B332,DataInput!G332,NA())","v":"Non-Coincident"},{"$f":"IF($E333=DataInput!$B332,DataInput!H332,NA())","v":2018},{"$f":"IF($E333=DataInput!$B332,DataInput!I332,NA())","v":"POE10"},{"$f":"IF($E333=DataInput!$B332,DataInput!J332,NA())","v":9.7538185562363395},{"$f":"IF($E333=DataInput!$B332,DataInput!K332,NA())","v":0.81262020700867899},null,null,"SA Ardrossan West",null,null,null,null,false,null,null,{"$error":"#N/A"},{"$error":"#N/A"},{"$error":"#N/A"},{"$error":"#N/A"},{"$error":"#N/A"},{"$error":"#N/A"},{"$error":"#N/A"},{"$error":"#N/A"},{"$error":"#N/A"},{"$error":"#N/A"}]
[null,{"$f":"IF(DataInput!B333=$B$8,IF($B$9=$B$10,TRUE,IF(DataInput!E333=$B$9,TRUE,FALSE)))","v":true},null,null,{"$f":"IF(B334=TRUE,DataInput!B333,NA())","v":"SA"},{"$f":"IF($E334=DataInput!$B333,DataInput!C333,NA())","v":"SARW"},{"$f":"IF($E334=DataInput!$B333,DataInput!D333,NA())","v":"Ardrossan West"},{"$f":"IF($E334=DataInput!$B333,DataInput!E333,NA())","v":"SAPN"},{"$f":"IF($E334=DataInput!$B333,DataInput!F333,NA())","v":"Summer"},{"$f":"IF($E334=DataInput!$B333,DataInput!G333,NA())","v":"Non-Coincident"},{"$f":"IF($E334=DataInput!$B333,DataInput!H333,NA())","v":2019},{"$f":"IF($E334=DataInput!$B333,DataInput!I333,NA())","v":"POE10"},{"$f":"IF($E334=DataInput!$B333,DataInput!J333,NA())","v":9.6882187667028496},{"$f":"IF($E334=DataInput!$B333,DataInput!K333,NA())","v":0.81865498654956503},null,null,"SA Ardrossan West",null,null,null,null,false,null,null,{"$error":"#N/A"},{"$error":"#N/A"},{"$error":"#N/A"},{"$error":"#N/A"},{"$error":"#N/A"},{"$error":"#N/A"},{"$error":"#N/A"},{"$error":"#N/A"},{"$error":"#N/A"},{"$error":"#N/A"}]
[null,{"$f":"IF(DataInput!B334=$B$8,IF($B$9=$B$10,TRUE,IF(DataInput!E334=$B$9,TRUE,FALSE)))","v":true},null,null,{"$f":"IF(B335=TRUE,DataInput!B334,NA())","v":"SA"},{"$f":"IF($E335=DataInput!$B334,DataInput!C334,NA())","v":"SARW"},{"$f":"IF($E335=DataInput!$B334,DataInput!D334,NA())","v":"Ardrossan West"},{"$f":"IF($E335=DataInput!$B334,DataInput!E334,NA())","v":"SAPN"},{"$f":"IF($E335=DataInput!$B334,DataInput!F334,NA())","v":"Summer"},{"$f":"IF($E335=DataInput!$B334,DataInput!G334,NA())","v":"Non-Coincident"},{"$f":"IF($E335=DataInput!$B334,DataInput!H334,NA())","v":2020},{"$f":"IF($E335=DataInput!$B334,DataInput!I334,NA())","v":"POE10"},{"$f":"IF($E335=DataInput!$B334,DataInput!J334,NA())","v":9.3522921105008496},{"$f":"IF($E335=DataInput!$B334,DataInput!K334,NA())","v":0.81241458554349699},null,null,"SA Ardrossan West",null,null,null,null,false,null,null,{"$error":"#N/A"},{"$error":"#N/A"},{"$error":"#N/A"},{"$error":"#N/A"},{"$error":"#N/A"},{"$error":"#N/A"},{"$error":"#N/A"},{"$error":"#N/A"},{"$error":"#N/A"},{"$error":"#N/A"}]
[null,{"$f":"IF(DataInput!B335=$B$8,IF($B$9=$B$10,TRUE,IF(DataInput!E335=$B$9,TRUE,FALSE)))","v":true},null,null,{"$f":"IF(B336=TRUE,DataInput!B335,NA())","v":"SA"},{"$f":"IF($E336=DataInput!$B335,DataInput!C335,NA())","v":"SARW"},{"$f":"IF($E336=DataInput!$B335,DataInput!D335,NA())","v":"Ardrossan West"},{"$f":"IF($E336=DataInput!$B335,DataInput!E335,NA())","v":"SAPN"},{"$f":"IF($E336=DataInput!$B335,DataInput!F335,NA())","v":"Summer"},{"$f":"IF($E336=DataInput!$B335,DataInput!G335,NA())","v":"Non-Coincident"},{"$f":"IF($E336=DataInput!$B335,DataInput!H335,NA())","v":2021},{"$f":"IF($E336=DataInput!$B335,DataInput!I335,NA())","v":"POE10"},{"$f":"IF($E336=DataInput!$B335,DataInput!J335,NA())","v":9.0750820182618508},{"$f":"IF($E336=DataInput!$B335,DataInput!K335,NA())","v":0.82105221431488196},null,null,"SA Ardrossan West",null,null,null,null,false,null,null,{"$error":"#N/A"},{"$error":"#N/A"},{"$error":"#N/A"},{"$error":"#N/A"},{"$error":"#N/A"},{"$error":"#N/A"},{"$error":"#N/A"},{"$error":"#N/A"},{"$error":"#N/A"},{"$error":"#N/A"}]
[null,{"$f":"IF(DataInput!B336=$B$8,IF($B$9=$B$10,TRUE,IF(DataInput!E336=$B$9,TRUE,FALSE)))","v":true},null,null,{"$f":"IF(B337=TRUE,DataInput!B336,NA())","v":"SA"},{"$f":"IF($E337=DataInput!$B336,DataInput!C336,NA())","v":"SARW"},{"$f":"IF($E337=DataInput!$B336,DataInput!D336,NA())","v":"Ardrossan West"},{"$f":"IF($E337=DataInput!$B336,DataInput!E336,NA())","v":"SAPN"},{"$f":"IF($E337=DataInput!$B336,DataInput!F336,NA())","v":"Summer"},{"$f":"IF($E337=DataInput!$B336,DataInput!G336,NA())","v":"Non-Coincident"},{"$f":"IF($E337=DataInput!$B336,DataInput!H336,NA())","v":2022},{"$f":"IF($E337=DataInput!$B336,DataInput!I336,NA())","v":"POE10"},{"$f":"IF($E337=DataInput!$B336,DataInput!J336,NA())","v":8.8096284889293699},{"$f":"IF($E337=DataInput!$B336,DataInput!K336,NA())","v":0.82114450427647001},null,null,"SA Ardrossan West",null,null,null,null,false,null,null,{"$error":"#N/A"},{"$error":"#N/A"},{"$error":"#N/A"},{"$error":"#N/A"},{"$error":"#N/A"},{"$error":"#N/A"},{"$error":"#N/A"},{"$error":"#N/A"},{"$error":"#N/A"},{"$error":"#N/A"}]
[null,{"$f":"IF(DataInput!B337=$B$8,IF($B$9=$B$10,TRUE,IF(DataInput!E337=$B$9,TRUE,FALSE)))","v":true},null,null,{"$f":"IF(B338=TRUE,DataInput!B337,NA())","v":"SA"},{"$f":"IF($E338=DataInput!$B337,DataInput!C337,NA())","v":"SARW"},{"$f":"IF($E338=DataInput!$B337,DataInput!D337,NA())","v":"Ardrossan West"},{"$f":"IF($E338=DataInput!$B337,DataInput!E337,NA())","v":"SAPN"},{"$f":"IF($E338=DataInput!$B337,DataInput!F337,NA())","v":"Summer"},{"$f":"IF($E338=DataInput!$B337,DataInput!G337,NA())","v":"Non-Coincident"},{"$f":"IF($E338=DataInput!$B337,DataInput!H337,NA())","v":2023},{"$f":"IF($E338=DataInput!$B337,DataInput!I337,NA())","v":"POE10"},{"$f":"IF($E338=DataInput!$B337,DataInput!J337,NA())","v":8.6264550458042297},{"$f":"IF($E338=DataInput!$B337,DataInput!K337,NA())","v":0.82124665536157304},null,null,"SA Ardrossan West",null,null,null,null,false,null,null,{"$error":"#N/A"},{"$error":"#N/A"},{"$error":"#N/A"},{"$error":"#N/A"},{"$error":"#N/A"},{"$error":"#N/A"},{"$error":"#N/A"},{"$error":"#N/A"},{"$error":"#N/A"},{"$error":"#N/A"}]
[null,{"$f":"IF(DataInput!B338=$B$8,IF($B$9=$B$10,TRUE,IF(DataInput!E338=$B$9,TRUE,FALSE)))","v":true},null,null,{"$f":"IF(B339=TRUE,DataInput!B338,NA())","v":"SA"},{"$f":"IF($E339=DataInput!$B338,DataInput!C338,NA())","v":"SARW"},{"$f":"IF($E339=DataInput!$B338,DataInput!D338,NA())","v":"Ardrossan West"},{"$f":"IF($E339=DataInput!$B338,DataInput!E338,NA())","v":"SAPN"},{"$f":"IF($E339=DataInput!$B338,DataInput!F338,NA())","v":"Summer"},{"$f":"IF($E339=DataInput!$B338,DataInput!G338,NA())","v":"Non-Coincident"},{"$f":"IF($E339=DataInput!$B338,DataInput!H338,NA())","v":2024},{"$f":"IF($E339=DataInput!$B338,DataInput!I338,NA())","v":"POE10"},{"$f":"IF($E339=DataInput!$B338,DataInput!J338,NA())","v":8.5318949587883299},{"$f":"IF($E339=DataInput!$B338,DataInput!K338,NA())","v":0.82134792909248799},null,null,"SA Ardrossan West",null,null,null,null,false,null,null,{"$error":"#N/A"},{"$error":"#N/A"},{"$error":"#N/A"},{"$error":"#N/A"},{"$error":"#N/A"},{"$error":"#N/A"},{"$error":"#N/A"},{"$error":"#N/A"},{"$error":"#N/A"},{"$error":"#N/A"}]
[null,{"$f":"IF(DataInput!B339=$B$8,IF($B$9=$B$10,TRUE,IF(DataInput!E339=$B$9,TRUE,FALSE)))","v":true},null,null,{"$f":"IF(B340=TRUE,DataInput!B339,NA())","v":"SA"},{"$f":"IF($E340=DataInput!$B339,DataInput!C339,NA())","v":"SARW"},{"$f":"IF($E340=DataInput!$B339,DataInput!D339,NA())","v":"Ardrossan West"},{"$f":"IF($E340=DataInput!$B339,DataInput!E339,NA())","v":"SAPN"},{"$f":"IF($E340=DataInput!$B339,DataInput!F339,NA())","v":"Summer"},{"$f":"IF($E340=DataInput!$B339,DataInput!G339,NA())","v":"Non-Coincident"},{"$f":"IF($E340=DataInput!$B339,DataInput!H339,NA())","v":2025},{"$f":"IF($E340=DataInput!$B339,DataInput!I339,NA())","v":"POE10"},{"$f":"IF($E340=DataInput!$B339,DataInput!J339,NA())","v":8.3694058313329691},{"$f":"IF($E340=DataInput!$B339,DataInput!K339,NA())","v":0.82144918791363597},null,null,"SA Ardrossan West",null,null,null,null,false,null,null,{"$error":"#N/A"},{"$error":"#N/A"},{"$error":"#N/A"},{"$error":"#N/A"},{"$error":"#N/A"},{"$error":"#N/A"},{"$error":"#N/A"},{"$error":"#N/A"},{"$error":"#N/A"},{"$error":"#N/A"}]
[null,{"$f":"IF(DataInput!B340=$B$8,IF($B$9=$B$10,TRUE,IF(DataInput!E340=$B$9,TRUE,FALSE)))","v":true},null,null,{"$f":"IF(B341=TRUE,DataInput!B340,NA())","v":"SA"},{"$f":"IF($E341=DataInput!$B340,DataInput!C340,NA())","v":"SARW"},{"$f":"IF($E341=DataInput!$B340,DataInput!D340,NA())","v":"Ardrossan West"},{"$f":"IF($E341=DataInput!$B340,DataInput!E340,NA())","v":"SAPN"},{"$f":"IF($E341=DataInput!$B340,DataInput!F340,NA())","v":"Summer"},{"$f":"IF($E341=DataInput!$B340,DataInput!G340,NA())","v":"Non-Coincident"},{"$f":"IF($E341=DataInput!$B340,DataInput!H340,NA())","v":2026},{"$f":"IF($E341=DataInput!$B340,DataInput!I340,NA())","v":"POE10"},{"$f":"IF($E341=DataInput!$B340,DataInput!J340,NA())","v":8.1556316570541991},{"$f":"IF($E341=DataInput!$B340,DataInput!K340,NA())","v":0.82154828787197698},null,null,"SA Ardrossan West",null,null,null,null,false,null,null,{"$error":"#N/A"},{"$error":"#N/A"},{"$error":"#N/A"},{"$error":"#N/A"},{"$error":"#N/A"},{"$error":"#N/A"},{"$error":"#N/A"},{"$error":"#N/A"},{"$error":"#N/A"},{"$error":"#N/A"}]
[null,{"$f":"IF(DataInput!B341=$B$8,IF($B$9=$B$10,TRUE,IF(DataInput!E341=$B$9,TRUE,FALSE)))","v":true},null,null,{"$f":"IF(B342=TRUE,DataInput!B341,NA())","v":"SA"},{"$f":"IF($E342=DataInput!$B341,DataInput!C341,NA())","v":"SARW"},{"$f":"IF($E342=DataInput!$B341,DataInput!D341,NA())","v":"Ardrossan West"},{"$f":"IF($E342=DataInput!$B341,DataInput!E341,NA())","v":"SAPN"},{"$f":"IF($E342=DataInput!$B341,DataInput!F341,NA())","v":"Summer"},{"$f":"IF($E342=DataInput!$B341,DataInput!G341,NA())","v":"Non-Coincident"},{"$f":"IF($E342=DataInput!$B341,DataInput!H341,NA())","v":2017},{"$f":"IF($E342=DataInput!$B341,DataInput!I341,NA())","v":"POE50"},{"$f":"IF($E342=DataInput!$B341,DataInput!J341,NA())","v":10.3377167284861},{"$f":"IF($E342=DataInput!$B341,DataInput!K341,NA())","v":0.79700353388692302},null,null,"SA Ardrossan West",null,null,null,null,false,null,null,{"$error":"#N/A"},{"$error":"#N/A"},{"$error":"#N/A"},{"$error":"#N/A"},{"$error":"#N/A"},{"$error":"#N/A"},{"$error":"#N/A"},{"$error":"#N/A"},{"$error":"#N/A"},{"$error":"#N/A"}]
[null,{"$f":"IF(DataInput!B342=$B$8,IF($B$9=$B$10,TRUE,IF(DataInput!E342=$B$9,TRUE,FALSE)))","v":true},null,null,{"$f":"IF(B343=TRUE,DataInput!B342,NA())","v":"SA"},{"$f":"IF($E343=DataInput!$B342,DataInput!C342,NA())","v":"SARW"},{"$f":"IF($E343=DataInput!$B342,DataInput!D342,NA())","v":"Ardrossan West"},{"$f":"IF($E343=DataInput!$B342,DataInput!E342,NA())","v":"SAPN"},{"$f":"IF($E343=DataInput!$B342,DataInput!F342,NA())","v":"Summer"},{"$f":"IF($E343=DataInput!$B342,DataInput!G342,NA())","v":"Non-Coincident"},{"$f":"IF($E343=DataInput!$B342,DataInput!H342,NA())","v":2018},{"$f":"IF($E343=DataInput!$B342,DataInput!I342,NA())","v":"POE50"},{"$f":"IF($E343=DataInput!$B342,DataInput!J342,NA())","v":8.1592581699692595},{"$f":"IF($E343=DataInput!$B342,DataInput!K342,NA())","v":0.78929594406191905},null,null,"SA Ardrossan West",null,null,null,null,false,null,null,{"$error":"#N/A"},{"$error":"#N/A"},{"$error":"#N/A"},{"$error":"#N/A"},{"$error":"#N/A"},{"$error":"#N/A"},{"$error":"#N/A"},{"$error":"#N/A"},{"$error":"#N/A"},{"$error":"#N/A"}]
[null,{"$f":"IF(DataInput!B343=$B$8,IF($B$9=$B$10,TRUE,IF(DataInput!E343=$B$9,TRUE,FALSE)))","v":true},null,null,{"$f":"IF(B344=TRUE,DataInput!B343,NA())","v":"SA"},{"$f":"IF($E344=DataInput!$B343,DataInput!C343,NA())","v":"SARW"},{"$f":"IF($E344=DataInput!$B343,DataInput!D343,NA())","v":"Ardrossan West"},{"$f":"IF($E344=DataInput!$B343,DataInput!E343,NA())","v":"SAPN"},{"$f":"IF($E344=DataInput!$B343,DataInput!F343,NA())","v":"Summer"},{"$f":"IF($E344=DataInput!$B343,DataInput!G343,NA())","v":"Non-Coincident"},{"$f":"IF($E344=DataInput!$B343,DataInput!H343,NA())","v":2019},{"$f":"IF($E344=DataInput!$B343,DataInput!I343,NA())","v":"POE50"},{"$f":"IF($E344=DataInput!$B343,DataInput!J343,NA())","v":8.0341013710193003},{"$f":"IF($E344=DataInput!$B343,DataInput!K343,NA())","v":0.78579187383730997},null,null,"SA Ardrossan West",null,null,null,null,false,null,null,{"$error":"#N/A"},{"$error":"#N/A"},{"$error":"#N/A"},{"$error":"#N/A"},{"$error":"#N/A"},{"$error":"#N/A"},{"$error":"#N/A"},{"$error":"#N/A"},{"$error":"#N/A"},{"$error":"#N/A"}]
[null,{"$f":"IF(DataInput!B344=$B$8,IF($B$9=$B$10,TRUE,IF(DataInput!E344=$B$9,TRUE,FALSE)))","v":true},null,null,{"$f":"IF(B345=TRUE,DataInput!B344,NA())","v":"SA"},{"$f":"IF($E345=DataInput!$B344,DataInput!C344,NA())","v":"SARW"},{"$f":"IF($E345=DataInput!$B344,DataInput!D344,NA())","v":"Ardrossan West"},{"$f":"IF($E345=DataInput!$B344,DataInput!E344,NA())","v":"SAPN"},{"$f":"IF($E345=DataInput!$B344,DataInput!F344,NA())","v":"Summer"},{"$f":"IF($E345=DataInput!$B344,DataInput!G344,NA())","v":"Non-Coincident"},{"$f":"IF($E345=DataInput!$B344,DataInput!H344,NA())","v":2020},{"$f":"IF($E345=DataInput!$B344,DataInput!I344,NA())","v":"POE50"},{"$f":"IF($E345=DataInput!$B344,DataInput!J344,NA())","v":7.8186468814293599},{"$f":"IF($E345=DataInput!$B344,DataInput!K344,NA())","v":0.78752406808514397},null,null,"SA Ardrossan West",null,null,null,null,false,null,null,{"$error":"#N/A"},{"$error":"#N/A"},{"$error":"#N/A"},{"$error":"#N/A"},{"$error":"#N/A"},{"$error":"#N/A"},{"$error":"#N/A"},{"$error":"#N/A"},{"$error":"#N/A"},{"$error":"#N/A"}]
[null,{"$f":"IF(DataInput!B345=$B$8,IF($B$9=$B$10,TRUE,IF(DataInput!E345=$B$9,TRUE,FALSE)))","v":true},null,null,{"$f":"IF(B346=TRUE,DataInput!B345,NA())","v":"SA"},{"$f":"IF($E346=DataInput!$B345,DataInput!C345,NA())","v":"SARW"},{"$f":"IF($E346=DataInput!$B345,DataInput!D345,NA())","v":"Ardrossan West"},{"$f":"IF($E346=DataInput!$B345,DataInput!E345,NA())","v":"SAPN"},{"$f":"IF($E346=DataInput!$B345,DataInput!F345,NA())","v":"Summer"},{"$f":"IF($E346=DataInput!$B345,DataInput!G345,NA())","v":"Non-Coincident"},{"$f":"IF($E346=DataInput!$B345,DataInput!H345,NA())","v":2021},{"$f":"IF($E346=DataInput!$B345,DataInput!I345,NA())","v":"POE50"},{"$f":"IF($E346=DataInput!$B345,DataInput!J345,NA())","v":7.6118471297130004},{"$f":"IF($E346=DataInput!$B345,DataInput!K345,NA())","v":0.79761983472753795},null,null,"SA Ardrossan West",null,null,null,null,false,null,null,{"$error":"#N/A"},{"$error":"#N/A"},{"$error":"#N/A"},{"$error":"#N/A"},{"$error":"#N/A"},{"$error":"#N/A"},{"$error":"#N/A"},{"$error":"#N/A"},{"$error":"#N/A"},{"$error":"#N/A"}]
[null,{"$f":"IF(DataInput!B346=$B$8,IF($B$9=$B$10,TRUE,IF(DataInput!E346=$B$9,TRUE,FALSE)))","v":true},null,null,{"$f":"IF(B347=TRUE,DataInput!B346,NA())","v":"SA"},{"$f":"IF($E347=DataInput!$B346,DataInput!C346,NA())","v":"SARW"},{"$f":"IF($E347=DataInput!$B346,DataInput!D346,NA())","v":"Ardrossan West"},{"$f":"IF($E347=DataInput!$B346,DataInput!E346,NA())","v":"SAPN"},{"$f":"IF($E347=DataInput!$B346,DataInput!F346,NA())","v":"Summer"},{"$f":"IF($E347=DataInput!$B346,DataInput!G346,NA())","v":"Non-Coincident"},{"$f":"IF($E347=DataInput!$B346,DataInput!H346,NA())","v":2022},{"$f":"IF($E347=DataInput!$B346,DataInput!I346,NA())","v":"POE50"},{"$f":"IF($E347=DataInput!$B346,DataInput!J346,NA())","v":7.32679979258908},{"$f":"IF($E347=DataInput!$B346,DataInput!K346,NA())","v":0.79772056888526699},null,null,"SA Ardrossan West",null,null,null,null,false,null,null,{"$error":"#N/A"},{"$error":"#N/A"},{"$error":"#N/A"},{"$error":"#N/A"},{"$error":"#N/A"},{"$error":"#N/A"},{"$error":"#N/A"},{"$error":"#N/A"},{"$error":"#N/A"},{"$error":"#N/A"}]
[null,{"$f":"IF(DataInput!B347=$B$8,IF($B$9=$B$10,TRUE,IF(DataInput!E347=$B$9,TRUE,FALSE)))","v":true},null,null,{"$f":"IF(B348=TRUE,DataInput!B347,NA())","v":"SA"},{"$f":"IF($E348=DataInput!$B347,DataInput!C347,NA())","v":"SARW"},{"$f":"IF($E348=DataInput!$B347,DataInput!D347,NA())","v":"Ardrossan West"},{"$f":"IF($E348=DataInput!$B347,DataInput!E347,NA())","v":"SAPN"},{"$f":"IF($E348=DataInput!$B347,DataInput!F347,NA())","v":"Summer"},{"$f":"IF($E348=DataInput!$B347,DataInput!G347,NA())","v":"Non-Coincident"},{"$f":"IF($E348=DataInput!$B347,DataInput!H347,NA())","v":2023},{"$f":"IF($E348=DataInput!$B347,DataInput!I347,NA())","v":"POE50"},{"$f":"IF($E348=DataInput!$B347,DataInput!J347,NA())","v":7.2213471823769},{"$f":"IF($E348=DataInput!$B347,DataInput!K347,NA())","v":0.79781971520174699},null,null,"SA Ardrossan West",null,null,null,null,false,null,null,{"$error":"#N/A"},{"$error":"#N/A"},{"$error":"#N/A"},{"$error":"#N/A"},{"$error":"#N/A"},{"$error":"#N/A"},{"$error":"#N/A"},{"$error":"#N/A"},{"$error":"#N/A"},{"$error":"#N/A"}]
[null,{"$f":"IF(DataInput!B348=$B$8,IF($B$9=$B$10,TRUE,IF(DataInput!E348=$B$9,TRUE,FALSE)))","v":true},null,null,{"$f":"IF(B349=TRUE,DataInput!B348,NA())","v":"SA"},{"$f":"IF($E349=DataInput!$B348,DataInput!C348,NA())","v":"SARW"},{"$f":"IF($E349=DataInput!$B348,DataInput!D348,NA())","v":"Ardrossan West"},{"$f":"IF($E349=DataInput!$B348,DataInput!E348,NA())","v":"SAPN"},{"$f":"IF($E349=DataInput!$B348,DataInput!F348,NA())","v":"Summer"},{"$f":"IF($E349=DataInput!$B348,DataInput!G348,NA())","v":"Non-Coincident"},{"$f":"IF($E349=DataInput!$B348,DataInput!H348,NA())","v":2024},{"$f":"IF($E349=DataInput!$B348,DataInput!I348,NA())","v":"POE50"},{"$f":"IF($E349=DataInput!$B348,DataInput!J348,NA())","v":7.1241055889153797},{"$f":"IF($E349=DataInput!$B348,DataInput!K348,NA())","v":0.79792044675576601},null,null,"SA Ardrossan West",null,null,null,null,false,null,null,{"$error":"#N/A"},{"$error":"#N/A"},{"$error":"#N/A"},{"$error":"#N/A"},{"$error":"#N/A"},{"$error":"#N/A"},{"$error":"#N/A"},{"$error":"#N/A"},{"$error":"#N/A"},{"$error":"#N/A"}]
[null,{"$f":"IF(DataInput!B349=$B$8,IF($B$9=$B$10,TRUE,IF(DataInput!E349=$B$9,TRUE,FALSE)))","v":true},null,null,{"$f":"IF(B350=TRUE,DataInput!B349,NA())","v":"SA"},{"$f":"IF($E350=DataInput!$B349,DataInput!C349,NA())","v":"SARW"},{"$f":"IF($E350=DataInput!$B349,DataInput!D349,NA())","v":"Ardrossan West"},{"$f":"IF($E350=DataInput!$B349,DataInput!E349,NA())","v":"SAPN"},{"$f":"IF($E350=DataInput!$B349,DataInput!F349,NA())","v":"Summer"},{"$f":"IF($E350=DataInput!$B349,DataInput!G349,NA())","v":"Non-Coincident"},{"$f":"IF($E350=DataInput!$B349,DataInput!H349,NA())","v":2025},{"$f":"IF($E350=DataInput!$B349,DataInput!I349,NA())","v":"POE50"},{"$f":"IF($E350=DataInput!$B349,DataInput!J349,NA())","v":7.0600603701963101},{"$f":"IF($E350=DataInput!$B349,DataInput!K349,NA())","v":0.79801662248034799},null,null,"SA Ardrossan West",null,null,null,null,false,null,null,{"$error":"#N/A"},{"$error":"#N/A"},{"$error":"#N/A"},{"$error":"#N/A"},{"$error":"#N/A"},{"$error":"#N/A"},{"$error":"#N/A"},{"$error":"#N/A"},{"$error":"#N/A"},{"$error":"#N/A"}]
[null,{"$f":"IF(DataInput!B350=$B$8,IF($B$9=$B$10,TRUE,IF(DataInput!E350=$B$9,TRUE,FALSE)))","v":true},null,null,{"$f":"IF(B351=TRUE,DataInput!B350,NA())","v":"SA"},{"$f":"IF($E351=DataInput!$B350,DataInput!C350,NA())","v":"SARW"},{"$f":"IF($E351=DataInput!$B350,DataInput!D350,NA())","v":"Ardrossan West"},{"$f":"IF($E351=DataInput!$B350,DataInput!E350,NA())","v":"SAPN"},{"$f":"IF($E351=DataInput!$B350,DataInput!F350,NA())","v":"Summer"},{"$f":"IF($E351=DataInput!$B350,DataInput!G350,NA())","v":"Non-Coincident"},{"$f":"IF($E351=DataInput!$B350,DataInput!H350,NA())","v":2026},{"$f":"IF($E351=DataInput!$B350,DataInput!I350,NA())","v":"POE50"},{"$f":"IF($E351=DataInput!$B350,DataInput!J350,NA())","v":6.9710676657246697},{"$f":"IF($E351=DataInput!$B350,DataInput!K350,NA())","v":0.79810545541393496},null,null,"SA Ardrossan West",null,null,null,null,false,null,null,{"$error":"#N/A"},{"$error":"#N/A"},{"$error":"#N/A"},{"$error":"#N/A"},{"$error":"#N/A"},{"$error":"#N/A"},{"$error":"#N/A"},{"$error":"#N/A"},{"$error":"#N/A"},{"$error":"#N/A"}]
[null,{"$f":"IF(DataInput!B351=$B$8,IF($B$9=$B$10,TRUE,IF(DataInput!E351=$B$9,TRUE,FALSE)))","v":true},null,null,{"$f":"IF(B352=TRUE,DataInput!B351,NA())","v":"SA"},{"$f":"IF($E352=DataInput!$B351,DataInput!C351,NA())","v":"SARW"},{"$f":"IF($E352=DataInput!$B351,DataInput!D351,NA())","v":"Ardrossan West"},{"$f":"IF($E352=DataInput!$B351,DataInput!E351,NA())","v":"SAPN"},{"$f":"IF($E352=DataInput!$B351,DataInput!F351,NA())","v":"Winter"},{"$f":"IF($E352=DataInput!$B351,DataInput!G351,NA())","v":"Non-Coincident"},{"$f":"IF($E352=DataInput!$B351,DataInput!H351,NA())","v":2016},{"$f":"IF($E352=DataInput!$B351,DataInput!I351,NA())","v":"POE10"},{"$f":"IF($E352=DataInput!$B351,DataInput!J351,NA())","v":8.6085580633575791},{"$f":"IF($E352=DataInput!$B351,DataInput!K351,NA())","v":0.87874066940241202},null,null,"SA Ardrossan West",null,null,null,null,false,null,null,{"$error":"#N/A"},{"$error":"#N/A"},{"$error":"#N/A"},{"$error":"#N/A"},{"$error":"#N/A"},{"$error":"#N/A"},{"$error":"#N/A"},{"$error":"#N/A"},{"$error":"#N/A"},{"$error":"#N/A"}]
[null,{"$f":"IF(DataInput!B352=$B$8,IF($B$9=$B$10,TRUE,IF(DataInput!E352=$B$9,TRUE,FALSE)))","v":true},null,null,{"$f":"IF(B353=TRUE,DataInput!B352,NA())","v":"SA"},{"$f":"IF($E353=DataInput!$B352,DataInput!C352,NA())","v":"SARW"},{"$f":"IF($E353=DataInput!$B352,DataInput!D352,NA())","v":"Ardrossan West"},{"$f":"IF($E353=DataInput!$B352,DataInput!E352,NA())","v":"SAPN"},{"$f":"IF($E353=DataInput!$B352,DataInput!F352,NA())","v":"Winter"},{"$f":"IF($E353=DataInput!$B352,DataInput!G352,NA())","v":"Non-Coincident"},{"$f":"IF($E353=DataInput!$B352,DataInput!H352,NA())","v":2017},{"$f":"IF($E353=DataInput!$B352,DataInput!I352,NA())","v":"POE10"},{"$f":"IF($E353=DataInput!$B352,DataInput!J352,NA())","v":8.4992267961418708},{"$f":"IF($E353=DataInput!$B352,DataInput!K352,NA())","v":0.87703269486126201},null,null,"SA Ardrossan West",null,null,null,null,false,null,null,{"$error":"#N/A"},{"$error":"#N/A"},{"$error":"#N/A"},{"$error":"#N/A"},{"$error":"#N/A"},{"$error":"#N/A"},{"$error":"#N/A"},{"$error":"#N/A"},{"$error":"#N/A"},{"$error":"#N/A"}]
[null,{"$f":"IF(DataInput!B353=$B$8,IF($B$9=$B$10,TRUE,IF(DataInput!E353=$B$9,TRUE,FALSE)))","v":true},null,null,{"$f":"IF(B354=TRUE,DataInput!B353,NA())","v":"SA"},{"$f":"IF($E354=DataInput!$B353,DataInput!C353,NA())","v":"SARW"},{"$f":"IF($E354=DataInput!$B353,DataInput!D353,NA())","v":"Ardrossan West"},{"$f":"IF($E354=DataInput!$B353,DataInput!E353,NA())","v":"SAPN"},{"$f":"IF($E354=DataInput!$B353,DataInput!F353,NA())","v":"Winter"},{"$f":"IF($E354=DataInput!$B353,DataInput!G353,NA())","v":"Non-Coincident"},{"$f":"IF($E354=DataInput!$B353,DataInput!H353,NA())","v":2018},{"$f":"IF($E354=DataInput!$B353,DataInput!I353,NA())","v":"POE10"},{"$f":"IF($E354=DataInput!$B353,DataInput!J353,NA())","v":6.1956226653027402},{"$f":"IF($E354=DataInput!$B353,DataInput!K353,NA())","v":0.87836266279008901},null,null,"SA Ardrossan West",null,null,null,null,false,null,null,{"$error":"#N/A"},{"$error":"#N/A"},{"$error":"#N/A"},{"$error":"#N/A"},{"$error":"#N/A"},{"$error":"#N/A"},{"$error":"#N/A"},{"$error":"#N/A"},{"$error":"#N/A"},{"$error":"#N/A"}]
[null,{"$f":"IF(DataInput!B354=$B$8,IF($B$9=$B$10,TRUE,IF(DataInput!E354=$B$9,TRUE,FALSE)))","v":true},null,null,{"$f":"IF(B355=TRUE,DataInput!B354,NA())","v":"SA"},{"$f":"IF($E355=DataInput!$B354,DataInput!C354,NA())","v":"SARW"},{"$f":"IF($E355=DataInput!$B354,DataInput!D354,NA())","v":"Ardrossan West"},{"$f":"IF($E355=DataInput!$B354,DataInput!E354,NA())","v":"SAPN"},{"$f":"IF($E355=DataInput!$B354,DataInput!F354,NA())","v":"Winter"},{"$f":"IF($E355=DataInput!$B354,DataInput!G354,NA())","v":"Non-Coincident"},{"$f":"IF($E355=DataInput!$B354,DataInput!H354,NA())","v":2019},{"$f":"IF($E355=DataInput!$B354,DataInput!I354,NA())","v":"POE10"},{"$f":"IF($E355=DataInput!$B354,DataInput!J354,NA())","v":6.1294267151847102},{"$f":"IF($E355=DataInput!$B354,DataInput!K354,NA())","v":0.88128485774721099},null,null,"SA Ardrossan West",null,null,null,null,false,null,null,{"$error":"#N/A"},{"$error":"#N/A"},{"$error":"#N/A"},{"$error":"#N/A"},{"$error":"#N/A"},{"$error":"#N/A"},{"$error":"#N/A"},{"$error":"#N/A"},{"$error":"#N/A"},{"$error":"#N/A"}]
[null,{"$f":"IF(DataInput!B355=$B$8,IF($B$9=$B$10,TRUE,IF(DataInput!E355=$B$9,TRUE,FALSE)))","v":true},null,null,{"$f":"IF(B356=TRUE,DataInput!B355,NA())","v":"SA"},{"$f":"IF($E356=DataInput!$B355,DataInput!C355,NA())","v":"SARW"},{"$f":"IF($E356=DataInput!$B355,DataInput!D355,NA())","v":"Ardrossan West"},{"$f":"IF($E356=DataInput!$B355,DataInput!E355,NA())","v":"SAPN"},{"$f":"IF($E356=DataInput!$B355,DataInput!F355,NA())","v":"Winter"},{"$f":"IF($E356=DataInput!$B355,DataInput!G355,NA())","v":"Non-Coincident"},{"$f":"IF($E356=DataInput!$B355,DataInput!H355,NA())","v":2020},{"$f":"IF($E356=DataInput!$B355,DataInput!I355,NA())","v":"POE10"},{"$f":"IF($E356=DataInput!$B355,DataInput!J355,NA())","v":6.0372326683123001},{"$f":"IF($E356=DataInput!$B355,DataInput!K355,NA())","v":0.88017735962765797},null,null,"SA Ardrossan West",null,null,null,null,false,null,null,{"$error":"#N/A"},{"$error":"#N/A"},{"$error":"#N/A"},{"$error":"#N/A"},{"$error":"#N/A"},{"$error":"#N/A"},{"$error":"#N/A"},{"$error":"#N/A"},{"$error":"#N/A"},{"$error":"#N/A"}]
[null,{"$f":"IF(DataInput!B356=$B$8,IF($B$9=$B$10,TRUE,IF(DataInput!E356=$B$9,TRUE,FALSE)))","v":true},null,null,{"$f":"IF(B357=TRUE,DataInput!B356,NA())","v":"SA"},{"$f":"IF($E357=DataInput!$B356,DataInput!C356,NA())","v":"SARW"},{"$f":"IF($E357=DataInput!$B356,DataInput!D356,NA())","v":"Ardrossan West"},{"$f":"IF($E357=DataInput!$B356,DataInput!E356,NA())","v":"SAPN"},{"$f":"IF($E357=DataInput!$B356,DataInput!F356,NA())","v":"Winter"},{"$f":"IF($E357=DataInput!$B356,DataInput!G356,NA())","v":"Non-Coincident"},{"$f":"IF($E357=DataInput!$B356,DataInput!H356,NA())","v":2021},{"$f":"IF($E357=DataInput!$B356,DataInput!I356,NA())","v":"POE10"},{"$f":"IF($E357=DataInput!$B356,DataInput!J356,NA())","v":5.9373205978546002},{"$f":"IF($E357=DataInput!$B356,DataInput!K356,NA())","v":0.88022468295519696},null,null,"SA Ardrossan West",null,null,null,null,false,null,null,{"$error":"#N/A"},{"$error":"#N/A"},{"$error":"#N/A"},{"$error":"#N/A"},{"$error":"#N/A"},{"$error":"#N/A"},{"$error":"#N/A"},{"$error":"#N/A"},{"$error":"#N/A"},{"$error":"#N/A"}]
[null,{"$f":"IF(DataInput!B357=$B$8,IF($B$9=$B$10,TRUE,IF(DataInput!E357=$B$9,TRUE,FALSE)))","v":true},null,null,{"$f":"IF(B358=TRUE,DataInput!B357,NA())","v":"SA"},{"$f":"IF($E358=DataInput!$B357,DataInput!C357,NA())","v":"SARW"},{"$f":"IF($E358=DataInput!$B357,DataInput!D357,NA())","v":"Ardrossan West"},{"$f":"IF($E358=DataInput!$B357,DataInput!E357,NA())","v":"SAPN"},{"$f":"IF($E358=DataInput!$B357,DataInput!F357,NA())","v":"Winter"},{"$f":"IF($E358=DataInput!$B357,DataInput!G357,NA())","v":"Non-Coincident"},{"$f":"IF($E358=DataInput!$B357,DataInput!H357,NA())","v":2022},{"$f":"IF($E358=DataInput!$B357,DataInput!I357,NA())","v":"POE10"},{"$f":"IF($E358=DataInput!$B357,DataInput!J357,NA())","v":5.8386655314197897},{"$f":"IF($E358=DataInput!$B357,DataInput!K357,NA())","v":0.88027362457012304},null,null,"SA Ardrossan West",null,null,null,null,false,null,null,{"$error":"#N/A"},{"$error":"#N/A"},{"$error":"#N/A"},{"$error":"#N/A"},{"$error":"#N/A"},{"$error":"#N/A"},{"$error":"#N/A"},{"$error":"#N/A"},{"$error":"#N/A"},{"$error":"#N/A"}]
[null,{"$f":"IF(DataInput!B358=$B$8,IF($B$9=$B$10,TRUE,IF(DataInput!E358=$B$9,TRUE,FALSE)))","v":true},null,null,{"$f":"IF(B359=TRUE,DataInput!B358,NA())","v":"SA"},{"$f":"IF($E359=DataInput!$B358,DataInput!C358,NA())","v":"SARW"},{"$f":"IF($E359=DataInput!$B358,DataInput!D358,NA())","v":"Ardrossan West"},{"$f":"IF($E359=DataInput!$B358,DataInput!E358,NA())","v":"SAPN"},{"$f":"IF($E359=DataInput!$B358,DataInput!F358,NA())","v":"Winter"},{"$f":"IF($E359=DataInput!$B358,DataInput!G358,NA())","v":"Non-Coincident"},{"$f":"IF($E359=DataInput!$B358,DataInput!H358,NA())","v":2023},{"$f":"IF($E359=DataInput!$B358,DataInput!I358,NA())","v":"POE10"},{"$f":"IF($E359=DataInput!$B358,DataInput!J358,NA())","v":5.7290008438414901},{"$f":"IF($E359=DataInput!$B358,DataInput!K358,NA())","v":0.88032405644303802},null,null,"SA Ardrossan West",null,null,null,null,false,null,null,{"$error":"#N/A"},{"$error":"#N/A"},{"$error":"#N/A"},{"$error":"#N/A"},{"$error":"#N/A"},{"$error":"#N/A"},{"$error":"#N/A"},{"$error":"#N/A"},{"$error":"#N/A"},{"$error":"#N/A"}]
[null,{"$f":"IF(DataInput!B359=$B$8,IF($B$9=$B$10,TRUE,IF(DataInput!E359=$B$9,TRUE,FALSE)))","v":true},null,null,{"$f":"IF(B360=TRUE,DataInput!B359,NA())","v":"SA"},{"$f":"IF($E360=DataInput!$B359,DataInput!C359,NA())","v":"SARW"},{"$f":"IF($E360=DataInput!$B359,DataInput!D359,NA())","v":"Ardrossan West"},{"$f":"IF($E360=DataInput!$B359,DataInput!E359,NA())","v":"SAPN"},{"$f":"IF($E360=DataInput!$B359,DataInput!F359,NA())","v":"Winter"},{"$f":"IF($E360=DataInput!$B359,DataInput!G359,NA())","v":"Non-Coincident"},{"$f":"IF($E360=DataInput!$B359,DataInput!H359,NA())","v":2024},{"$f":"IF($E360=DataInput!$B359,DataInput!I359,NA())","v":"POE10"},{"$f":"IF($E360=DataInput!$B359,DataInput!J359,NA())","v":5.6194080552040404},{"$f":"IF($E360=DataInput!$B359,DataInput!K359,NA())","v":0.880375859600249},null,null,"SA Ardrossan West",null,null,null,null,false,null,null,{"$error":"#N/A"},{"$error":"#N/A"},{"$error":"#N/A"},{"$error":"#N/A"},{"$error":"#N/A"},{"$error":"#N/A"},{"$error":"#N/A"},{"$error":"#N/A"},{"$error":"#N/A"},{"$error":"#N/A"}]
[null,{"$f":"IF(DataInput!B360=$B$8,IF($B$9=$B$10,TRUE,IF(DataInput!E360=$B$9,TRUE,FALSE)))","v":true},null,null,{"$f":"IF(B361=TRUE,DataInput!B360,NA())","v":"SA"},{"$f":"IF($E361=DataInput!$B360,DataInput!C360,NA())","v":"SARW"},{"$f":"IF($E361=DataInput!$B360,DataInput!D360,NA())","v":"Ardrossan West"},{"$f":"IF($E361=DataInput!$B360,DataInput!E360,NA())","v":"SAPN"},{"$f":"IF($E361=DataInput!$B360,DataInput!F360,NA())","v":"Winter"},{"$f":"IF($E361=DataInput!$B360,DataInput!G360,NA())","v":"Non-Coincident"},{"$f":"IF($E361=DataInput!$B360,DataInput!H360,NA())","v":2025},{"$f":"IF($E361=DataInput!$B360,DataInput!I360,NA())","v":"POE10"},{"$f":"IF($E361=DataInput!$B360,DataInput!J360,NA())","v":5.4921761877168498},{"$f":"IF($E361=DataInput!$B360,DataInput!K360,NA())","v":0.88042892786180804},null,null,"SA Ardrossan West",null,null,null,null,false,null,null,{"$error":"#N/A"},{"$error":"#N/A"},{"$error":"#N/A"},{"$error":"#N/A"},{"$error":"#N/A"},{"$error":"#N/A"},{"$error":"#N/A"},{"$error":"#N/A"},{"$error":"#N/A"},{"$error":"#N/A"}]
[null,{"$f":"IF(DataInput!B361=$B$8,IF($B$9=$B$10,TRUE,IF(DataInput!E361=$B$9,TRUE,FALSE)))","v":true},null,null,{"$f":"IF(B362=TRUE,DataInput!B361,NA())","v":"SA"},{"$f":"IF($E362=DataInput!$B361,DataInput!C361,NA())","v":"SARW"},{"$f":"IF($E362=DataInput!$B361,DataInput!D361,NA())","v":"Ardrossan West"},{"$f":"IF($E362=DataInput!$B361,DataInput!E361,NA())","v":"SAPN"},{"$f":"IF($E362=DataInput!$B361,DataInput!F361,NA())","v":"Winter"},{"$f":"IF($E362=DataInput!$B361,DataInput!G361,NA())","v":"Non-Coincident"},{"$f":"IF($E362=DataInput!$B361,DataInput!H361,NA())","v":2016},{"$f":"IF($E362=DataInput!$B361,DataInput!I361,NA())","v":"POE50"},{"$f":"IF($E362=DataInput!$B361,DataInput!J361,NA())","v":8.25894204847393},{"$f":"IF($E362=DataInput!$B361,DataInput!K361,NA())","v":0.88118074392774604},null,null,"SA Ardrossan West",null,null,null,null,false,null,null,{"$error":"#N/A"},{"$error":"#N/A"},{"$error":"#N/A"},{"$error":"#N/A"},{"$error":"#N/A"},{"$error":"#N/A"},{"$error":"#N/A"},{"$error":"#N/A"},{"$error":"#N/A"},{"$error":"#N/A"}]
[null,{"$f":"IF(DataInput!B362=$B$8,IF($B$9=$B$10,TRUE,IF(DataInput!E362=$B$9,TRUE,FALSE)))","v":true},null,null,{"$f":"IF(B363=TRUE,DataInput!B362,NA())","v":"SA"},{"$f":"IF($E363=DataInput!$B362,DataInput!C362,NA())","v":"SARW"},{"$f":"IF($E363=DataInput!$B362,DataInput!D362,NA())","v":"Ardrossan West"},{"$f":"IF($E363=DataInput!$B362,DataInput!E362,NA())","v":"SAPN"},{"$f":"IF($E363=DataInput!$B362,DataInput!F362,NA())","v":"Winter"},{"$f":"IF($E363=DataInput!$B362,DataInput!G362,NA())","v":"Non-Coincident"},{"$f":"IF($E363=DataInput!$B362,DataInput!H362,NA())","v":2017},{"$f":"IF($E363=DataInput!$B362,DataInput!I362,NA())","v":"POE50"},{"$f":"IF($E363=DataInput!$B362,DataInput!J362,NA())","v":8.1651869656674005},{"$f":"IF($E363=DataInput!$B362,DataInput!K362,NA())","v":0.87906118436066605},null,null,"SA Ardrossan West",null,null,null,null,false,null,null,{"$error":"#N/A"},{"$error":"#N/A"},{"$error":"#N/A"},{"$error":"#N/A"},{"$error":"#N/A"},{"$error":"#N/A"},{"$error":"#N/A"},{"$error":"#N/A"},{"$error":"#N/A"},{"$error":"#N/A"}]
[null,{"$f":"IF(DataInput!B363=$B$8,IF($B$9=$B$10,TRUE,IF(DataInput!E363=$B$9,TRUE,FALSE)))","v":true},null,null,{"$f":"IF(B364=TRUE,DataInput!B363,NA())","v":"SA"},{"$f":"IF($E364=DataInput!$B363,DataInput!C363,NA())","v":"SARW"},{"$f":"IF($E364=DataInput!$B363,DataInput!D363,NA())","v":"Ardrossan West"},{"$f":"IF($E364=DataInput!$B363,DataInput!E363,NA())","v":"SAPN"},{"$f":"IF($E364=DataInput!$B363,DataInput!F363,NA())","v":"Winter"},{"$f":"IF($E364=DataInput!$B363,DataInput!G363,NA())","v":"Non-Coincident"},{"$f":"IF($E364=DataInput!$B363,DataInput!H363,NA())","v":2018},{"$f":"IF($E364=DataInput!$B363,DataInput!I363,NA())","v":"POE50"},{"$f":"IF($E364=DataInput!$B363,DataInput!J363,NA())","v":5.8788487400956004},{"$f":"IF($E364=DataInput!$B363,DataInput!K363,NA())","v":0.88070829375968396},null,null,"SA Ardrossan West",null,null,null,null,false,null,null,{"$error":"#N/A"},{"$error":"#N/A"},{"$error":"#N/A"},{"$error":"#N/A"},{"$error":"#N/A"},{"$error":"#N/A"},{"$error":"#N/A"},{"$error":"#N/A"},{"$error":"#N/A"},{"$error":"#N/A"}]
[null,{"$f":"IF(DataInput!B364=$B$8,IF($B$9=$B$10,TRUE,IF(DataInput!E364=$B$9,TRUE,FALSE)))","v":true},null,null,{"$f":"IF(B365=TRUE,DataInput!B364,NA())","v":"SA"},{"$f":"IF($E365=DataInput!$B364,DataInput!C364,NA())","v":"SARW"},{"$f":"IF($E365=DataInput!$B364,DataInput!D364,NA())","v":"Ardrossan West"},{"$f":"IF($E365=DataInput!$B364,DataInput!E364,NA())","v":"SAPN"},{"$f":"IF($E365=DataInput!$B364,DataInput!F364,NA())","v":"Winter"},{"$f":"IF($E365=DataInput!$B364,DataInput!G364,NA())","v":"Non-Coincident"},{"$f":"IF($E365=DataInput!$B364,DataInput!H364,NA())","v":2019},{"$f":"IF($E365=DataInput!$B364,DataInput!I364,NA())","v":"POE50"},{"$f":"IF($E365=DataInput!$B364,DataInput!J364,NA())","v":5.83532972531001},{"$f":"IF($E365=DataInput!$B364,DataInput!K364,NA())","v":0.88413315660435599},null,null,"SA Ardrossan West",null,null,null,null,false,null,null,{"$error":"#N/A"},{"$error":"#N/A"},{"$error":"#N/A"},{"$error":"#N/A"},{"$error":"#N/A"},{"$error":"#N/A"},{"$error":"#N/A"},{"$error":"#N/A"},{"$error":"#N/A"},{"$error":"#N/A"}]
[null,{"$f":"IF(DataInput!B365=$B$8,IF($B$9=$B$10,TRUE,IF(DataInput!E365=$B$9,TRUE,FALSE)))","v":true},null,null,{"$f":"IF(B366=TRUE,DataInput!B365,NA())","v":"SA"},{"$f":"IF($E366=DataInput!$B365,DataInput!C365,NA())","v":"SARW"},{"$f":"IF($E366=DataInput!$B365,DataInput!D365,NA())","v":"Ardrossan West"},{"$f":"IF($E366=DataInput!$B365,DataInput!E365,NA())","v":"SAPN"},{"$f":"IF($E366=DataInput!$B365,DataInput!F365,NA())","v":"Winter"},{"$f":"IF($E366=DataInput!$B365,DataInput!G365,NA())","v":"Non-Coincident"},{"$f":"IF($E366=DataInput!$B365,DataInput!H365,NA())","v":2020},{"$f":"IF($E366=DataInput!$B365,DataInput!I365,NA())","v":"POE50"},{"$f":"IF($E366=DataInput!$B365,DataInput!J365,NA())","v":5.77367616314275},{"$f":"IF($E366=DataInput!$B365,DataInput!K365,NA())","v":0.88268120254740301},null,null,"SA Ardrossan West",null,null,null,null,false,null,null,{"$error":"#N/A"},{"$error":"#N/A"},{"$error":"#N/A"},{"$error":"#N/A"},{"$error":"#N/A"},{"$error":"#N/A"},{"$error":"#N/A"},{"$error":"#N/A"},{"$error":"#N/A"},{"$error":"#N/A"}]
[null,{"$f":"IF(DataInput!B366=$B$8,IF($B$9=$B$10,TRUE,IF(DataInput!E366=$B$9,TRUE,FALSE)))","v":true},null,null,{"$f":"IF(B367=TRUE,DataInput!B366,NA())","v":"SA"},{"$f":"IF($E367=DataInput!$B366,DataInput!C366,NA())","v":"SARW"},{"$f":"IF($E367=DataInput!$B366,DataInput!D366,NA())","v":"Ardrossan West"},{"$f":"IF($E367=DataInput!$B366,DataInput!E366,NA())","v":"SAPN"},{"$f":"IF($E367=DataInput!$B366,DataInput!F366,NA())","v":"Winter"},{"$f":"IF($E367=DataInput!$B366,DataInput!G366,NA())","v":"Non-Coincident"},{"$f":"IF($E367=DataInput!$B366,DataInput!H366,NA())","v":2021},{"$f":"IF($E367=DataInput!$B366,DataInput!I366,NA())","v":"POE50"},{"$f":"IF($E367=DataInput!$B366,DataInput!J366,NA())","v":5.68802464600153},{"$f":"IF($E367=DataInput!$B366,DataInput!K366,NA())","v":0.88273176454353097},null,null,"SA Ardrossan West",null,null,null,null,false,null,null,{"$error":"#N/A"},{"$error":"#N/A"},{"$error":"#N/A"},{"$error":"#N/A"},{"$error":"#N/A"},{"$error":"#N/A"},{"$error":"#N/A"},{"$error":"#N/A"},{"$error":"#N/A"},{"$error":"#N/A"}]
[null,{"$f":"IF(DataInput!B367=$B$8,IF($B$9=$B$10,TRUE,IF(DataInput!E367=$B$9,TRUE,FALSE)))","v":true},null,null,{"$f":"IF(B368=TRUE,DataInput!B367,NA())","v":"SA"},{"$f":"IF($E368=DataInput!$B367,DataInput!C367,NA())","v":"SARW"},{"$f":"IF($E368=DataInput!$B367,DataInput!D367,NA())","v":"Ardrossan West"},{"$f":"IF($E368=DataInput!$B367,DataInput!E367,NA())","v":"SAPN"},{"$f":"IF($E368=DataInput!$B367,DataInput!F367,NA())","v":"Winter"},{"$f":"IF($E368=DataInput!$B367,DataInput!G367,NA())","v":"Non-Coincident"},{"$f":"IF($E368=DataInput!$B367,DataInput!H367,NA())","v":2022},{"$f":"IF($E368=DataInput!$B367,DataInput!I367,NA())","v":"POE50"},{"$f":"IF($E368=DataInput!$B367,DataInput!J367,NA())","v":5.59563226147315},{"$f":"IF($E368=DataInput!$B367,DataInput!K367,NA())","v":0.88278419309066603},null,null,"SA Ardrossan West",null,null,null,null,false,null,null,{"$error":"#N/A"},{"$error":"#N/A"},{"$error":"#N/A"},{"$error":"#N/A"},{"$error":"#N/A"},{"$error":"#N/A"},{"$error":"#N/A"},{"$error":"#N/A"},{"$error":"#N/A"},{"$error":"#N/A"}]
[null,{"$f":"IF(DataInput!B368=$B$8,IF($B$9=$B$10,TRUE,IF(DataInput!E368=$B$9,TRUE,FALSE)))","v":true},null,null,{"$f":"IF(B369=TRUE,DataInput!B368,NA())","v":"SA"},{"$f":"IF($E369=DataInput!$B368,DataInput!C368,NA())","v":"SARW"},{"$f":"IF($E369=DataInput!$B368,DataInput!D368,NA())","v":"Ardrossan West"},{"$f":"IF($E369=DataInput!$B368,DataInput!E368,NA())","v":"SAPN"},{"$f":"IF($E369=DataInput!$B368,DataInput!F368,NA())","v":"Winter"},{"$f":"IF($E369=DataInput!$B368,DataInput!G368,NA())","v":"Non-Coincident"},{"$f":"IF($E369=DataInput!$B368,DataInput!H368,NA())","v":2023},{"$f":"IF($E369=DataInput!$B368,DataInput!I368,NA())","v":"POE50"},{"$f":"IF($E369=DataInput!$B368,DataInput!J368,NA())","v":5.4969915999868801},{"$f":"IF($E369=DataInput!$B368,DataInput!K368,NA())","v":0.88283835836987501},null,null,"SA Ardrossan West",null,null,null,null,false,null,null,{"$error":"#N/A"},{"$error":"#N/A"},{"$error":"#N/A"},{"$error":"#N/A"},{"$error":"#N/A"},{"$error":"#N/A"},{"$error":"#N/A"},{"$error":"#N/A"},{"$error":"#N/A"},{"$error":"#N/A"}]
[null,{"$f":"IF(DataInput!B369=$B$8,IF($B$9=$B$10,TRUE,IF(DataInput!E369=$B$9,TRUE,FALSE)))","v":true},null,null,{"$f":"IF(B370=TRUE,DataInput!B369,NA())","v":"SA"},{"$f":"IF($E370=DataInput!$B369,DataInput!C369,NA())","v":"SARW"},{"$f":"IF($E370=DataInput!$B369,DataInput!D369,NA())","v":"Ardrossan West"},{"$f":"IF($E370=DataInput!$B369,DataInput!E369,NA())","v":"SAPN"},{"$f":"IF($E370=DataInput!$B369,DataInput!F369,NA())","v":"Winter"},{"$f":"IF($E370=DataInput!$B369,DataInput!G369,NA())","v":"Non-Coincident"},{"$f":"IF($E370=DataInput!$B369,DataInput!H369,NA())","v":2024},{"$f":"IF($E370=DataInput!$B369,DataInput!I369,NA())","v":"POE50"},{"$f":"IF($E370=DataInput!$B369,DataInput!J369,NA())","v":5.4032089831007299},{"$f":"IF($E370=DataInput!$B369,DataInput!K369,NA())","v":0.88289413702711805},null,null,"SA Ardrossan West",null,null,null,null,false,null,null,{"$error":"#N/A"},{"$error":"#N/A"},{"$error":"#N/A"},{"$error":"#N/A"},{"$error":"#N/A"},{"$error":"#N/A"},{"$error":"#N/A"},{"$error":"#N/A"},{"$error":"#N/A"},{"$error":"#N/A"}]
[null,{"$f":"IF(DataInput!B370=$B$8,IF($B$9=$B$10,TRUE,IF(DataInput!E370=$B$9,TRUE,FALSE)))","v":true},null,null,{"$f":"IF(B371=TRUE,DataInput!B370,NA())","v":"SA"},{"$f":"IF($E371=DataInput!$B370,DataInput!C370,NA())","v":"SARW"},{"$f":"IF($E371=DataInput!$B370,DataInput!D370,NA())","v":"Ardrossan West"},{"$f":"IF($E371=DataInput!$B370,DataInput!E370,NA())","v":"SAPN"},{"$f":"IF($E371=DataInput!$B370,DataInput!F370,NA())","v":"Winter"},{"$f":"IF($E371=DataInput!$B370,DataInput!G370,NA())","v":"Non-Coincident"},{"$f":"IF($E371=DataInput!$B370,DataInput!H370,NA())","v":2025},{"$f":"IF($E371=DataInput!$B370,DataInput!I370,NA())","v":"POE50"},{"$f":"IF($E371=DataInput!$B370,DataInput!J370,NA())","v":5.3017890942139401},{"$f":"IF($E371=DataInput!$B370,DataInput!K370,NA())","v":0.88295141687896095},null,null,"SA Ardrossan West",null,null,null,null,false,null,null,{"$error":"#N/A"},{"$f":"IF($V371=TRUE,F371,NA())","v":{"$error":"#N/A"}},{"$f":"IF($V371=TRUE,G371,NA())","v":{"$error":"#N/A"}},{"$f":"IF($V371=TRUE,H371,NA())","v":{"$error":"#N/A"}},{"$f":"IF($V371=TRUE,I371,NA())","v":{"$error":"#N/A"}},{"$f":"IF($V371=TRUE,J371,NA())","v":{"$error":"#N/A"}},{"$f":"IF($V371=TRUE,K371,NA())","v":{"$error":"#N/A"}},{"$f":"IF($V371=TRUE,L371,NA())","v":{"$error":"#N/A"}},{"$f":"IF($V371=TRUE,M371,NA())","v":{"$error":"#N/A"}},{"$f":"IF($V371=TRUE,N371,NA())","v":{"$error":"#N/A"}}]
[null,{"$f":"IF(DataInput!B371=$B$8,IF($B$9=$B$10,TRUE,IF(DataInput!E371=$B$9,TRUE,FALSE)))","v":true},null,null,{"$f":"IF(B372=TRUE,DataInput!B371,NA())","v":"SA"},{"$f":"IF($E372=DataInput!$B371,DataInput!C371,NA())","v":"SBAC"},{"$f":"IF($E372=DataInput!$B371,DataInput!D371,NA())","v":"Back Callington"},{"$f":"IF($E372=DataInput!$B371,DataInput!E371,NA())","v":"ENet"},{"$f":"IF($E372=DataInput!$B371,DataInput!F371,NA())","v":"Summer"},{"$f":"IF($E372=DataInput!$B371,DataInput!G371,NA())","v":"Non-Coincident"},{"$f":"IF($E372=DataInput!$B371,DataInput!H371,NA())","v":2017},{"$f":"IF($E372=DataInput!$B371,DataInput!I371,NA())","v":"POE10"},{"$f":"IF($E372=DataInput!$B371,DataInput!J371,NA())","v":"NA"},{"$f":"IF($E372=DataInput!$B371,DataInput!K371,NA())","v":"NA"},null,null,"SA Back Callington",null,null,null,null,false,null,null,{"$error":"#N/A"},{"$error":"#N/A"},{"$error":"#N/A"},{"$error":"#N/A"},{"$error":"#N/A"},{"$error":"#N/A"},{"$error":"#N/A"},{"$error":"#N/A"},{"$error":"#N/A"},{"$error":"#N/A"}]
[null,{"$f":"IF(DataInput!B372=$B$8,IF($B$9=$B$10,TRUE,IF(DataInput!E372=$B$9,TRUE,FALSE)))","v":true},null,null,{"$f":"IF(B373=TRUE,DataInput!B372,NA())","v":"SA"},{"$f":"IF($E373=DataInput!$B372,DataInput!C372,NA())","v":"SBAC"},{"$f":"IF($E373=DataInput!$B372,DataInput!D372,NA())","v":"Back Callington"},{"$f":"IF($E373=DataInput!$B372,DataInput!E372,NA())","v":"ENet"},{"$f":"IF($E373=DataInput!$B372,DataInput!F372,NA())","v":"Summer"},{"$f":"IF($E373=DataInput!$B372,DataInput!G372,NA())","v":"Non-Coincident"},{"$f":"IF($E373=DataInput!$B372,DataInput!H372,NA())","v":2018},{"$f":"IF($E373=DataInput!$B372,DataInput!I372,NA())","v":"POE10"},{"$f":"IF($E373=DataInput!$B372,DataInput!J372,NA())","v":"NA"},{"$f":"IF($E373=DataInput!$B372,DataInput!K372,NA())","v":"NA"},null,null,"SA Back Callington",null,null,null,null,false,null,null,{"$error":"#N/A"},{"$error":"#N/A"},{"$error":"#N/A"},{"$error":"#N/A"},{"$error":"#N/A"},{"$error":"#N/A"},{"$error":"#N/A"},{"$error":"#N/A"},{"$error":"#N/A"},{"$error":"#N/A"}]
[null,{"$f":"IF(DataInput!B373=$B$8,IF($B$9=$B$10,TRUE,IF(DataInput!E373=$B$9,TRUE,FALSE)))","v":true},null,null,{"$f":"IF(B374=TRUE,DataInput!B373,NA())","v":"SA"},{"$f":"IF($E374=DataInput!$B373,DataInput!C373,NA())","v":"SBAC"},{"$f":"IF($E374=DataInput!$B373,DataInput!D373,NA())","v":"Back Callington"},{"$f":"IF($E374=DataInput!$B373,DataInput!E373,NA())","v":"ENet"},{"$f":"IF($E374=DataInput!$B373,DataInput!F373,NA())","v":"Summer"},{"$f":"IF($E374=DataInput!$B373,DataInput!G373,NA())","v":"Non-Coincident"},{"$f":"IF($E374=DataInput!$B373,DataInput!H373,NA())","v":2019},{"$f":"IF($E374=DataInput!$B373,DataInput!I373,NA())","v":"POE10"},{"$f":"IF($E374=DataInput!$B373,DataInput!J373,NA())","v":"NA"},{"$f":"IF($E374=DataInput!$B373,DataInput!K373,NA())","v":"NA"},null,null,"SA Back Callington",null,null,null,null,false,null,null,{"$error":"#N/A"},{"$error":"#N/A"},{"$error":"#N/A"},{"$error":"#N/A"},{"$error":"#N/A"},{"$error":"#N/A"},{"$error":"#N/A"},{"$error":"#N/A"},{"$error":"#N/A"},{"$error":"#N/A"}]
[null,{"$f":"IF(DataInput!B374=$B$8,IF($B$9=$B$10,TRUE,IF(DataInput!E374=$B$9,TRUE,FALSE)))","v":true},null,null,{"$f":"IF(B375=TRUE,DataInput!B374,NA())","v":"SA"},{"$f":"IF($E375=DataInput!$B374,DataInput!C374,NA())","v":"SBAC"},{"$f":"IF($E375=DataInput!$B374,DataInput!D374,NA())","v":"Back Callington"},{"$f":"IF($E375=DataInput!$B374,DataInput!E374,NA())","v":"ENet"},{"$f":"IF($E375=DataInput!$B374,DataInput!F374,NA())","v":"Summer"},{"$f":"IF($E375=DataInput!$B374,DataInput!G374,NA())","v":"Non-Coincident"},{"$f":"IF($E375=DataInput!$B374,DataInput!H374,NA())","v":2020},{"$f":"IF($E375=DataInput!$B374,DataInput!I374,NA())","v":"POE10"},{"$f":"IF($E375=DataInput!$B374,DataInput!J374,NA())","v":"NA"},{"$f":"IF($E375=DataInput!$B374,DataInput!K374,NA())","v":"NA"},null,null,"SA Back Callington",null,null,null,null,false,null,null,{"$error":"#N/A"},{"$error":"#N/A"},{"$error":"#N/A"},{"$error":"#N/A"},{"$error":"#N/A"},{"$error":"#N/A"},{"$error":"#N/A"},{"$error":"#N/A"},{"$error":"#N/A"},{"$error":"#N/A"}]
[null,{"$f":"IF(DataInput!B375=$B$8,IF($B$9=$B$10,TRUE,IF(DataInput!E375=$B$9,TRUE,FALSE)))","v":true},null,null,{"$f":"IF(B376=TRUE,DataInput!B375,NA())","v":"SA"},{"$f":"IF($E376=DataInput!$B375,DataInput!C375,NA())","v":"SBAC"},{"$f":"IF($E376=DataInput!$B375,DataInput!D375,NA())","v":"Back Callington"},{"$f":"IF($E376=DataInput!$B375,DataInput!E375,NA())","v":"ENet"},{"$f":"IF($E376=DataInput!$B375,DataInput!F375,NA())","v":"Summer"},{"$f":"IF($E376=DataInput!$B375,DataInput!G375,NA())","v":"Non-Coincident"},{"$f":"IF($E376=DataInput!$B375,DataInput!H375,NA())","v":2021},{"$f":"IF($E376=DataInput!$B375,DataInput!I375,NA())","v":"POE10"},{"$f":"IF($E376=DataInput!$B375,DataInput!J375,NA())","v":"NA"},{"$f":"IF($E376=DataInput!$B375,DataInput!K375,NA())","v":"NA"},null,null,"SA Back Callington",null,null,null,null,false,null,null,{"$error":"#N/A"},{"$error":"#N/A"},{"$error":"#N/A"},{"$error":"#N/A"},{"$error":"#N/A"},{"$error":"#N/A"},{"$error":"#N/A"},{"$error":"#N/A"},{"$error":"#N/A"},{"$error":"#N/A"}]
[null,{"$f":"IF(DataInput!B376=$B$8,IF($B$9=$B$10,TRUE,IF(DataInput!E376=$B$9,TRUE,FALSE)))","v":true},null,null,{"$f":"IF(B377=TRUE,DataInput!B376,NA())","v":"SA"},{"$f":"IF($E377=DataInput!$B376,DataInput!C376,NA())","v":"SBAC"},{"$f":"IF($E377=DataInput!$B376,DataInput!D376,NA())","v":"Back Callington"},{"$f":"IF($E377=DataInput!$B376,DataInput!E376,NA())","v":"ENet"},{"$f":"IF($E377=DataInput!$B376,DataInput!F376,NA())","v":"Summer"},{"$f":"IF($E377=DataInput!$B376,DataInput!G376,NA())","v":"Non-Coincident"},{"$f":"IF($E377=DataInput!$B376,DataInput!H376,NA())","v":2022},{"$f":"IF($E377=DataInput!$B376,DataInput!I376,NA())","v":"POE10"},{"$f":"IF($E377=DataInput!$B376,DataInput!J376,NA())","v":"NA"},{"$f":"IF($E377=DataInput!$B376,DataInput!K376,NA())","v":"NA"},null,null,"SA Back Callington",null,null,null,null,false,null,null,{"$error":"#N/A"},{"$error":"#N/A"},{"$error":"#N/A"},{"$error":"#N/A"},{"$error":"#N/A"},{"$error":"#N/A"},{"$error":"#N/A"},{"$error":"#N/A"},{"$error":"#N/A"},{"$error":"#N/A"}]
[null,{"$f":"IF(DataInput!B377=$B$8,IF($B$9=$B$10,TRUE,IF(DataInput!E377=$B$9,TRUE,FALSE)))","v":true},null,null,{"$f":"IF(B378=TRUE,DataInput!B377,NA())","v":"SA"},{"$f":"IF($E378=DataInput!$B377,DataInput!C377,NA())","v":"SBAC"},{"$f":"IF($E378=DataInput!$B377,DataInput!D377,NA())","v":"Back Callington"},{"$f":"IF($E378=DataInput!$B377,DataInput!E377,NA())","v":"ENet"},{"$f":"IF($E378=DataInput!$B377,DataInput!F377,NA())","v":"Summer"},{"$f":"IF($E378=DataInput!$B377,DataInput!G377,NA())","v":"Non-Coincident"},{"$f":"IF($E378=DataInput!$B377,DataInput!H377,NA())","v":2023},{"$f":"IF($E378=DataInput!$B377,DataInput!I377,NA())","v":"POE10"},{"$f":"IF($E378=DataInput!$B377,DataInput!J377,NA())","v":"NA"},{"$f":"IF($E378=DataInput!$B377,DataInput!K377,NA())","v":"NA"},null,null,"SA Back Callington",null,null,null,null,false,null,null,{"$error":"#N/A"},{"$error":"#N/A"},{"$error":"#N/A"},{"$error":"#N/A"},{"$error":"#N/A"},{"$error":"#N/A"},{"$error":"#N/A"},{"$error":"#N/A"},{"$error":"#N/A"},{"$error":"#N/A"}]
[null,{"$f":"IF(DataInput!B378=$B$8,IF($B$9=$B$10,TRUE,IF(DataInput!E378=$B$9,TRUE,FALSE)))","v":true},null,null,{"$f":"IF(B379=TRUE,DataInput!B378,NA())","v":"SA"},{"$f":"IF($E379=DataInput!$B378,DataInput!C378,NA())","v":"SBAC"},{"$f":"IF($E379=DataInput!$B378,DataInput!D378,NA())","v":"Back Callington"},{"$f":"IF($E379=DataInput!$B378,DataInput!E378,NA())","v":"ENet"},{"$f":"IF($E379=DataInput!$B378,DataInput!F378,NA())","v":"Summer"},{"$f":"IF($E379=DataInput!$B378,DataInput!G378,NA())","v":"Non-Coincident"},{"$f":"IF($E379=DataInput!$B378,DataInput!H378,NA())","v":2024},{"$f":"IF($E379=DataInput!$B378,DataInput!I378,NA())","v":"POE10"},{"$f":"IF($E379=DataInput!$B378,DataInput!J378,NA())","v":"NA"},{"$f":"IF($E379=DataInput!$B378,DataInput!K378,NA())","v":"NA"},null,null,"SA Back Callington",null,null,null,null,false,null,null,{"$error":"#N/A"},{"$error":"#N/A"},{"$error":"#N/A"},{"$error":"#N/A"},{"$error":"#N/A"},{"$error":"#N/A"},{"$error":"#N/A"},{"$error":"#N/A"},{"$error":"#N/A"},{"$error":"#N/A"}]
[null,{"$f":"IF(DataInput!B379=$B$8,IF($B$9=$B$10,TRUE,IF(DataInput!E379=$B$9,TRUE,FALSE)))","v":true},null,null,{"$f":"IF(B380=TRUE,DataInput!B379,NA())","v":"SA"},{"$f":"IF($E380=DataInput!$B379,DataInput!C379,NA())","v":"SBAC"},{"$f":"IF($E380=DataInput!$B379,DataInput!D379,NA())","v":"Back Callington"},{"$f":"IF($E380=DataInput!$B379,DataInput!E379,NA())","v":"ENet"},{"$f":"IF($E380=DataInput!$B379,DataInput!F379,NA())","v":"Summer"},{"$f":"IF($E380=DataInput!$B379,DataInput!G379,NA())","v":"Non-Coincident"},{"$f":"IF($E380=DataInput!$B379,DataInput!H379,NA())","v":2025},{"$f":"IF($E380=DataInput!$B379,DataInput!I379,NA())","v":"POE10"},{"$f":"IF($E380=DataInput!$B379,DataInput!J379,NA())","v":"NA"},{"$f":"IF($E380=DataInput!$B379,DataInput!K379,NA())","v":"NA"},null,null,"SA Back Callington",null,null,null,null,false,null,null,{"$error":"#N/A"},{"$error":"#N/A"},{"$error":"#N/A"},{"$error":"#N/A"},{"$error":"#N/A"},{"$error":"#N/A"},{"$error":"#N/A"},{"$error":"#N/A"},{"$error":"#N/A"},{"$error":"#N/A"}]
[null,{"$f":"IF(DataInput!B380=$B$8,IF($B$9=$B$10,TRUE,IF(DataInput!E380=$B$9,TRUE,FALSE)))","v":true},null,null,{"$f":"IF(B381=TRUE,DataInput!B380,NA())","v":"SA"},{"$f":"IF($E381=DataInput!$B380,DataInput!C380,NA())","v":"SBAC"},{"$f":"IF($E381=DataInput!$B380,DataInput!D380,NA())","v":"Back Callington"},{"$f":"IF($E381=DataInput!$B380,DataInput!E380,NA())","v":"ENet"},{"$f":"IF($E381=DataInput!$B380,DataInput!F380,NA())","v":"Summer"},{"$f":"IF($E381=DataInput!$B380,DataInput!G380,NA())","v":"Non-Coincident"},{"$f":"IF($E381=DataInput!$B380,DataInput!H380,NA())","v":2026},{"$f":"IF($E381=DataInput!$B380,DataInput!I380,NA())","v":"POE10"},{"$f":"IF($E381=DataInput!$B380,DataInput!J380,NA())","v":"NA"},{"$f":"IF($E381=DataInput!$B380,DataInput!K380,NA())","v":"NA"},null,null,"SA Back Callington",null,null,null,null,false,null,null,{"$error":"#N/A"},{"$error":"#N/A"},{"$error":"#N/A"},{"$error":"#N/A"},{"$error":"#N/A"},{"$error":"#N/A"},{"$error":"#N/A"},{"$error":"#N/A"},{"$error":"#N/A"},{"$error":"#N/A"}]
[null,{"$f":"IF(DataInput!B381=$B$8,IF($B$9=$B$10,TRUE,IF(DataInput!E381=$B$9,TRUE,FALSE)))","v":true},null,null,{"$f":"IF(B382=TRUE,DataInput!B381,NA())","v":"SA"},{"$f":"IF($E382=DataInput!$B381,DataInput!C381,NA())","v":"SBAC"},{"$f":"IF($E382=DataInput!$B381,DataInput!D381,NA())","v":"Back Callington"},{"$f":"IF($E382=DataInput!$B381,DataInput!E381,NA())","v":"ENet"},{"$f":"IF($E382=DataInput!$B381,DataInput!F381,NA())","v":"Summer"},{"$f":"IF($E382=DataInput!$B381,DataInput!G381,NA())","v":"Non-Coincident"},{"$f":"IF($E382=DataInput!$B381,DataInput!H381,NA())","v":2017},{"$f":"IF($E382=DataInput!$B381,DataInput!I381,NA())","v":"POE50"},{"$f":"IF($E382=DataInput!$B381,DataInput!J381,NA())","v":"NA"},{"$f":"IF($E382=DataInput!$B381,DataInput!K381,NA())","v":"NA"},null,null,"SA Back Callington",null,null,null,null,false,null,null,{"$error":"#N/A"},{"$error":"#N/A"},{"$error":"#N/A"},{"$error":"#N/A"},{"$error":"#N/A"},{"$error":"#N/A"},{"$error":"#N/A"},{"$error":"#N/A"},{"$error":"#N/A"},{"$error":"#N/A"}]
[null,{"$f":"IF(DataInput!B382=$B$8,IF($B$9=$B$10,TRUE,IF(DataInput!E382=$B$9,TRUE,FALSE)))","v":true},null,null,{"$f":"IF(B383=TRUE,DataInput!B382,NA())","v":"SA"},{"$f":"IF($E383=DataInput!$B382,DataInput!C382,NA())","v":"SBAC"},{"$f":"IF($E383=DataInput!$B382,DataInput!D382,NA())","v":"Back Callington"},{"$f":"IF($E383=DataInput!$B382,DataInput!E382,NA())","v":"ENet"},{"$f":"IF($E383=DataInput!$B382,DataInput!F382,NA())","v":"Summer"},{"$f":"IF($E383=DataInput!$B382,DataInput!G382,NA())","v":"Non-Coincident"},{"$f":"IF($E383=DataInput!$B382,DataInput!H382,NA())","v":2018},{"$f":"IF($E383=DataInput!$B382,DataInput!I382,NA())","v":"POE50"},{"$f":"IF($E383=DataInput!$B382,DataInput!J382,NA())","v":"NA"},{"$f":"IF($E383=DataInput!$B382,DataInput!K382,NA())","v":"NA"},null,null,"SA Back Callington",null,null,null,null,false,null,null,{"$error":"#N/A"},{"$error":"#N/A"},{"$error":"#N/A"},{"$error":"#N/A"},{"$error":"#N/A"},{"$error":"#N/A"},{"$error":"#N/A"},{"$error":"#N/A"},{"$error":"#N/A"},{"$error":"#N/A"}]
[null,{"$f":"IF(DataInput!B383=$B$8,IF($B$9=$B$10,TRUE,IF(DataInput!E383=$B$9,TRUE,FALSE)))","v":true},null,null,{"$f":"IF(B384=TRUE,DataInput!B383,NA())","v":"SA"},{"$f":"IF($E384=DataInput!$B383,DataInput!C383,NA())","v":"SBAC"},{"$f":"IF($E384=DataInput!$B383,DataInput!D383,NA())","v":"Back Callington"},{"$f":"IF($E384=DataInput!$B383,DataInput!E383,NA())","v":"ENet"},{"$f":"IF($E384=DataInput!$B383,DataInput!F383,NA())","v":"Summer"},{"$f":"IF($E384=DataInput!$B383,DataInput!G383,NA())","v":"Non-Coincident"},{"$f":"IF($E384=DataInput!$B383,DataInput!H383,NA())","v":2019},{"$f":"IF($E384=DataInput!$B383,DataInput!I383,NA())","v":"POE50"},{"$f":"IF($E384=DataInput!$B383,DataInput!J383,NA())","v":"NA"},{"$f":"IF($E384=DataInput!$B383,DataInput!K383,NA())","v":"NA"},null,null,"SA Back Callington",null,null,null,null,false,null,null,{"$error":"#N/A"},{"$error":"#N/A"},{"$error":"#N/A"},{"$error":"#N/A"},{"$error":"#N/A"},{"$error":"#N/A"},{"$error":"#N/A"},{"$error":"#N/A"},{"$error":"#N/A"},{"$error":"#N/A"}]
[null,{"$f":"IF(DataInput!B384=$B$8,IF($B$9=$B$10,TRUE,IF(DataInput!E384=$B$9,TRUE,FALSE)))","v":true},null,null,{"$f":"IF(B385=TRUE,DataInput!B384,NA())","v":"SA"},{"$f":"IF($E385=DataInput!$B384,DataInput!C384,NA())","v":"SBAC"},{"$f":"IF($E385=DataInput!$B384,DataInput!D384,NA())","v":"Back Callington"},{"$f":"IF($E385=DataInput!$B384,DataInput!E384,NA())","v":"ENet"},{"$f":"IF($E385=DataInput!$B384,DataInput!F384,NA())","v":"Summer"},{"$f":"IF($E385=DataInput!$B384,DataInput!G384,NA())","v":"Non-Coincident"},{"$f":"IF($E385=DataInput!$B384,DataInput!H384,NA())","v":2020},{"$f":"IF($E385=DataInput!$B384,DataInput!I384,NA())","v":"POE50"},{"$f":"IF($E385=DataInput!$B384,DataInput!J384,NA())","v":"NA"},{"$f":"IF($E385=DataInput!$B384,DataInput!K384,NA())","v":"NA"},null,null,"SA Back Callington",null,null,null,null,false,null,null,{"$error":"#N/A"},{"$error":"#N/A"},{"$error":"#N/A"},{"$error":"#N/A"},{"$error":"#N/A"},{"$error":"#N/A"},{"$error":"#N/A"},{"$error":"#N/A"},{"$error":"#N/A"},{"$error":"#N/A"}]
[null,{"$f":"IF(DataInput!B385=$B$8,IF($B$9=$B$10,TRUE,IF(DataInput!E385=$B$9,TRUE,FALSE)))","v":true},null,null,{"$f":"IF(B386=TRUE,DataInput!B385,NA())","v":"SA"},{"$f":"IF($E386=DataInput!$B385,DataInput!C385,NA())","v":"SBAC"},{"$f":"IF($E386=DataInput!$B385,DataInput!D385,NA())","v":"Back Callington"},{"$f":"IF($E386=DataInput!$B385,DataInput!E385,NA())","v":"ENet"},{"$f":"IF($E386=DataInput!$B385,DataInput!F385,NA())","v":"Summer"},{"$f":"IF($E386=DataInput!$B385,DataInput!G385,NA())","v":"Non-Coincident"},{"$f":"IF($E386=DataInput!$B385,DataInput!H385,NA())","v":2021},{"$f":"IF($E386=DataInput!$B385,DataInput!I385,NA())","v":"POE50"},{"$f":"IF($E386=DataInput!$B385,DataInput!J385,NA())","v":"NA"},{"$f":"IF($E386=DataInput!$B385,DataInput!K385,NA())","v":"NA"},null,null,"SA Back Callington",null,null,null,null,false,null,null,{"$error":"#N/A"},{"$error":"#N/A"},{"$error":"#N/A"},{"$error":"#N/A"},{"$error":"#N/A"},{"$error":"#N/A"},{"$error":"#N/A"},{"$error":"#N/A"},{"$error":"#N/A"},{"$error":"#N/A"}]
[null,{"$f":"IF(DataInput!B386=$B$8,IF($B$9=$B$10,TRUE,IF(DataInput!E386=$B$9,TRUE,FALSE)))","v":true},null,null,{"$f":"IF(B387=TRUE,DataInput!B386,NA())","v":"SA"},{"$f":"IF($E387=DataInput!$B386,DataInput!C386,NA())","v":"SBAC"},{"$f":"IF($E387=DataInput!$B386,DataInput!D386,NA())","v":"Back Callington"},{"$f":"IF($E387=DataInput!$B386,DataInput!E386,NA())","v":"ENet"},{"$f":"IF($E387=DataInput!$B386,DataInput!F386,NA())","v":"Summer"},{"$f":"IF($E387=DataInput!$B386,DataInput!G386,NA())","v":"Non-Coincident"},{"$f":"IF($E387=DataInput!$B386,DataInput!H386,NA())","v":2022},{"$f":"IF($E387=DataInput!$B386,DataInput!I386,NA())","v":"POE50"},{"$f":"IF($E387=DataInput!$B386,DataInput!J386,NA())","v":"NA"},{"$f":"IF($E387=DataInput!$B386,DataInput!K386,NA())","v":"NA"},null,null,"SA Back Callington",null,null,null,null,false,null,null,{"$error":"#N/A"},{"$error":"#N/A"},{"$error":"#N/A"},{"$error":"#N/A"},{"$error":"#N/A"},{"$error":"#N/A"},{"$error":"#N/A"},{"$error":"#N/A"},{"$error":"#N/A"},{"$error":"#N/A"}]
[null,{"$f":"IF(DataInput!B387=$B$8,IF($B$9=$B$10,TRUE,IF(DataInput!E387=$B$9,TRUE,FALSE)))","v":true},null,null,{"$f":"IF(B388=TRUE,DataInput!B387,NA())","v":"SA"},{"$f":"IF($E388=DataInput!$B387,DataInput!C387,NA())","v":"SBAC"},{"$f":"IF($E388=DataInput!$B387,DataInput!D387,NA())","v":"Back Callington"},{"$f":"IF($E388=DataInput!$B387,DataInput!E387,NA())","v":"ENet"},{"$f":"IF($E388=DataInput!$B387,DataInput!F387,NA())","v":"Summer"},{"$f":"IF($E388=DataInput!$B387,DataInput!G387,NA())","v":"Non-Coincident"},{"$f":"IF($E388=DataInput!$B387,DataInput!H387,NA())","v":2023},{"$f":"IF($E388=DataInput!$B387,DataInput!I387,NA())","v":"POE50"},{"$f":"IF($E388=DataInput!$B387,DataInput!J387,NA())","v":"NA"},{"$f":"IF($E388=DataInput!$B387,DataInput!K387,NA())","v":"NA"},null,null,"SA Back Callington",null,null,null,null,false,null,null,{"$error":"#N/A"},{"$error":"#N/A"},{"$error":"#N/A"},{"$error":"#N/A"},{"$error":"#N/A"},{"$error":"#N/A"},{"$error":"#N/A"},{"$error":"#N/A"},{"$error":"#N/A"},{"$error":"#N/A"}]
[null,{"$f":"IF(DataInput!B388=$B$8,IF($B$9=$B$10,TRUE,IF(DataInput!E388=$B$9,TRUE,FALSE)))","v":true},null,null,{"$f":"IF(B389=TRUE,DataInput!B388,NA())","v":"SA"},{"$f":"IF($E389=DataInput!$B388,DataInput!C388,NA())","v":"SBAC"},{"$f":"IF($E389=DataInput!$B388,DataInput!D388,NA())","v":"Back Callington"},{"$f":"IF($E389=DataInput!$B388,DataInput!E388,NA())","v":"ENet"},{"$f":"IF($E389=DataInput!$B388,DataInput!F388,NA())","v":"Summer"},{"$f":"IF($E389=DataInput!$B388,DataInput!G388,NA())","v":"Non-Coincident"},{"$f":"IF($E389=DataInput!$B388,DataInput!H388,NA())","v":2024},{"$f":"IF($E389=DataInput!$B388,DataInput!I388,NA())","v":"POE50"},{"$f":"IF($E389=DataInput!$B388,DataInput!J388,NA())","v":"NA"},{"$f":"IF($E389=DataInput!$B388,DataInput!K388,NA())","v":"NA"},null,null,"SA Back Callington",null,null,null,null,false,null,null,{"$error":"#N/A"},{"$error":"#N/A"},{"$error":"#N/A"},{"$error":"#N/A"},{"$error":"#N/A"},{"$error":"#N/A"},{"$error":"#N/A"},{"$error":"#N/A"},{"$error":"#N/A"},{"$error":"#N/A"}]
[null,{"$f":"IF(DataInput!B389=$B$8,IF($B$9=$B$10,TRUE,IF(DataInput!E389=$B$9,TRUE,FALSE)))","v":true},null,null,{"$f":"IF(B390=TRUE,DataInput!B389,NA())","v":"SA"},{"$f":"IF($E390=DataInput!$B389,DataInput!C389,NA())","v":"SBAC"},{"$f":"IF($E390=DataInput!$B389,DataInput!D389,NA())","v":"Back Callington"},{"$f":"IF($E390=DataInput!$B389,DataInput!E389,NA())","v":"ENet"},{"$f":"IF($E390=DataInput!$B389,DataInput!F389,NA())","v":"Summer"},{"$f":"IF($E390=DataInput!$B389,DataInput!G389,NA())","v":"Non-Coincident"},{"$f":"IF($E390=DataInput!$B389,DataInput!H389,NA())","v":2025},{"$f":"IF($E390=DataInput!$B389,DataInput!I389,NA())","v":"POE50"},{"$f":"IF($E390=DataInput!$B389,DataInput!J389,NA())","v":"NA"},{"$f":"IF($E390=DataInput!$B389,DataInput!K389,NA())","v":"NA"},null,null,"SA Back Callington",null,null,null,null,false,null,null,{"$error":"#N/A"},{"$error":"#N/A"},{"$error":"#N/A"},{"$error":"#N/A"},{"$error":"#N/A"},{"$error":"#N/A"},{"$error":"#N/A"},{"$error":"#N/A"},{"$error":"#N/A"},{"$error":"#N/A"}]
[null,{"$f":"IF(DataInput!B390=$B$8,IF($B$9=$B$10,TRUE,IF(DataInput!E390=$B$9,TRUE,FALSE)))","v":true},null,null,{"$f":"IF(B391=TRUE,DataInput!B390,NA())","v":"SA"},{"$f":"IF($E391=DataInput!$B390,DataInput!C390,NA())","v":"SBAC"},{"$f":"IF($E391=DataInput!$B390,DataInput!D390,NA())","v":"Back Callington"},{"$f":"IF($E391=DataInput!$B390,DataInput!E390,NA())","v":"ENet"},{"$f":"IF($E391=DataInput!$B390,DataInput!F390,NA())","v":"Summer"},{"$f":"IF($E391=DataInput!$B390,DataInput!G390,NA())","v":"Non-Coincident"},{"$f":"IF($E391=DataInput!$B390,DataInput!H390,NA())","v":2026},{"$f":"IF($E391=DataInput!$B390,DataInput!I390,NA())","v":"POE50"},{"$f":"IF($E391=DataInput!$B390,DataInput!J390,NA())","v":"NA"},{"$f":"IF($E391=DataInput!$B390,DataInput!K390,NA())","v":"NA"},null,null,"SA Back Callington",null,null,null,null,false,null,null,{"$error":"#N/A"},{"$error":"#N/A"},{"$error":"#N/A"},{"$error":"#N/A"},{"$error":"#N/A"},{"$error":"#N/A"},{"$error":"#N/A"},{"$error":"#N/A"},{"$error":"#N/A"},{"$error":"#N/A"}]
[null,{"$f":"IF(DataInput!B391=$B$8,IF($B$9=$B$10,TRUE,IF(DataInput!E391=$B$9,TRUE,FALSE)))","v":true},null,null,{"$f":"IF(B392=TRUE,DataInput!B391,NA())","v":"SA"},{"$f":"IF($E392=DataInput!$B391,DataInput!C391,NA())","v":"SBAC"},{"$f":"IF($E392=DataInput!$B391,DataInput!D391,NA())","v":"Back Callington"},{"$f":"IF($E392=DataInput!$B391,DataInput!E391,NA())","v":"ENet"},{"$f":"IF($E392=DataInput!$B391,DataInput!F391,NA())","v":"Winter"},{"$f":"IF($E392=DataInput!$B391,DataInput!G391,NA())","v":"Non-Coincident"},{"$f":"IF($E392=DataInput!$B391,DataInput!H391,NA())","v":2016},{"$f":"IF($E392=DataInput!$B391,DataInput!I391,NA())","v":"POE10"},{"$f":"IF($E392=DataInput!$B391,DataInput!J391,NA())","v":"NA"},{"$f":"IF($E392=DataInput!$B391,DataInput!K391,NA())","v":"NA"},null,null,"SA Back Callington",null,null,null,null,false,null,null,{"$error":"#N/A"},{"$error":"#N/A"},{"$error":"#N/A"},{"$error":"#N/A"},{"$error":"#N/A"},{"$error":"#N/A"},{"$error":"#N/A"},{"$error":"#N/A"},{"$error":"#N/A"},{"$error":"#N/A"}]
[null,{"$f":"IF(DataInput!B392=$B$8,IF($B$9=$B$10,TRUE,IF(DataInput!E392=$B$9,TRUE,FALSE)))","v":true},null,null,{"$f":"IF(B393=TRUE,DataInput!B392,NA())","v":"SA"},{"$f":"IF($E393=DataInput!$B392,DataInput!C392,NA())","v":"SBAC"},{"$f":"IF($E393=DataInput!$B392,DataInput!D392,NA())","v":"Back Callington"},{"$f":"IF($E393=DataInput!$B392,DataInput!E392,NA())","v":"ENet"},{"$f":"IF($E393=DataInput!$B392,DataInput!F392,NA())","v":"Winter"},{"$f":"IF($E393=DataInput!$B392,DataInput!G392,NA())","v":"Non-Coincident"},{"$f":"IF($E393=DataInput!$B392,DataInput!H392,NA())","v":2017},{"$f":"IF($E393=DataInput!$B392,DataInput!I392,NA())","v":"POE10"},{"$f":"IF($E393=DataInput!$B392,DataInput!J392,NA())","v":"NA"},{"$f":"IF($E393=DataInput!$B392,DataInput!K392,NA())","v":"NA"},null,null,"SA Back Callington",null,null,null,null,false,null,null,{"$error":"#N/A"},{"$error":"#N/A"},{"$error":"#N/A"},{"$error":"#N/A"},{"$error":"#N/A"},{"$error":"#N/A"},{"$error":"#N/A"},{"$error":"#N/A"},{"$error":"#N/A"},{"$error":"#N/A"}]
[null,{"$f":"IF(DataInput!B393=$B$8,IF($B$9=$B$10,TRUE,IF(DataInput!E393=$B$9,TRUE,FALSE)))","v":true},null,null,{"$f":"IF(B394=TRUE,DataInput!B393,NA())","v":"SA"},{"$f":"IF($E394=DataInput!$B393,DataInput!C393,NA())","v":"SBAC"},{"$f":"IF($E394=DataInput!$B393,DataInput!D393,NA())","v":"Back Callington"},{"$f":"IF($E394=DataInput!$B393,DataInput!E393,NA())","v":"ENet"},{"$f":"IF($E394=DataInput!$B393,DataInput!F393,NA())","v":"Winter"},{"$f":"IF($E394=DataInput!$B393,DataInput!G393,NA())","v":"Non-Coincident"},{"$f":"IF($E394=DataInput!$B393,DataInput!H393,NA())","v":2018},{"$f":"IF($E394=DataInput!$B393,DataInput!I393,NA())","v":"POE10"},{"$f":"IF($E394=DataInput!$B393,DataInput!J393,NA())","v":"NA"},{"$f":"IF($E394=DataInput!$B393,DataInput!K393,NA())","v":"NA"},null,null,"SA Back Callington",null,null,null,null,false,null,null,{"$error":"#N/A"},{"$error":"#N/A"},{"$error":"#N/A"},{"$error":"#N/A"},{"$error":"#N/A"},{"$error":"#N/A"},{"$error":"#N/A"},{"$error":"#N/A"},{"$error":"#N/A"},{"$error":"#N/A"}]
[null,{"$f":"IF(DataInput!B394=$B$8,IF($B$9=$B$10,TRUE,IF(DataInput!E394=$B$9,TRUE,FALSE)))","v":true},null,null,{"$f":"IF(B395=TRUE,DataInput!B394,NA())","v":"SA"},{"$f":"IF($E395=DataInput!$B394,DataInput!C394,NA())","v":"SBAC"},{"$f":"IF($E395=DataInput!$B394,DataInput!D394,NA())","v":"Back Callington"},{"$f":"IF($E395=DataInput!$B394,DataInput!E394,NA())","v":"ENet"},{"$f":"IF($E395=DataInput!$B394,DataInput!F394,NA())","v":"Winter"},{"$f":"IF($E395=DataInput!$B394,DataInput!G394,NA())","v":"Non-Coincident"},{"$f":"IF($E395=DataInput!$B394,DataInput!H394,NA())","v":2019},{"$f":"IF($E395=DataInput!$B394,DataInput!I394,NA())","v":"POE10"},{"$f":"IF($E395=DataInput!$B394,DataInput!J394,NA())","v":"NA"},{"$f":"IF($E395=DataInput!$B394,DataInput!K394,NA())","v":"NA"},null,null,"SA Back Callington",null,null,null,null,false,null,null,{"$error":"#N/A"},{"$error":"#N/A"},{"$error":"#N/A"},{"$error":"#N/A"},{"$error":"#N/A"},{"$error":"#N/A"},{"$error":"#N/A"},{"$error":"#N/A"},{"$error":"#N/A"},{"$error":"#N/A"}]
[null,{"$f":"IF(DataInput!B395=$B$8,IF($B$9=$B$10,TRUE,IF(DataInput!E395=$B$9,TRUE,FALSE)))","v":true},null,null,{"$f":"IF(B396=TRUE,DataInput!B395,NA())","v":"SA"},{"$f":"IF($E396=DataInput!$B395,DataInput!C395,NA())","v":"SBAC"},{"$f":"IF($E396=DataInput!$B395,DataInput!D395,NA())","v":"Back Callington"},{"$f":"IF($E396=DataInput!$B395,DataInput!E395,NA())","v":"ENet"},{"$f":"IF($E396=DataInput!$B395,DataInput!F395,NA())","v":"Winter"},{"$f":"IF($E396=DataInput!$B395,DataInput!G395,NA())","v":"Non-Coincident"},{"$f":"IF($E396=DataInput!$B395,DataInput!H395,NA())","v":2020},{"$f":"IF($E396=DataInput!$B395,DataInput!I395,NA())","v":"POE10"},{"$f":"IF($E396=DataInput!$B395,DataInput!J395,NA())","v":"NA"},{"$f":"IF($E396=DataInput!$B395,DataInput!K395,NA())","v":"NA"},null,null,{"$f":"IF(OR(ISERROR(E396),ISERROR(G396)),\"  \",E396&\" \"&G396)","v":"SA Back Callington"},null,null,null,null,{"$f":"IF(ISERROR(G396),FALSE,IF($V$9=G396,TRUE,FALSE))","v":false},null,null,{"$f":"IF($V396=TRUE,E396,NA())","v":{"$error":"#N/A"}},{"$error":"#N/A"},{"$error":"#N/A"},{"$error":"#N/A"},{"$error":"#N/A"},{"$error":"#N/A"},{"$error":"#N/A"},{"$error":"#N/A"},{"$error":"#N/A"},{"$error":"#N/A"}]
[null,{"$f":"IF(DataInput!B396=$B$8,IF($B$9=$B$10,TRUE,IF(DataInput!E396=$B$9,TRUE,FALSE)))","v":true},null,null,{"$f":"IF(B397=TRUE,DataInput!B396,NA())","v":"SA"},{"$f":"IF($E397=DataInput!$B396,DataInput!C396,NA())","v":"SBAC"},{"$f":"IF($E397=DataInput!$B396,DataInput!D396,NA())","v":"Back Callington"},{"$f":"IF($E397=DataInput!$B396,DataInput!E396,NA())","v":"ENet"},{"$f":"IF($E397=DataInput!$B396,DataInput!F396,NA())","v":"Winter"},{"$f":"IF($E397=DataInput!$B396,DataInput!G396,NA())","v":"Non-Coincident"},{"$f":"IF($E397=DataInput!$B396,DataInput!H396,NA())","v":2021},{"$f":"IF($E397=DataInput!$B396,DataInput!I396,NA())","v":"POE10"},{"$f":"IF($E397=DataInput!$B396,DataInput!J396,NA())","v":"NA"},{"$f":"IF($E397=DataInput!$B396,DataInput!K396,NA())","v":"NA"},null,null,"SA Back Callington",null,null,null,null,false,null,null,{"$error":"#N/A"},{"$error":"#N/A"},{"$error":"#N/A"},{"$error":"#N/A"},{"$error":"#N/A"},{"$error":"#N/A"},{"$error":"#N/A"},{"$error":"#N/A"},{"$error":"#N/A"},{"$error":"#N/A"}]
[null,{"$f":"IF(DataInput!B397=$B$8,IF($B$9=$B$10,TRUE,IF(DataInput!E397=$B$9,TRUE,FALSE)))","v":true},null,null,{"$f":"IF(B398=TRUE,DataInput!B397,NA())","v":"SA"},{"$f":"IF($E398=DataInput!$B397,DataInput!C397,NA())","v":"SBAC"},{"$f":"IF($E398=DataInput!$B397,DataInput!D397,NA())","v":"Back Callington"},{"$f":"IF($E398=DataInput!$B397,DataInput!E397,NA())","v":"ENet"},{"$f":"IF($E398=DataInput!$B397,DataInput!F397,NA())","v":"Winter"},{"$f":"IF($E398=DataInput!$B397,DataInput!G397,NA())","v":"Non-Coincident"},{"$f":"IF($E398=DataInput!$B397,DataInput!H397,NA())","v":2022},{"$f":"IF($E398=DataInput!$B397,DataInput!I397,NA())","v":"POE10"},{"$f":"IF($E398=DataInput!$B397,DataInput!J397,NA())","v":"NA"},{"$f":"IF($E398=DataInput!$B397,DataInput!K397,NA())","v":"NA"},null,null,"SA Back Callington",null,null,null,null,false,null,null,{"$error":"#N/A"},{"$error":"#N/A"},{"$error":"#N/A"},{"$error":"#N/A"},{"$error":"#N/A"},{"$error":"#N/A"},{"$error":"#N/A"},{"$error":"#N/A"},{"$error":"#N/A"},{"$error":"#N/A"}]
[null,{"$f":"IF(DataInput!B398=$B$8,IF($B$9=$B$10,TRUE,IF(DataInput!E398=$B$9,TRUE,FALSE)))","v":true},null,null,{"$f":"IF(B399=TRUE,DataInput!B398,NA())","v":"SA"},{"$f":"IF($E399=DataInput!$B398,DataInput!C398,NA())","v":"SBAC"},{"$f":"IF($E399=DataInput!$B398,DataInput!D398,NA())","v":"Back Callington"},{"$f":"IF($E399=DataInput!$B398,DataInput!E398,NA())","v":"ENet"},{"$f":"IF($E399=DataInput!$B398,DataInput!F398,NA())","v":"Winter"},{"$f":"IF($E399=DataInput!$B398,DataInput!G398,NA())","v":"Non-Coincident"},{"$f":"IF($E399=DataInput!$B398,DataInput!H398,NA())","v":2023},{"$f":"IF($E399=DataInput!$B398,DataInput!I398,NA())","v":"POE10"},{"$f":"IF($E399=DataInput!$B398,DataInput!J398,NA())","v":"NA"},{"$f":"IF($E399=DataInput!$B398,DataInput!K398,NA())","v":"NA"},null,null,"SA Back Callington",null,null,null,null,false,null,null,{"$error":"#N/A"},{"$error":"#N/A"},{"$error":"#N/A"},{"$error":"#N/A"},{"$error":"#N/A"},{"$error":"#N/A"},{"$error":"#N/A"},{"$error":"#N/A"},{"$error":"#N/A"},{"$error":"#N/A"}]
[null,{"$f":"IF(DataInput!B399=$B$8,IF($B$9=$B$10,TRUE,IF(DataInput!E399=$B$9,TRUE,FALSE)))","v":true},null,null,{"$f":"IF(B400=TRUE,DataInput!B399,NA())","v":"SA"},{"$f":"IF($E400=DataInput!$B399,DataInput!C399,NA())","v":"SBAC"},{"$f":"IF($E400=DataInput!$B399,DataInput!D399,NA())","v":"Back Callington"},{"$f":"IF($E400=DataInput!$B399,DataInput!E399,NA())","v":"ENet"},{"$f":"IF($E400=DataInput!$B399,DataInput!F399,NA())","v":"Winter"},{"$f":"IF($E400=DataInput!$B399,DataInput!G399,NA())","v":"Non-Coincident"},{"$f":"IF($E400=DataInput!$B399,DataInput!H399,NA())","v":2024},{"$f":"IF($E400=DataInput!$B399,DataInput!I399,NA())","v":"POE10"},{"$f":"IF($E400=DataInput!$B399,DataInput!J399,NA())","v":"NA"},{"$f":"IF($E400=DataInput!$B399,DataInput!K399,NA())","v":"NA"},null,null,"SA Back Callington",null,null,null,null,false,null,null,{"$error":"#N/A"},{"$error":"#N/A"},{"$error":"#N/A"},{"$error":"#N/A"},{"$error":"#N/A"},{"$error":"#N/A"},{"$error":"#N/A"},{"$error":"#N/A"},{"$error":"#N/A"},{"$error":"#N/A"}]
[null,{"$f":"IF(DataInput!B400=$B$8,IF($B$9=$B$10,TRUE,IF(DataInput!E400=$B$9,TRUE,FALSE)))","v":true},null,null,{"$f":"IF(B401=TRUE,DataInput!B400,NA())","v":"SA"},{"$f":"IF($E401=DataInput!$B400,DataInput!C400,NA())","v":"SBAC"},{"$f":"IF($E401=DataInput!$B400,DataInput!D400,NA())","v":"Back Callington"},{"$f":"IF($E401=DataInput!$B400,DataInput!E400,NA())","v":"ENet"},{"$f":"IF($E401=DataInput!$B400,DataInput!F400,NA())","v":"Winter"},{"$f":"IF($E401=DataInput!$B400,DataInput!G400,NA())","v":"Non-Coincident"},{"$f":"IF($E401=DataInput!$B400,DataInput!H400,NA())","v":2025},{"$f":"IF($E401=DataInput!$B400,DataInput!I400,NA())","v":"POE10"},{"$f":"IF($E401=DataInput!$B400,DataInput!J400,NA())","v":"NA"},{"$f":"IF($E401=DataInput!$B400,DataInput!K400,NA())","v":"NA"},null,null,"SA Back Callington",null,null,null,null,false,null,null,{"$error":"#N/A"},{"$error":"#N/A"},{"$error":"#N/A"},{"$error":"#N/A"},{"$error":"#N/A"},{"$error":"#N/A"},{"$error":"#N/A"},{"$error":"#N/A"},{"$error":"#N/A"},{"$error":"#N/A"}]
[null,{"$f":"IF(DataInput!B401=$B$8,IF($B$9=$B$10,TRUE,IF(DataInput!E401=$B$9,TRUE,FALSE)))","v":true},null,null,{"$f":"IF(B402=TRUE,DataInput!B401,NA())","v":"SA"},{"$f":"IF($E402=DataInput!$B401,DataInput!C401,NA())","v":"SBAC"},{"$f":"IF($E402=DataInput!$B401,DataInput!D401,NA())","v":"Back Callington"},{"$f":"IF($E402=DataInput!$B401,DataInput!E401,NA())","v":"ENet"},{"$f":"IF($E402=DataInput!$B401,DataInput!F401,NA())","v":"Winter"},{"$f":"IF($E402=DataInput!$B401,DataInput!G401,NA())","v":"Non-Coincident"},{"$f":"IF($E402=DataInput!$B401,DataInput!H401,NA())","v":2016},{"$f":"IF($E402=DataInput!$B401,DataInput!I401,NA())","v":"POE50"},{"$f":"IF($E402=DataInput!$B401,DataInput!J401,NA())","v":"NA"},{"$f":"IF($E402=DataInput!$B401,DataInput!K401,NA())","v":"NA"},null,null,"SA Back Callington",null,null,null,null,false,null,null,{"$error":"#N/A"},{"$error":"#N/A"},{"$error":"#N/A"},{"$error":"#N/A"},{"$error":"#N/A"},{"$error":"#N/A"},{"$error":"#N/A"},{"$error":"#N/A"},{"$error":"#N/A"},{"$error":"#N/A"}]
[null,{"$f":"IF(DataInput!B402=$B$8,IF($B$9=$B$10,TRUE,IF(DataInput!E402=$B$9,TRUE,FALSE)))","v":true},null,null,{"$f":"IF(B403=TRUE,DataInput!B402,NA())","v":"SA"},{"$f":"IF($E403=DataInput!$B402,DataInput!C402,NA())","v":"SBAC"},{"$f":"IF($E403=DataInput!$B402,DataInput!D402,NA())","v":"Back Callington"},{"$f":"IF($E403=DataInput!$B402,DataInput!E402,NA())","v":"ENet"},{"$f":"IF($E403=DataInput!$B402,DataInput!F402,NA())","v":"Winter"},{"$f":"IF($E403=DataInput!$B402,DataInput!G402,NA())","v":"Non-Coincident"},{"$f":"IF($E403=DataInput!$B402,DataInput!H402,NA())","v":2017},{"$f":"IF($E403=DataInput!$B402,DataInput!I402,NA())","v":"POE50"},{"$f":"IF($E403=DataInput!$B402,DataInput!J402,NA())","v":"NA"},{"$f":"IF($E403=DataInput!$B402,DataInput!K402,NA())","v":"NA"},null,null,"SA Back Callington",null,null,null,null,false,null,null,{"$error":"#N/A"},{"$error":"#N/A"},{"$error":"#N/A"},{"$error":"#N/A"},{"$error":"#N/A"},{"$error":"#N/A"},{"$error":"#N/A"},{"$error":"#N/A"},{"$error":"#N/A"},{"$error":"#N/A"}]
[null,{"$f":"IF(DataInput!B403=$B$8,IF($B$9=$B$10,TRUE,IF(DataInput!E403=$B$9,TRUE,FALSE)))","v":true},null,null,{"$f":"IF(B404=TRUE,DataInput!B403,NA())","v":"SA"},{"$f":"IF($E404=DataInput!$B403,DataInput!C403,NA())","v":"SBAC"},{"$f":"IF($E404=DataInput!$B403,DataInput!D403,NA())","v":"Back Callington"},{"$f":"IF($E404=DataInput!$B403,DataInput!E403,NA())","v":"ENet"},{"$f":"IF($E404=DataInput!$B403,DataInput!F403,NA())","v":"Winter"},{"$f":"IF($E404=DataInput!$B403,DataInput!G403,NA())","v":"Non-Coincident"},{"$f":"IF($E404=DataInput!$B403,DataInput!H403,NA())","v":2018},{"$f":"IF($E404=DataInput!$B403,DataInput!I403,NA())","v":"POE50"},{"$f":"IF($E404=DataInput!$B403,DataInput!J403,NA())","v":"NA"},{"$f":"IF($E404=DataInput!$B403,DataInput!K403,NA())","v":"NA"},null,null,"SA Back Callington",null,null,null,null,false,null,null,{"$error":"#N/A"},{"$error":"#N/A"},{"$error":"#N/A"},{"$error":"#N/A"},{"$error":"#N/A"},{"$error":"#N/A"},{"$error":"#N/A"},{"$error":"#N/A"},{"$error":"#N/A"},{"$error":"#N/A"}]
[null,{"$f":"IF(DataInput!B404=$B$8,IF($B$9=$B$10,TRUE,IF(DataInput!E404=$B$9,TRUE,FALSE)))","v":true},null,null,{"$f":"IF(B405=TRUE,DataInput!B404,NA())","v":"SA"},{"$f":"IF($E405=DataInput!$B404,DataInput!C404,NA())","v":"SBAC"},{"$f":"IF($E405=DataInput!$B404,DataInput!D404,NA())","v":"Back Callington"},{"$f":"IF($E405=DataInput!$B404,DataInput!E404,NA())","v":"ENet"},{"$f":"IF($E405=DataInput!$B404,DataInput!F404,NA())","v":"Winter"},{"$f":"IF($E405=DataInput!$B404,DataInput!G404,NA())","v":"Non-Coincident"},{"$f":"IF($E405=DataInput!$B404,DataInput!H404,NA())","v":2019},{"$f":"IF($E405=DataInput!$B404,DataInput!I404,NA())","v":"POE50"},{"$f":"IF($E405=DataInput!$B404,DataInput!J404,NA())","v":"NA"},{"$f":"IF($E405=DataInput!$B404,DataInput!K404,NA())","v":"NA"},null,null,"SA Back Callington",null,null,null,null,false,null,null,{"$error":"#N/A"},{"$error":"#N/A"},{"$error":"#N/A"},{"$error":"#N/A"},{"$error":"#N/A"},{"$error":"#N/A"},{"$error":"#N/A"},{"$error":"#N/A"},{"$error":"#N/A"},{"$error":"#N/A"}]
[null,{"$f":"IF(DataInput!B405=$B$8,IF($B$9=$B$10,TRUE,IF(DataInput!E405=$B$9,TRUE,FALSE)))","v":true},null,null,{"$f":"IF(B406=TRUE,DataInput!B405,NA())","v":"SA"},{"$f":"IF($E406=DataInput!$B405,DataInput!C405,NA())","v":"SBAC"},{"$f":"IF($E406=DataInput!$B405,DataInput!D405,NA())","v":"Back Callington"},{"$f":"IF($E406=DataInput!$B405,DataInput!E405,NA())","v":"ENet"},{"$f":"IF($E406=DataInput!$B405,DataInput!F405,NA())","v":"Winter"},{"$f":"IF($E406=DataInput!$B405,DataInput!G405,NA())","v":"Non-Coincident"},{"$f":"IF($E406=DataInput!$B405,DataInput!H405,NA())","v":2020},{"$f":"IF($E406=DataInput!$B405,DataInput!I405,NA())","v":"POE50"},{"$f":"IF($E406=DataInput!$B405,DataInput!J405,NA())","v":"NA"},{"$f":"IF($E406=DataInput!$B405,DataInput!K405,NA())","v":"NA"},null,null,"SA Back Callington",null,null,null,null,false,null,null,{"$error":"#N/A"},{"$error":"#N/A"},{"$error":"#N/A"},{"$error":"#N/A"},{"$error":"#N/A"},{"$error":"#N/A"},{"$error":"#N/A"},{"$error":"#N/A"},{"$error":"#N/A"},{"$error":"#N/A"}]
[null,{"$f":"IF(DataInput!B406=$B$8,IF($B$9=$B$10,TRUE,IF(DataInput!E406=$B$9,TRUE,FALSE)))","v":true},null,null,{"$f":"IF(B407=TRUE,DataInput!B406,NA())","v":"SA"},{"$f":"IF($E407=DataInput!$B406,DataInput!C406,NA())","v":"SBAC"},{"$f":"IF($E407=DataInput!$B406,DataInput!D406,NA())","v":"Back Callington"},{"$f":"IF($E407=DataInput!$B406,DataInput!E406,NA())","v":"ENet"},{"$f":"IF($E407=DataInput!$B406,DataInput!F406,NA())","v":"Winter"},{"$f":"IF($E407=DataInput!$B406,DataInput!G406,NA())","v":"Non-Coincident"},{"$f":"IF($E407=DataInput!$B406,DataInput!H406,NA())","v":2021},{"$f":"IF($E407=DataInput!$B406,DataInput!I406,NA())","v":"POE50"},{"$f":"IF($E407=DataInput!$B406,DataInput!J406,NA())","v":"NA"},{"$f":"IF($E407=DataInput!$B406,DataInput!K406,NA())","v":"NA"},null,null,"SA Back Callington",null,null,null,null,false,null,null,{"$error":"#N/A"},{"$error":"#N/A"},{"$error":"#N/A"},{"$error":"#N/A"},{"$error":"#N/A"},{"$error":"#N/A"},{"$error":"#N/A"},{"$error":"#N/A"},{"$error":"#N/A"},{"$error":"#N/A"}]
[null,{"$f":"IF(DataInput!B407=$B$8,IF($B$9=$B$10,TRUE,IF(DataInput!E407=$B$9,TRUE,FALSE)))","v":true},null,null,{"$f":"IF(B408=TRUE,DataInput!B407,NA())","v":"SA"},{"$f":"IF($E408=DataInput!$B407,DataInput!C407,NA())","v":"SBAC"},{"$f":"IF($E408=DataInput!$B407,DataInput!D407,NA())","v":"Back Callington"},{"$f":"IF($E408=DataInput!$B407,DataInput!E407,NA())","v":"ENet"},{"$f":"IF($E408=DataInput!$B407,DataInput!F407,NA())","v":"Winter"},{"$f":"IF($E408=DataInput!$B407,DataInput!G407,NA())","v":"Non-Coincident"},{"$f":"IF($E408=DataInput!$B407,DataInput!H407,NA())","v":2022},{"$f":"IF($E408=DataInput!$B407,DataInput!I407,NA())","v":"POE50"},{"$f":"IF($E408=DataInput!$B407,DataInput!J407,NA())","v":"NA"},{"$f":"IF($E408=DataInput!$B407,DataInput!K407,NA())","v":"NA"},null,null,"SA Back Callington",null,null,null,null,false,null,null,{"$error":"#N/A"},{"$error":"#N/A"},{"$error":"#N/A"},{"$error":"#N/A"},{"$error":"#N/A"},{"$error":"#N/A"},{"$error":"#N/A"},{"$error":"#N/A"},{"$error":"#N/A"},{"$error":"#N/A"}]
[null,{"$f":"IF(DataInput!B408=$B$8,IF($B$9=$B$10,TRUE,IF(DataInput!E408=$B$9,TRUE,FALSE)))","v":true},null,null,{"$f":"IF(B409=TRUE,DataInput!B408,NA())","v":"SA"},{"$f":"IF($E409=DataInput!$B408,DataInput!C408,NA())","v":"SBAC"},{"$f":"IF($E409=DataInput!$B408,DataInput!D408,NA())","v":"Back Callington"},{"$f":"IF($E409=DataInput!$B408,DataInput!E408,NA())","v":"ENet"},{"$f":"IF($E409=DataInput!$B408,DataInput!F408,NA())","v":"Winter"},{"$f":"IF($E409=DataInput!$B408,DataInput!G408,NA())","v":"Non-Coincident"},{"$f":"IF($E409=DataInput!$B408,DataInput!H408,NA())","v":2023},{"$f":"IF($E409=DataInput!$B408,DataInput!I408,NA())","v":"POE50"},{"$f":"IF($E409=DataInput!$B408,DataInput!J408,NA())","v":"NA"},{"$f":"IF($E409=DataInput!$B408,DataInput!K408,NA())","v":"NA"},null,null,"SA Back Callington",null,null,null,null,false,null,null,{"$error":"#N/A"},{"$error":"#N/A"},{"$error":"#N/A"},{"$error":"#N/A"},{"$error":"#N/A"},{"$error":"#N/A"},{"$error":"#N/A"},{"$error":"#N/A"},{"$error":"#N/A"},{"$error":"#N/A"}]
[null,{"$f":"IF(DataInput!B409=$B$8,IF($B$9=$B$10,TRUE,IF(DataInput!E409=$B$9,TRUE,FALSE)))","v":true},null,null,{"$f":"IF(B410=TRUE,DataInput!B409,NA())","v":"SA"},{"$f":"IF($E410=DataInput!$B409,DataInput!C409,NA())","v":"SBAC"},{"$f":"IF($E410=DataInput!$B409,DataInput!D409,NA())","v":"Back Callington"},{"$f":"IF($E410=DataInput!$B409,DataInput!E409,NA())","v":"ENet"},{"$f":"IF($E410=DataInput!$B409,DataInput!F409,NA())","v":"Winter"},{"$f":"IF($E410=DataInput!$B409,DataInput!G409,NA())","v":"Non-Coincident"},{"$f":"IF($E410=DataInput!$B409,DataInput!H409,NA())","v":2024},{"$f":"IF($E410=DataInput!$B409,DataInput!I409,NA())","v":"POE50"},{"$f":"IF($E410=DataInput!$B409,DataInput!J409,NA())","v":"NA"},{"$f":"IF($E410=DataInput!$B409,DataInput!K409,NA())","v":"NA"},null,null,"SA Back Callington",null,null,null,null,false,null,null,{"$error":"#N/A"},{"$error":"#N/A"},{"$error":"#N/A"},{"$error":"#N/A"},{"$error":"#N/A"},{"$error":"#N/A"},{"$error":"#N/A"},{"$error":"#N/A"},{"$error":"#N/A"},{"$error":"#N/A"}]
[null,{"$f":"IF(DataInput!B410=$B$8,IF($B$9=$B$10,TRUE,IF(DataInput!E410=$B$9,TRUE,FALSE)))","v":true},null,null,{"$f":"IF(B411=TRUE,DataInput!B410,NA())","v":"SA"},{"$f":"IF($E411=DataInput!$B410,DataInput!C410,NA())","v":"SBAC"},{"$f":"IF($E411=DataInput!$B410,DataInput!D410,NA())","v":"Back Callington"},{"$f":"IF($E411=DataInput!$B410,DataInput!E410,NA())","v":"ENet"},{"$f":"IF($E411=DataInput!$B410,DataInput!F410,NA())","v":"Winter"},{"$f":"IF($E411=DataInput!$B410,DataInput!G410,NA())","v":"Non-Coincident"},{"$f":"IF($E411=DataInput!$B410,DataInput!H410,NA())","v":2025},{"$f":"IF($E411=DataInput!$B410,DataInput!I410,NA())","v":"POE50"},{"$f":"IF($E411=DataInput!$B410,DataInput!J410,NA())","v":"NA"},{"$f":"IF($E411=DataInput!$B410,DataInput!K410,NA())","v":"NA"},null,null,"SA Back Callington",null,null,null,null,false,null,null,{"$error":"#N/A"},{"$error":"#N/A"},{"$error":"#N/A"},{"$error":"#N/A"},{"$error":"#N/A"},{"$error":"#N/A"},{"$error":"#N/A"},{"$error":"#N/A"},{"$error":"#N/A"},{"$error":"#N/A"}]
[null,{"$f":"IF(DataInput!B411=$B$8,IF($B$9=$B$10,TRUE,IF(DataInput!E411=$B$9,TRUE,FALSE)))","v":true},null,null,{"$f":"IF(B412=TRUE,DataInput!B411,NA())","v":"SA"},{"$f":"IF($E412=DataInput!$B411,DataInput!C411,NA())","v":"SBAR"},{"$f":"IF($E412=DataInput!$B411,DataInput!D411,NA())","v":"Baroota"},{"$f":"IF($E412=DataInput!$B411,DataInput!E411,NA())","v":"SAPN"},{"$f":"IF($E412=DataInput!$B411,DataInput!F411,NA())","v":"Summer"},{"$f":"IF($E412=DataInput!$B411,DataInput!G411,NA())","v":"Non-Coincident"},{"$f":"IF($E412=DataInput!$B411,DataInput!H411,NA())","v":2017},{"$f":"IF($E412=DataInput!$B411,DataInput!I411,NA())","v":"POE10"},{"$f":"IF($E412=DataInput!$B411,DataInput!J411,NA())","v":7.9130465186459196},{"$f":"IF($E412=DataInput!$B411,DataInput!K411,NA())","v":0.79541719671463895},null,null,"SA Baroota",null,null,null,null,false,null,null,{"$error":"#N/A"},{"$error":"#N/A"},{"$error":"#N/A"},{"$error":"#N/A"},{"$error":"#N/A"},{"$error":"#N/A"},{"$error":"#N/A"},{"$error":"#N/A"},{"$error":"#N/A"},{"$error":"#N/A"}]
[null,{"$f":"IF(DataInput!B412=$B$8,IF($B$9=$B$10,TRUE,IF(DataInput!E412=$B$9,TRUE,FALSE)))","v":true},null,null,{"$f":"IF(B413=TRUE,DataInput!B412,NA())","v":"SA"},{"$f":"IF($E413=DataInput!$B412,DataInput!C412,NA())","v":"SBAR"},{"$f":"IF($E413=DataInput!$B412,DataInput!D412,NA())","v":"Baroota"},{"$f":"IF($E413=DataInput!$B412,DataInput!E412,NA())","v":"SAPN"},{"$f":"IF($E413=DataInput!$B412,DataInput!F412,NA())","v":"Summer"},{"$f":"IF($E413=DataInput!$B412,DataInput!G412,NA())","v":"Non-Coincident"},{"$f":"IF($E413=DataInput!$B412,DataInput!H412,NA())","v":2018},{"$f":"IF($E413=DataInput!$B412,DataInput!I412,NA())","v":"POE10"},{"$f":"IF($E413=DataInput!$B412,DataInput!J412,NA())","v":7.8095615847938502},{"$f":"IF($E413=DataInput!$B412,DataInput!K412,NA())","v":0.78785485202346095},null,null,"SA Baroota",null,null,null,null,false,null,null,{"$error":"#N/A"},{"$error":"#N/A"},{"$error":"#N/A"},{"$error":"#N/A"},{"$error":"#N/A"},{"$error":"#N/A"},{"$error":"#N/A"},{"$error":"#N/A"},{"$error":"#N/A"},{"$error":"#N/A"}]
[null,{"$f":"IF(DataInput!B413=$B$8,IF($B$9=$B$10,TRUE,IF(DataInput!E413=$B$9,TRUE,FALSE)))","v":true},null,null,{"$f":"IF(B414=TRUE,DataInput!B413,NA())","v":"SA"},{"$f":"IF($E414=DataInput!$B413,DataInput!C413,NA())","v":"SBAR"},{"$f":"IF($E414=DataInput!$B413,DataInput!D413,NA())","v":"Baroota"},{"$f":"IF($E414=DataInput!$B413,DataInput!E413,NA())","v":"SAPN"},{"$f":"IF($E414=DataInput!$B413,DataInput!F413,NA())","v":"Summer"},{"$f":"IF($E414=DataInput!$B413,DataInput!G413,NA())","v":"Non-Coincident"},{"$f":"IF($E414=DataInput!$B413,DataInput!H413,NA())","v":2019},{"$f":"IF($E414=DataInput!$B413,DataInput!I413,NA())","v":"POE10"},{"$f":"IF($E414=DataInput!$B413,DataInput!J413,NA())","v":7.7342435232593401},{"$f":"IF($E414=DataInput!$B413,DataInput!K413,NA())","v":0.79370571605707996},null,null,"SA Baroota",null,null,null,null,false,null,null,{"$error":"#N/A"},{"$error":"#N/A"},{"$error":"#N/A"},{"$error":"#N/A"},{"$error":"#N/A"},{"$error":"#N/A"},{"$error":"#N/A"},{"$error":"#N/A"},{"$error":"#N/A"},{"$error":"#N/A"}]
[null,{"$f":"IF(DataInput!B414=$B$8,IF($B$9=$B$10,TRUE,IF(DataInput!E414=$B$9,TRUE,FALSE)))","v":true},null,null,{"$f":"IF(B415=TRUE,DataInput!B414,NA())","v":"SA"},{"$f":"IF($E415=DataInput!$B414,DataInput!C414,NA())","v":"SBAR"},{"$f":"IF($E415=DataInput!$B414,DataInput!D414,NA())","v":"Baroota"},{"$f":"IF($E415=DataInput!$B414,DataInput!E414,NA())","v":"SAPN"},{"$f":"IF($E415=DataInput!$B414,DataInput!F414,NA())","v":"Summer"},{"$f":"IF($E415=DataInput!$B414,DataInput!G414,NA())","v":"Non-Coincident"},{"$f":"IF($E415=DataInput!$B414,DataInput!H414,NA())","v":2020},{"$f":"IF($E415=DataInput!$B414,DataInput!I414,NA())","v":"POE10"},{"$f":"IF($E415=DataInput!$B414,DataInput!J414,NA())","v":7.4408330692753699},{"$f":"IF($E415=DataInput!$B414,DataInput!K414,NA())","v":0.78765549706326299},null,null,"SA Baroota",null,null,null,null,false,null,null,{"$error":"#N/A"},{"$error":"#N/A"},{"$error":"#N/A"},{"$error":"#N/A"},{"$error":"#N/A"},{"$error":"#N/A"},{"$error":"#N/A"},{"$error":"#N/A"},{"$error":"#N/A"},{"$error":"#N/A"}]
[null,{"$f":"IF(DataInput!B415=$B$8,IF($B$9=$B$10,TRUE,IF(DataInput!E415=$B$9,TRUE,FALSE)))","v":true},null,null,{"$f":"IF(B416=TRUE,DataInput!B415,NA())","v":"SA"},{"$f":"IF($E416=DataInput!$B415,DataInput!C415,NA())","v":"SBAR"},{"$f":"IF($E416=DataInput!$B415,DataInput!D415,NA())","v":"Baroota"},{"$f":"IF($E416=DataInput!$B415,DataInput!E415,NA())","v":"SAPN"},{"$f":"IF($E416=DataInput!$B415,DataInput!F415,NA())","v":"Summer"},{"$f":"IF($E416=DataInput!$B415,DataInput!G415,NA())","v":"Non-Coincident"},{"$f":"IF($E416=DataInput!$B415,DataInput!H415,NA())","v":2021},{"$f":"IF($E416=DataInput!$B415,DataInput!I415,NA())","v":"POE10"},{"$f":"IF($E416=DataInput!$B415,DataInput!J415,NA())","v":7.1738404514912704},{"$f":"IF($E416=DataInput!$B415,DataInput!K415,NA())","v":0.79602988608142999},null,null,"SA Baroota",null,null,null,null,false,null,null,{"$error":"#N/A"},{"$error":"#N/A"},{"$error":"#N/A"},{"$error":"#N/A"},{"$error":"#N/A"},{"$error":"#N/A"},{"$error":"#N/A"},{"$error":"#N/A"},{"$error":"#N/A"},{"$error":"#N/A"}]
[null,{"$f":"IF(DataInput!B416=$B$8,IF($B$9=$B$10,TRUE,IF(DataInput!E416=$B$9,TRUE,FALSE)))","v":true},null,null,{"$f":"IF(B417=TRUE,DataInput!B416,NA())","v":"SA"},{"$f":"IF($E417=DataInput!$B416,DataInput!C416,NA())","v":"SBAR"},{"$f":"IF($E417=DataInput!$B416,DataInput!D416,NA())","v":"Baroota"},{"$f":"IF($E417=DataInput!$B416,DataInput!E416,NA())","v":"SAPN"},{"$f":"IF($E417=DataInput!$B416,DataInput!F416,NA())","v":"Summer"},{"$f":"IF($E417=DataInput!$B416,DataInput!G416,NA())","v":"Non-Coincident"},{"$f":"IF($E417=DataInput!$B416,DataInput!H416,NA())","v":2022},{"$f":"IF($E417=DataInput!$B416,DataInput!I416,NA())","v":"POE10"},{"$f":"IF($E417=DataInput!$B416,DataInput!J416,NA())","v":6.9189258683429404},{"$f":"IF($E417=DataInput!$B416,DataInput!K416,NA())","v":0.79611936342078604},null,null,"SA Baroota",null,null,null,null,false,null,null,{"$error":"#N/A"},{"$error":"#N/A"},{"$error":"#N/A"},{"$error":"#N/A"},{"$error":"#N/A"},{"$error":"#N/A"},{"$error":"#N/A"},{"$error":"#N/A"},{"$error":"#N/A"},{"$error":"#N/A"}]
[null,{"$f":"IF(DataInput!B417=$B$8,IF($B$9=$B$10,TRUE,IF(DataInput!E417=$B$9,TRUE,FALSE)))","v":true},null,null,{"$f":"IF(B418=TRUE,DataInput!B417,NA())","v":"SA"},{"$f":"IF($E418=DataInput!$B417,DataInput!C417,NA())","v":"SBAR"},{"$f":"IF($E418=DataInput!$B417,DataInput!D417,NA())","v":"Baroota"},{"$f":"IF($E418=DataInput!$B417,DataInput!E417,NA())","v":"SAPN"},{"$f":"IF($E418=DataInput!$B417,DataInput!F417,NA())","v":"Summer"},{"$f":"IF($E418=DataInput!$B417,DataInput!G417,NA())","v":"Non-Coincident"},{"$f":"IF($E418=DataInput!$B417,DataInput!H417,NA())","v":2023},{"$f":"IF($E418=DataInput!$B417,DataInput!I417,NA())","v":"POE10"},{"$f":"IF($E418=DataInput!$B417,DataInput!J417,NA())","v":6.7306159861636203},{"$f":"IF($E418=DataInput!$B417,DataInput!K417,NA())","v":0.79621840135676603},null,null,"SA Baroota",null,null,null,null,false,null,null,{"$error":"#N/A"},{"$error":"#N/A"},{"$error":"#N/A"},{"$error":"#N/A"},{"$error":"#N/A"},{"$error":"#N/A"},{"$error":"#N/A"},{"$error":"#N/A"},{"$error":"#N/A"},{"$error":"#N/A"}]
[null,{"$f":"IF(DataInput!B418=$B$8,IF($B$9=$B$10,TRUE,IF(DataInput!E418=$B$9,TRUE,FALSE)))","v":true},null,null,{"$f":"IF(B419=TRUE,DataInput!B418,NA())","v":"SA"},{"$f":"IF($E419=DataInput!$B418,DataInput!C418,NA())","v":"SBAR"},{"$f":"IF($E419=DataInput!$B418,DataInput!D418,NA())","v":"Baroota"},{"$f":"IF($E419=DataInput!$B418,DataInput!E418,NA())","v":"SAPN"},{"$f":"IF($E419=DataInput!$B418,DataInput!F418,NA())","v":"Summer"},{"$f":"IF($E419=DataInput!$B418,DataInput!G418,NA())","v":"Non-Coincident"},{"$f":"IF($E419=DataInput!$B418,DataInput!H418,NA())","v":2024},{"$f":"IF($E419=DataInput!$B418,DataInput!I418,NA())","v":"POE10"},{"$f":"IF($E419=DataInput!$B418,DataInput!J418,NA())","v":6.6124465415416296},{"$f":"IF($E419=DataInput!$B418,DataInput!K418,NA())","v":0.79631658867674104},null,null,"SA Baroota",null,null,null,null,false,null,null,{"$error":"#N/A"},{"$error":"#N/A"},{"$error":"#N/A"},{"$error":"#N/A"},{"$error":"#N/A"},{"$error":"#N/A"},{"$error":"#N/A"},{"$error":"#N/A"},{"$error":"#N/A"},{"$error":"#N/A"}]
[null,{"$f":"IF(DataInput!B419=$B$8,IF($B$9=$B$10,TRUE,IF(DataInput!E419=$B$9,TRUE,FALSE)))","v":true},null,null,{"$f":"IF(B420=TRUE,DataInput!B419,NA())","v":"SA"},{"$f":"IF($E420=DataInput!$B419,DataInput!C419,NA())","v":"SBAR"},{"$f":"IF($E420=DataInput!$B419,DataInput!D419,NA())","v":"Baroota"},{"$f":"IF($E420=DataInput!$B419,DataInput!E419,NA())","v":"SAPN"},{"$f":"IF($E420=DataInput!$B419,DataInput!F419,NA())","v":"Summer"},{"$f":"IF($E420=DataInput!$B419,DataInput!G419,NA())","v":"Non-Coincident"},{"$f":"IF($E420=DataInput!$B419,DataInput!H419,NA())","v":2025},{"$f":"IF($E420=DataInput!$B419,DataInput!I419,NA())","v":"POE10"},{"$f":"IF($E420=DataInput!$B419,DataInput!J419,NA())","v":6.4436630259017704},{"$f":"IF($E420=DataInput!$B419,DataInput!K419,NA())","v":0.79641476154133795},null,null,"SA Baroota",null,null,null,null,false,null,null,{"$error":"#N/A"},{"$error":"#N/A"},{"$error":"#N/A"},{"$error":"#N/A"},{"$error":"#N/A"},{"$error":"#N/A"},{"$error":"#N/A"},{"$error":"#N/A"},{"$error":"#N/A"},{"$error":"#N/A"}]
[null,{"$f":"IF(DataInput!B420=$B$8,IF($B$9=$B$10,TRUE,IF(DataInput!E420=$B$9,TRUE,FALSE)))","v":true},null,null,{"$f":"IF(B421=TRUE,DataInput!B420,NA())","v":"SA"},{"$f":"IF($E421=DataInput!$B420,DataInput!C420,NA())","v":"SBAR"},{"$f":"IF($E421=DataInput!$B420,DataInput!D420,NA())","v":"Baroota"},{"$f":"IF($E421=DataInput!$B420,DataInput!E420,NA())","v":"SAPN"},{"$f":"IF($E421=DataInput!$B420,DataInput!F420,NA())","v":"Summer"},{"$f":"IF($E421=DataInput!$B420,DataInput!G420,NA())","v":"Non-Coincident"},{"$f":"IF($E421=DataInput!$B420,DataInput!H420,NA())","v":2026},{"$f":"IF($E421=DataInput!$B420,DataInput!I420,NA())","v":"POE10"},{"$f":"IF($E421=DataInput!$B420,DataInput!J420,NA())","v":6.2484674268646101},{"$f":"IF($E421=DataInput!$B420,DataInput!K420,NA())","v":0.79651084133647598},null,null,"SA Baroota",null,null,null,null,false,null,null,{"$error":"#N/A"},{"$error":"#N/A"},{"$error":"#N/A"},{"$error":"#N/A"},{"$error":"#N/A"},{"$error":"#N/A"},{"$error":"#N/A"},{"$error":"#N/A"},{"$error":"#N/A"},{"$error":"#N/A"}]
[null,{"$f":"IF(DataInput!B421=$B$8,IF($B$9=$B$10,TRUE,IF(DataInput!E421=$B$9,TRUE,FALSE)))","v":true},null,null,{"$f":"IF(B422=TRUE,DataInput!B421,NA())","v":"SA"},{"$f":"IF($E422=DataInput!$B421,DataInput!C421,NA())","v":"SBAR"},{"$f":"IF($E422=DataInput!$B421,DataInput!D421,NA())","v":"Baroota"},{"$f":"IF($E422=DataInput!$B421,DataInput!E421,NA())","v":"SAPN"},{"$f":"IF($E422=DataInput!$B421,DataInput!F421,NA())","v":"Summer"},{"$f":"IF($E422=DataInput!$B421,DataInput!G421,NA())","v":"Non-Coincident"},{"$f":"IF($E422=DataInput!$B421,DataInput!H421,NA())","v":2017},{"$f":"IF($E422=DataInput!$B421,DataInput!I421,NA())","v":"POE50"},{"$f":"IF($E422=DataInput!$B421,DataInput!J421,NA())","v":7.2114296709527297},{"$f":"IF($E422=DataInput!$B421,DataInput!K421,NA())","v":0.77271411150861402},null,null,"SA Baroota",null,null,null,null,false,null,null,{"$error":"#N/A"},{"$error":"#N/A"},{"$error":"#N/A"},{"$error":"#N/A"},{"$error":"#N/A"},{"$error":"#N/A"},{"$error":"#N/A"},{"$error":"#N/A"},{"$error":"#N/A"},{"$error":"#N/A"}]
[null,{"$f":"IF(DataInput!B422=$B$8,IF($B$9=$B$10,TRUE,IF(DataInput!E422=$B$9,TRUE,FALSE)))","v":true},null,null,{"$f":"IF(B423=TRUE,DataInput!B422,NA())","v":"SA"},{"$f":"IF($E423=DataInput!$B422,DataInput!C422,NA())","v":"SBAR"},{"$f":"IF($E423=DataInput!$B422,DataInput!D422,NA())","v":"Baroota"},{"$f":"IF($E423=DataInput!$B422,DataInput!E422,NA())","v":"SAPN"},{"$f":"IF($E423=DataInput!$B422,DataInput!F422,NA())","v":"Summer"},{"$f":"IF($E423=DataInput!$B422,DataInput!G422,NA())","v":"Non-Coincident"},{"$f":"IF($E423=DataInput!$B422,DataInput!H422,NA())","v":2018},{"$f":"IF($E423=DataInput!$B422,DataInput!I422,NA())","v":"POE50"},{"$f":"IF($E423=DataInput!$B422,DataInput!J422,NA())","v":7.1082867729686301},{"$f":"IF($E423=DataInput!$B422,DataInput!K422,NA())","v":0.76524141763678799},null,null,"SA Baroota",null,null,null,null,false,null,null,{"$error":"#N/A"},{"$error":"#N/A"},{"$error":"#N/A"},{"$error":"#N/A"},{"$error":"#N/A"},{"$error":"#N/A"},{"$error":"#N/A"},{"$error":"#N/A"},{"$error":"#N/A"},{"$error":"#N/A"}]
[null,{"$f":"IF(DataInput!B423=$B$8,IF($B$9=$B$10,TRUE,IF(DataInput!E423=$B$9,TRUE,FALSE)))","v":true},null,null,{"$f":"IF(B424=TRUE,DataInput!B423,NA())","v":"SA"},{"$f":"IF($E424=DataInput!$B423,DataInput!C423,NA())","v":"SBAR"},{"$f":"IF($E424=DataInput!$B423,DataInput!D423,NA())","v":"Baroota"},{"$f":"IF($E424=DataInput!$B423,DataInput!E423,NA())","v":"SAPN"},{"$f":"IF($E424=DataInput!$B423,DataInput!F423,NA())","v":"Summer"},{"$f":"IF($E424=DataInput!$B423,DataInput!G423,NA())","v":"Non-Coincident"},{"$f":"IF($E424=DataInput!$B423,DataInput!H423,NA())","v":2019},{"$f":"IF($E424=DataInput!$B423,DataInput!I423,NA())","v":"POE50"},{"$f":"IF($E424=DataInput!$B423,DataInput!J423,NA())","v":6.9489964780228002},{"$f":"IF($E424=DataInput!$B423,DataInput!K423,NA())","v":0.76184413720433097},null,null,"SA Baroota",null,null,null,null,false,null,null,{"$error":"#N/A"},{"$error":"#N/A"},{"$error":"#N/A"},{"$error":"#N/A"},{"$error":"#N/A"},{"$error":"#N/A"},{"$error":"#N/A"},{"$error":"#N/A"},{"$error":"#N/A"},{"$error":"#N/A"}]
[null,{"$f":"IF(DataInput!B424=$B$8,IF($B$9=$B$10,TRUE,IF(DataInput!E424=$B$9,TRUE,FALSE)))","v":true},null,null,{"$f":"IF(B425=TRUE,DataInput!B424,NA())","v":"SA"},{"$f":"IF($E425=DataInput!$B424,DataInput!C424,NA())","v":"SBAR"},{"$f":"IF($E425=DataInput!$B424,DataInput!D424,NA())","v":"Baroota"},{"$f":"IF($E425=DataInput!$B424,DataInput!E424,NA())","v":"SAPN"},{"$f":"IF($E425=DataInput!$B424,DataInput!F424,NA())","v":"Summer"},{"$f":"IF($E425=DataInput!$B424,DataInput!G424,NA())","v":"Non-Coincident"},{"$f":"IF($E425=DataInput!$B424,DataInput!H424,NA())","v":2020},{"$f":"IF($E425=DataInput!$B424,DataInput!I424,NA())","v":"POE50"},{"$f":"IF($E425=DataInput!$B424,DataInput!J424,NA())","v":6.7144515950700301},{"$f":"IF($E425=DataInput!$B424,DataInput!K424,NA())","v":0.763523541224848},null,null,"SA Baroota",null,null,null,null,false,null,null,{"$error":"#N/A"},{"$error":"#N/A"},{"$error":"#N/A"},{"$error":"#N/A"},{"$error":"#N/A"},{"$error":"#N/A"},{"$error":"#N/A"},{"$error":"#N/A"},{"$error":"#N/A"},{"$error":"#N/A"}]
[null,{"$f":"IF(DataInput!B425=$B$8,IF($B$9=$B$10,TRUE,IF(DataInput!E425=$B$9,TRUE,FALSE)))","v":true},null,null,{"$f":"IF(B426=TRUE,DataInput!B425,NA())","v":"SA"},{"$f":"IF($E426=DataInput!$B425,DataInput!C425,NA())","v":"SBAR"},{"$f":"IF($E426=DataInput!$B425,DataInput!D425,NA())","v":"Baroota"},{"$f":"IF($E426=DataInput!$B425,DataInput!E425,NA())","v":"SAPN"},{"$f":"IF($E426=DataInput!$B425,DataInput!F425,NA())","v":"Summer"},{"$f":"IF($E426=DataInput!$B425,DataInput!G425,NA())","v":"Non-Coincident"},{"$f":"IF($E426=DataInput!$B425,DataInput!H425,NA())","v":2021},{"$f":"IF($E426=DataInput!$B425,DataInput!I425,NA())","v":"POE50"},{"$f":"IF($E426=DataInput!$B425,DataInput!J425,NA())","v":6.4906449813805001},{"$f":"IF($E426=DataInput!$B425,DataInput!K425,NA())","v":0.77331163000913505},null,null,"SA Baroota",null,null,null,null,false,null,null,{"$error":"#N/A"},{"$error":"#N/A"},{"$error":"#N/A"},{"$error":"#N/A"},{"$error":"#N/A"},{"$error":"#N/A"},{"$error":"#N/A"},{"$error":"#N/A"},{"$error":"#N/A"},{"$error":"#N/A"}]
[null,{"$f":"IF(DataInput!B426=$B$8,IF($B$9=$B$10,TRUE,IF(DataInput!E426=$B$9,TRUE,FALSE)))","v":true},null,null,{"$f":"IF(B427=TRUE,DataInput!B426,NA())","v":"SA"},{"$f":"IF($E427=DataInput!$B426,DataInput!C426,NA())","v":"SBAR"},{"$f":"IF($E427=DataInput!$B426,DataInput!D426,NA())","v":"Baroota"},{"$f":"IF($E427=DataInput!$B426,DataInput!E426,NA())","v":"SAPN"},{"$f":"IF($E427=DataInput!$B426,DataInput!F426,NA())","v":"Summer"},{"$f":"IF($E427=DataInput!$B426,DataInput!G426,NA())","v":"Non-Coincident"},{"$f":"IF($E427=DataInput!$B426,DataInput!H426,NA())","v":2022},{"$f":"IF($E427=DataInput!$B426,DataInput!I426,NA())","v":"POE50"},{"$f":"IF($E427=DataInput!$B426,DataInput!J426,NA())","v":6.2031577776473297},{"$f":"IF($E427=DataInput!$B426,DataInput!K426,NA())","v":0.773409294199918},null,null,"SA Baroota",null,null,null,null,false,null,null,{"$error":"#N/A"},{"$error":"#N/A"},{"$error":"#N/A"},{"$error":"#N/A"},{"$error":"#N/A"},{"$error":"#N/A"},{"$error":"#N/A"},{"$error":"#N/A"},{"$error":"#N/A"},{"$error":"#N/A"}]
[null,{"$f":"IF(DataInput!B427=$B$8,IF($B$9=$B$10,TRUE,IF(DataInput!E427=$B$9,TRUE,FALSE)))","v":true},null,null,{"$f":"IF(B428=TRUE,DataInput!B427,NA())","v":"SA"},{"$f":"IF($E428=DataInput!$B427,DataInput!C427,NA())","v":"SBAR"},{"$f":"IF($E428=DataInput!$B427,DataInput!D427,NA())","v":"Baroota"},{"$f":"IF($E428=DataInput!$B427,DataInput!E427,NA())","v":"SAPN"},{"$f":"IF($E428=DataInput!$B427,DataInput!F427,NA())","v":"Summer"},{"$f":"IF($E428=DataInput!$B427,DataInput!G427,NA())","v":"Non-Coincident"},{"$f":"IF($E428=DataInput!$B427,DataInput!H427,NA())","v":2023},{"$f":"IF($E428=DataInput!$B427,DataInput!I427,NA())","v":"POE50"},{"$f":"IF($E428=DataInput!$B427,DataInput!J427,NA())","v":6.0697453038806},{"$f":"IF($E428=DataInput!$B427,DataInput!K427,NA())","v":0.77350541894038705},null,null,"SA Baroota",null,null,null,null,false,null,null,{"$error":"#N/A"},{"$error":"#N/A"},{"$error":"#N/A"},{"$error":"#N/A"},{"$error":"#N/A"},{"$error":"#N/A"},{"$error":"#N/A"},{"$error":"#N/A"},{"$error":"#N/A"},{"$error":"#N/A"}]
[null,{"$f":"IF(DataInput!B428=$B$8,IF($B$9=$B$10,TRUE,IF(DataInput!E428=$B$9,TRUE,FALSE)))","v":true},null,null,{"$f":"IF(B429=TRUE,DataInput!B428,NA())","v":"SA"},{"$f":"IF($E429=DataInput!$B428,DataInput!C428,NA())","v":"SBAR"},{"$f":"IF($E429=DataInput!$B428,DataInput!D428,NA())","v":"Baroota"},{"$f":"IF($E429=DataInput!$B428,DataInput!E428,NA())","v":"SAPN"},{"$f":"IF($E429=DataInput!$B428,DataInput!F428,NA())","v":"Summer"},{"$f":"IF($E429=DataInput!$B428,DataInput!G428,NA())","v":"Non-Coincident"},{"$f":"IF($E429=DataInput!$B428,DataInput!H428,NA())","v":2024},{"$f":"IF($E429=DataInput!$B428,DataInput!I428,NA())","v":"POE50"},{"$f":"IF($E429=DataInput!$B428,DataInput!J428,NA())","v":5.94846992378897},{"$f":"IF($E429=DataInput!$B428,DataInput!K428,NA())","v":0.77360308060681005},null,null,"SA Baroota",null,null,null,null,false,null,null,{"$error":"#N/A"},{"$error":"#N/A"},{"$error":"#N/A"},{"$error":"#N/A"},{"$error":"#N/A"},{"$error":"#N/A"},{"$error":"#N/A"},{"$error":"#N/A"},{"$error":"#N/A"},{"$error":"#N/A"}]
[null,{"$f":"IF(DataInput!B429=$B$8,IF($B$9=$B$10,TRUE,IF(DataInput!E429=$B$9,TRUE,FALSE)))","v":true},null,null,{"$f":"IF(B430=TRUE,DataInput!B429,NA())","v":"SA"},{"$f":"IF($E430=DataInput!$B429,DataInput!C429,NA())","v":"SBAR"},{"$f":"IF($E430=DataInput!$B429,DataInput!D429,NA())","v":"Baroota"},{"$f":"IF($E430=DataInput!$B429,DataInput!E429,NA())","v":"SAPN"},{"$f":"IF($E430=DataInput!$B429,DataInput!F429,NA())","v":"Summer"},{"$f":"IF($E430=DataInput!$B429,DataInput!G429,NA())","v":"Non-Coincident"},{"$f":"IF($E430=DataInput!$B429,DataInput!H429,NA())","v":2025},{"$f":"IF($E430=DataInput!$B429,DataInput!I429,NA())","v":"POE50"},{"$f":"IF($E430=DataInput!$B429,DataInput!J429,NA())","v":5.8589655433443601},{"$f":"IF($E430=DataInput!$B429,DataInput!K429,NA())","v":0.773696325286927},null,null,"SA Baroota",null,null,null,null,false,null,null,{"$error":"#N/A"},{"$error":"#N/A"},{"$error":"#N/A"},{"$error":"#N/A"},{"$error":"#N/A"},{"$error":"#N/A"},{"$error":"#N/A"},{"$error":"#N/A"},{"$error":"#N/A"},{"$error":"#N/A"}]
[null,{"$f":"IF(DataInput!B430=$B$8,IF($B$9=$B$10,TRUE,IF(DataInput!E430=$B$9,TRUE,FALSE)))","v":true},null,null,{"$f":"IF(B431=TRUE,DataInput!B430,NA())","v":"SA"},{"$f":"IF($E431=DataInput!$B430,DataInput!C430,NA())","v":"SBAR"},{"$f":"IF($E431=DataInput!$B430,DataInput!D430,NA())","v":"Baroota"},{"$f":"IF($E431=DataInput!$B430,DataInput!E430,NA())","v":"SAPN"},{"$f":"IF($E431=DataInput!$B430,DataInput!F430,NA())","v":"Summer"},{"$f":"IF($E431=DataInput!$B430,DataInput!G430,NA())","v":"Non-Coincident"},{"$f":"IF($E431=DataInput!$B430,DataInput!H430,NA())","v":2026},{"$f":"IF($E431=DataInput!$B430,DataInput!I430,NA())","v":"POE50"},{"$f":"IF($E431=DataInput!$B430,DataInput!J430,NA())","v":5.7356020706004003},{"$f":"IF($E431=DataInput!$B430,DataInput!K430,NA())","v":0.773782450954419},null,null,"SA Baroota",null,null,null,null,false,null,null,{"$error":"#N/A"},{"$f":"IF($V431=TRUE,F431,NA())","v":{"$error":"#N/A"}},{"$f":"IF($V431=TRUE,G431,NA())","v":{"$error":"#N/A"}},{"$f":"IF($V431=TRUE,H431,NA())","v":{"$error":"#N/A"}},{"$f":"IF($V431=TRUE,I431,NA())","v":{"$error":"#N/A"}},{"$f":"IF($V431=TRUE,J431,NA())","v":{"$error":"#N/A"}},{"$f":"IF($V431=TRUE,K431,NA())","v":{"$error":"#N/A"}},{"$f":"IF($V431=TRUE,L431,NA())","v":{"$error":"#N/A"}},{"$f":"IF($V431=TRUE,M431,NA())","v":{"$error":"#N/A"}},{"$f":"IF($V431=TRUE,N431,NA())","v":{"$error":"#N/A"}}]
[null,{"$f":"IF(DataInput!B431=$B$8,IF($B$9=$B$10,TRUE,IF(DataInput!E431=$B$9,TRUE,FALSE)))","v":true},null,null,{"$f":"IF(B432=TRUE,DataInput!B431,NA())","v":"SA"},{"$f":"IF($E432=DataInput!$B431,DataInput!C431,NA())","v":"SBAR"},{"$f":"IF($E432=DataInput!$B431,DataInput!D431,NA())","v":"Baroota"},{"$f":"IF($E432=DataInput!$B431,DataInput!E431,NA())","v":"SAPN"},{"$f":"IF($E432=DataInput!$B431,DataInput!F431,NA())","v":"Winter"},{"$f":"IF($E432=DataInput!$B431,DataInput!G431,NA())","v":"Non-Coincident"},{"$f":"IF($E432=DataInput!$B431,DataInput!H431,NA())","v":2016},{"$f":"IF($E432=DataInput!$B431,DataInput!I431,NA())","v":"POE10"},{"$f":"IF($E432=DataInput!$B431,DataInput!J431,NA())","v":6.1050970984478701},{"$f":"IF($E432=DataInput!$B431,DataInput!K431,NA())","v":0.96536747063324402},null,null,"SA Baroota",null,null,null,null,false,null,null,{"$error":"#N/A"},{"$error":"#N/A"},{"$error":"#N/A"},{"$error":"#N/A"},{"$error":"#N/A"},{"$error":"#N/A"},{"$error":"#N/A"},{"$error":"#N/A"},{"$error":"#N/A"},{"$error":"#N/A"}]
[null,{"$f":"IF(DataInput!B432=$B$8,IF($B$9=$B$10,TRUE,IF(DataInput!E432=$B$9,TRUE,FALSE)))","v":true},null,null,{"$f":"IF(B433=TRUE,DataInput!B432,NA())","v":"SA"},{"$f":"IF($E433=DataInput!$B432,DataInput!C432,NA())","v":"SBAR"},{"$f":"IF($E433=DataInput!$B432,DataInput!D432,NA())","v":"Baroota"},{"$f":"IF($E433=DataInput!$B432,DataInput!E432,NA())","v":"SAPN"},{"$f":"IF($E433=DataInput!$B432,DataInput!F432,NA())","v":"Winter"},{"$f":"IF($E433=DataInput!$B432,DataInput!G432,NA())","v":"Non-Coincident"},{"$f":"IF($E433=DataInput!$B432,DataInput!H432,NA())","v":2017},{"$f":"IF($E433=DataInput!$B432,DataInput!I432,NA())","v":"POE10"},{"$f":"IF($E433=DataInput!$B432,DataInput!J432,NA())","v":6.0427990065411397},{"$f":"IF($E433=DataInput!$B432,DataInput!K432,NA())","v":0.96349112290050898},null,null,"SA Baroota",null,null,null,null,false,null,null,{"$error":"#N/A"},{"$error":"#N/A"},{"$error":"#N/A"},{"$error":"#N/A"},{"$error":"#N/A"},{"$error":"#N/A"},{"$error":"#N/A"},{"$error":"#N/A"},{"$error":"#N/A"},{"$error":"#N/A"}]
[null,{"$f":"IF(DataInput!B433=$B$8,IF($B$9=$B$10,TRUE,IF(DataInput!E433=$B$9,TRUE,FALSE)))","v":true},null,null,{"$f":"IF(B434=TRUE,DataInput!B433,NA())","v":"SA"},{"$f":"IF($E434=DataInput!$B433,DataInput!C433,NA())","v":"SBAR"},{"$f":"IF($E434=DataInput!$B433,DataInput!D433,NA())","v":"Baroota"},{"$f":"IF($E434=DataInput!$B433,DataInput!E433,NA())","v":"SAPN"},{"$f":"IF($E434=DataInput!$B433,DataInput!F433,NA())","v":"Winter"},{"$f":"IF($E434=DataInput!$B433,DataInput!G433,NA())","v":"Non-Coincident"},{"$f":"IF($E434=DataInput!$B433,DataInput!H433,NA())","v":2018},{"$f":"IF($E434=DataInput!$B433,DataInput!I433,NA())","v":"POE10"},{"$f":"IF($E434=DataInput!$B433,DataInput!J433,NA())","v":5.9818272929829002},{"$f":"IF($E434=DataInput!$B433,DataInput!K433,NA())","v":0.96495219989418901},null,null,"SA Baroota",null,null,null,null,false,null,null,{"$error":"#N/A"},{"$error":"#N/A"},{"$error":"#N/A"},{"$error":"#N/A"},{"$error":"#N/A"},{"$error":"#N/A"},{"$error":"#N/A"},{"$error":"#N/A"},{"$error":"#N/A"},{"$error":"#N/A"}]
[null,{"$f":"IF(DataInput!B434=$B$8,IF($B$9=$B$10,TRUE,IF(DataInput!E434=$B$9,TRUE,FALSE)))","v":true},null,null,{"$f":"IF(B435=TRUE,DataInput!B434,NA())","v":"SA"},{"$f":"IF($E435=DataInput!$B434,DataInput!C434,NA())","v":"SBAR"},{"$f":"IF($E435=DataInput!$B434,DataInput!D434,NA())","v":"Baroota"},{"$f":"IF($E435=DataInput!$B434,DataInput!E434,NA())","v":"SAPN"},{"$f":"IF($E435=DataInput!$B434,DataInput!F434,NA())","v":"Winter"},{"$f":"IF($E435=DataInput!$B434,DataInput!G434,NA())","v":"Non-Coincident"},{"$f":"IF($E435=DataInput!$B434,DataInput!H434,NA())","v":2019},{"$f":"IF($E435=DataInput!$B434,DataInput!I434,NA())","v":"POE10"},{"$f":"IF($E435=DataInput!$B434,DataInput!J434,NA())","v":5.95923686800149},{"$f":"IF($E435=DataInput!$B434,DataInput!K434,NA())","v":0.96816246664600802},null,null,"SA Baroota",null,null,null,null,false,null,null,{"$error":"#N/A"},{"$error":"#N/A"},{"$error":"#N/A"},{"$error":"#N/A"},{"$error":"#N/A"},{"$error":"#N/A"},{"$error":"#N/A"},{"$error":"#N/A"},{"$error":"#N/A"},{"$error":"#N/A"}]
[null,{"$f":"IF(DataInput!B435=$B$8,IF($B$9=$B$10,TRUE,IF(DataInput!E435=$B$9,TRUE,FALSE)))","v":true},null,null,{"$f":"IF(B436=TRUE,DataInput!B435,NA())","v":"SA"},{"$f":"IF($E436=DataInput!$B435,DataInput!C435,NA())","v":"SBAR"},{"$f":"IF($E436=DataInput!$B435,DataInput!D435,NA())","v":"Baroota"},{"$f":"IF($E436=DataInput!$B435,DataInput!E435,NA())","v":"SAPN"},{"$f":"IF($E436=DataInput!$B435,DataInput!F435,NA())","v":"Winter"},{"$f":"IF($E436=DataInput!$B435,DataInput!G435,NA())","v":"Non-Coincident"},{"$f":"IF($E436=DataInput!$B435,DataInput!H435,NA())","v":2020},{"$f":"IF($E436=DataInput!$B435,DataInput!I435,NA())","v":"POE10"},{"$f":"IF($E436=DataInput!$B435,DataInput!J435,NA())","v":5.9116726858978197},{"$f":"IF($E436=DataInput!$B435,DataInput!K435,NA())","v":0.96694579067364095},null,null,"SA Baroota",null,null,null,null,false,null,null,{"$error":"#N/A"},{"$error":"#N/A"},{"$error":"#N/A"},{"$error":"#N/A"},{"$error":"#N/A"},{"$error":"#N/A"},{"$error":"#N/A"},{"$error":"#N/A"},{"$error":"#N/A"},{"$error":"#N/A"}]
[null,{"$f":"IF(DataInput!B436=$B$8,IF($B$9=$B$10,TRUE,IF(DataInput!E436=$B$9,TRUE,FALSE)))","v":true},null,null,{"$f":"IF(B437=TRUE,DataInput!B436,NA())","v":"SA"},{"$f":"IF($E437=DataInput!$B436,DataInput!C436,NA())","v":"SBAR"},{"$f":"IF($E437=DataInput!$B436,DataInput!D436,NA())","v":"Baroota"},{"$f":"IF($E437=DataInput!$B436,DataInput!E436,NA())","v":"SAPN"},{"$f":"IF($E437=DataInput!$B436,DataInput!F436,NA())","v":"Winter"},{"$f":"IF($E437=DataInput!$B436,DataInput!G436,NA())","v":"Non-Coincident"},{"$f":"IF($E437=DataInput!$B436,DataInput!H436,NA())","v":2021},{"$f":"IF($E437=DataInput!$B436,DataInput!I436,NA())","v":"POE10"},{"$f":"IF($E437=DataInput!$B436,DataInput!J436,NA())","v":5.8566291173363201},{"$f":"IF($E437=DataInput!$B436,DataInput!K436,NA())","v":0.96699777916421603},null,null,"SA Baroota",null,null,null,null,false,null,null,{"$error":"#N/A"},{"$error":"#N/A"},{"$error":"#N/A"},{"$error":"#N/A"},{"$error":"#N/A"},{"$error":"#N/A"},{"$error":"#N/A"},{"$error":"#N/A"},{"$error":"#N/A"},{"$error":"#N/A"}]
[null,{"$f":"IF(DataInput!B437=$B$8,IF($B$9=$B$10,TRUE,IF(DataInput!E437=$B$9,TRUE,FALSE)))","v":true},null,null,{"$f":"IF(B438=TRUE,DataInput!B437,NA())","v":"SA"},{"$f":"IF($E438=DataInput!$B437,DataInput!C437,NA())","v":"SBAR"},{"$f":"IF($E438=DataInput!$B437,DataInput!D437,NA())","v":"Baroota"},{"$f":"IF($E438=DataInput!$B437,DataInput!E437,NA())","v":"SAPN"},{"$f":"IF($E438=DataInput!$B437,DataInput!F437,NA())","v":"Winter"},{"$f":"IF($E438=DataInput!$B437,DataInput!G437,NA())","v":"Non-Coincident"},{"$f":"IF($E438=DataInput!$B437,DataInput!H437,NA())","v":2022},{"$f":"IF($E438=DataInput!$B437,DataInput!I437,NA())","v":"POE10"},{"$f":"IF($E438=DataInput!$B437,DataInput!J437,NA())","v":5.8028604545198403},{"$f":"IF($E438=DataInput!$B437,DataInput!K437,NA())","v":0.967051545473952},null,null,"SA Baroota",null,null,null,null,false,null,null,{"$error":"#N/A"},{"$error":"#N/A"},{"$error":"#N/A"},{"$error":"#N/A"},{"$error":"#N/A"},{"$error":"#N/A"},{"$error":"#N/A"},{"$error":"#N/A"},{"$error":"#N/A"},{"$error":"#N/A"}]
[null,{"$f":"IF(DataInput!B438=$B$8,IF($B$9=$B$10,TRUE,IF(DataInput!E438=$B$9,TRUE,FALSE)))","v":true},null,null,{"$f":"IF(B439=TRUE,DataInput!B438,NA())","v":"SA"},{"$f":"IF($E439=DataInput!$B438,DataInput!C438,NA())","v":"SBAR"},{"$f":"IF($E439=DataInput!$B438,DataInput!D438,NA())","v":"Baroota"},{"$f":"IF($E439=DataInput!$B438,DataInput!E438,NA())","v":"SAPN"},{"$f":"IF($E439=DataInput!$B438,DataInput!F438,NA())","v":"Winter"},{"$f":"IF($E439=DataInput!$B438,DataInput!G438,NA())","v":"Non-Coincident"},{"$f":"IF($E439=DataInput!$B438,DataInput!H438,NA())","v":2023},{"$f":"IF($E439=DataInput!$B438,DataInput!I438,NA())","v":"POE10"},{"$f":"IF($E439=DataInput!$B438,DataInput!J438,NA())","v":5.7381110501485697},{"$f":"IF($E439=DataInput!$B438,DataInput!K438,NA())","v":0.96710694895223703},null,null,"SA Baroota",null,null,null,null,false,null,null,{"$error":"#N/A"},{"$error":"#N/A"},{"$error":"#N/A"},{"$error":"#N/A"},{"$error":"#N/A"},{"$error":"#N/A"},{"$error":"#N/A"},{"$error":"#N/A"},{"$error":"#N/A"},{"$error":"#N/A"}]
[null,{"$f":"IF(DataInput!B439=$B$8,IF($B$9=$B$10,TRUE,IF(DataInput!E439=$B$9,TRUE,FALSE)))","v":true},null,null,{"$f":"IF(B440=TRUE,DataInput!B439,NA())","v":"SA"},{"$f":"IF($E440=DataInput!$B439,DataInput!C439,NA())","v":"SBAR"},{"$f":"IF($E440=DataInput!$B439,DataInput!D439,NA())","v":"Baroota"},{"$f":"IF($E440=DataInput!$B439,DataInput!E439,NA())","v":"SAPN"},{"$f":"IF($E440=DataInput!$B439,DataInput!F439,NA())","v":"Winter"},{"$f":"IF($E440=DataInput!$B439,DataInput!G439,NA())","v":"Non-Coincident"},{"$f":"IF($E440=DataInput!$B439,DataInput!H439,NA())","v":2024},{"$f":"IF($E440=DataInput!$B439,DataInput!I439,NA())","v":"POE10"},{"$f":"IF($E440=DataInput!$B439,DataInput!J439,NA())","v":5.6733069489564203},{"$f":"IF($E440=DataInput!$B439,DataInput!K439,NA())","v":0.96716385889687595},null,null,"SA Baroota",null,null,null,null,false,null,null,{"$error":"#N/A"},{"$error":"#N/A"},{"$error":"#N/A"},{"$error":"#N/A"},{"$error":"#N/A"},{"$error":"#N/A"},{"$error":"#N/A"},{"$error":"#N/A"},{"$error":"#N/A"},{"$error":"#N/A"}]
[null,{"$f":"IF(DataInput!B440=$B$8,IF($B$9=$B$10,TRUE,IF(DataInput!E440=$B$9,TRUE,FALSE)))","v":true},null,null,{"$f":"IF(B441=TRUE,DataInput!B440,NA())","v":"SA"},{"$f":"IF($E441=DataInput!$B440,DataInput!C440,NA())","v":"SBAR"},{"$f":"IF($E441=DataInput!$B440,DataInput!D440,NA())","v":"Baroota"},{"$f":"IF($E441=DataInput!$B440,DataInput!E440,NA())","v":"SAPN"},{"$f":"IF($E441=DataInput!$B440,DataInput!F440,NA())","v":"Winter"},{"$f":"IF($E441=DataInput!$B440,DataInput!G440,NA())","v":"Non-Coincident"},{"$f":"IF($E441=DataInput!$B440,DataInput!H440,NA())","v":2025},{"$f":"IF($E441=DataInput!$B440,DataInput!I440,NA())","v":"POE10"},{"$f":"IF($E441=DataInput!$B440,DataInput!J440,NA())","v":5.5904151460919698},{"$f":"IF($E441=DataInput!$B440,DataInput!K440,NA())","v":0.96722215866063599},null,null,"SA Baroota",null,null,null,null,false,null,null,{"$error":"#N/A"},{"$error":"#N/A"},{"$error":"#N/A"},{"$error":"#N/A"},{"$error":"#N/A"},{"$error":"#N/A"},{"$error":"#N/A"},{"$error":"#N/A"},{"$error":"#N/A"},{"$error":"#N/A"}]
[null,{"$f":"IF(DataInput!B441=$B$8,IF($B$9=$B$10,TRUE,IF(DataInput!E441=$B$9,TRUE,FALSE)))","v":true},null,null,{"$f":"IF(B442=TRUE,DataInput!B441,NA())","v":"SA"},{"$f":"IF($E442=DataInput!$B441,DataInput!C441,NA())","v":"SBAR"},{"$f":"IF($E442=DataInput!$B441,DataInput!D441,NA())","v":"Baroota"},{"$f":"IF($E442=DataInput!$B441,DataInput!E441,NA())","v":"SAPN"},{"$f":"IF($E442=DataInput!$B441,DataInput!F441,NA())","v":"Winter"},{"$f":"IF($E442=DataInput!$B441,DataInput!G441,NA())","v":"Non-Coincident"},{"$f":"IF($E442=DataInput!$B441,DataInput!H441,NA())","v":2016},{"$f":"IF($E442=DataInput!$B441,DataInput!I441,NA())","v":"POE50"},{"$f":"IF($E442=DataInput!$B441,DataInput!J441,NA())","v":5.9018623155281604},{"$f":"IF($E442=DataInput!$B441,DataInput!K441,NA())","v":0.96804808922152497},null,null,"SA Baroota",null,null,null,null,false,null,null,{"$error":"#N/A"},{"$error":"#N/A"},{"$error":"#N/A"},{"$error":"#N/A"},{"$error":"#N/A"},{"$error":"#N/A"},{"$error":"#N/A"},{"$error":"#N/A"},{"$error":"#N/A"},{"$error":"#N/A"}]
[null,{"$f":"IF(DataInput!B442=$B$8,IF($B$9=$B$10,TRUE,IF(DataInput!E442=$B$9,TRUE,FALSE)))","v":true},null,null,{"$f":"IF(B443=TRUE,DataInput!B442,NA())","v":"SA"},{"$f":"IF($E443=DataInput!$B442,DataInput!C442,NA())","v":"SBAR"},{"$f":"IF($E443=DataInput!$B442,DataInput!D442,NA())","v":"Baroota"},{"$f":"IF($E443=DataInput!$B442,DataInput!E442,NA())","v":"SAPN"},{"$f":"IF($E443=DataInput!$B442,DataInput!F442,NA())","v":"Winter"},{"$f":"IF($E443=DataInput!$B442,DataInput!G442,NA())","v":"Non-Coincident"},{"$f":"IF($E443=DataInput!$B442,DataInput!H442,NA())","v":2017},{"$f":"IF($E443=DataInput!$B442,DataInput!I442,NA())","v":"POE50"},{"$f":"IF($E443=DataInput!$B442,DataInput!J442,NA())","v":5.8400025886030997},{"$f":"IF($E443=DataInput!$B442,DataInput!K442,NA())","v":0.965719582155249},null,null,"SA Baroota",null,null,null,null,false,null,null,{"$error":"#N/A"},{"$error":"#N/A"},{"$error":"#N/A"},{"$error":"#N/A"},{"$error":"#N/A"},{"$error":"#N/A"},{"$error":"#N/A"},{"$error":"#N/A"},{"$error":"#N/A"},{"$error":"#N/A"}]
[null,{"$f":"IF(DataInput!B443=$B$8,IF($B$9=$B$10,TRUE,IF(DataInput!E443=$B$9,TRUE,FALSE)))","v":true},null,null,{"$f":"IF(B444=TRUE,DataInput!B443,NA())","v":"SA"},{"$f":"IF($E444=DataInput!$B443,DataInput!C443,NA())","v":"SBAR"},{"$f":"IF($E444=DataInput!$B443,DataInput!D443,NA())","v":"Baroota"},{"$f":"IF($E444=DataInput!$B443,DataInput!E443,NA())","v":"SAPN"},{"$f":"IF($E444=DataInput!$B443,DataInput!F443,NA())","v":"Winter"},{"$f":"IF($E444=DataInput!$B443,DataInput!G443,NA())","v":"Non-Coincident"},{"$f":"IF($E444=DataInput!$B443,DataInput!H443,NA())","v":2018},{"$f":"IF($E444=DataInput!$B443,DataInput!I443,NA())","v":"POE50"},{"$f":"IF($E444=DataInput!$B443,DataInput!J443,NA())","v":5.7804516441983296},{"$f":"IF($E444=DataInput!$B443,DataInput!K443,NA())","v":0.96752906462232002},null,null,"SA Baroota",null,null,null,null,false,null,null,{"$error":"#N/A"},{"$error":"#N/A"},{"$error":"#N/A"},{"$error":"#N/A"},{"$error":"#N/A"},{"$error":"#N/A"},{"$error":"#N/A"},{"$error":"#N/A"},{"$error":"#N/A"},{"$error":"#N/A"}]
[null,{"$f":"IF(DataInput!B444=$B$8,IF($B$9=$B$10,TRUE,IF(DataInput!E444=$B$9,TRUE,FALSE)))","v":true},null,null,{"$f":"IF(B445=TRUE,DataInput!B444,NA())","v":"SA"},{"$f":"IF($E445=DataInput!$B444,DataInput!C444,NA())","v":"SBAR"},{"$f":"IF($E445=DataInput!$B444,DataInput!D444,NA())","v":"Baroota"},{"$f":"IF($E445=DataInput!$B444,DataInput!E444,NA())","v":"SAPN"},{"$f":"IF($E445=DataInput!$B444,DataInput!F444,NA())","v":"Winter"},{"$f":"IF($E445=DataInput!$B444,DataInput!G444,NA())","v":"Non-Coincident"},{"$f":"IF($E445=DataInput!$B444,DataInput!H444,NA())","v":2019},{"$f":"IF($E445=DataInput!$B444,DataInput!I444,NA())","v":"POE50"},{"$f":"IF($E445=DataInput!$B444,DataInput!J444,NA())","v":5.7656378782477899},{"$f":"IF($E445=DataInput!$B444,DataInput!K444,NA())","v":0.97129155257439703},null,null,"SA Baroota",null,null,null,null,false,null,null,{"$error":"#N/A"},{"$error":"#N/A"},{"$error":"#N/A"},{"$error":"#N/A"},{"$error":"#N/A"},{"$error":"#N/A"},{"$error":"#N/A"},{"$error":"#N/A"},{"$error":"#N/A"},{"$error":"#N/A"}]
[null,{"$f":"IF(DataInput!B445=$B$8,IF($B$9=$B$10,TRUE,IF(DataInput!E445=$B$9,TRUE,FALSE)))","v":true},null,null,{"$f":"IF(B446=TRUE,DataInput!B445,NA())","v":"SA"},{"$f":"IF($E446=DataInput!$B445,DataInput!C445,NA())","v":"SBAR"},{"$f":"IF($E446=DataInput!$B445,DataInput!D445,NA())","v":"Baroota"},{"$f":"IF($E446=DataInput!$B445,DataInput!E445,NA())","v":"SAPN"},{"$f":"IF($E446=DataInput!$B445,DataInput!F445,NA())","v":"Winter"},{"$f":"IF($E446=DataInput!$B445,DataInput!G445,NA())","v":"Non-Coincident"},{"$f":"IF($E446=DataInput!$B445,DataInput!H445,NA())","v":2020},{"$f":"IF($E446=DataInput!$B445,DataInput!I445,NA())","v":"POE50"},{"$f":"IF($E446=DataInput!$B445,DataInput!J445,NA())","v":5.73321919673546},{"$f":"IF($E446=DataInput!$B445,DataInput!K445,NA())","v":0.969696463984279},null,null,"SA Baroota",null,null,null,null,false,null,null,{"$error":"#N/A"},{"$f":"IF($V446=TRUE,F446,NA())","v":{"$error":"#N/A"}},{"$f":"IF($V446=TRUE,G446,NA())","v":{"$error":"#N/A"}},{"$f":"IF($V446=TRUE,H446,NA())","v":{"$error":"#N/A"}},{"$f":"IF($V446=TRUE,I446,NA())","v":{"$error":"#N/A"}},{"$f":"IF($V446=TRUE,J446,NA())","v":{"$error":"#N/A"}},{"$f":"IF($V446=TRUE,K446,NA())","v":{"$error":"#N/A"}},{"$f":"IF($V446=TRUE,L446,NA())","v":{"$error":"#N/A"}},{"$f":"IF($V446=TRUE,M446,NA())","v":{"$error":"#N/A"}},{"$f":"IF($V446=TRUE,N446,NA())","v":{"$error":"#N/A"}}]
[null,{"$f":"IF(DataInput!B446=$B$8,IF($B$9=$B$10,TRUE,IF(DataInput!E446=$B$9,TRUE,FALSE)))","v":true},null,null,{"$f":"IF(B447=TRUE,DataInput!B446,NA())","v":"SA"},{"$f":"IF($E447=DataInput!$B446,DataInput!C446,NA())","v":"SBAR"},{"$f":"IF($E447=DataInput!$B446,DataInput!D446,NA())","v":"Baroota"},{"$f":"IF($E447=DataInput!$B446,DataInput!E446,NA())","v":"SAPN"},{"$f":"IF($E447=DataInput!$B446,DataInput!F446,NA())","v":"Winter"},{"$f":"IF($E447=DataInput!$B446,DataInput!G446,NA())","v":"Non-Coincident"},{"$f":"IF($E447=DataInput!$B446,DataInput!H446,NA())","v":2021},{"$f":"IF($E447=DataInput!$B446,DataInput!I446,NA())","v":"POE50"},{"$f":"IF($E447=DataInput!$B446,DataInput!J446,NA())","v":5.6770849839367603},{"$f":"IF($E447=DataInput!$B446,DataInput!K446,NA())","v":0.96975201041340398},null,null,"SA Baroota",null,null,null,null,false,null,null,{"$error":"#N/A"},{"$error":"#N/A"},{"$error":"#N/A"},{"$error":"#N/A"},{"$error":"#N/A"},{"$error":"#N/A"},{"$error":"#N/A"},{"$error":"#N/A"},{"$error":"#N/A"},{"$error":"#N/A"}]
[null,{"$f":"IF(DataInput!B447=$B$8,IF($B$9=$B$10,TRUE,IF(DataInput!E447=$B$9,TRUE,FALSE)))","v":true},null,null,{"$f":"IF(B448=TRUE,DataInput!B447,NA())","v":"SA"},{"$f":"IF($E448=DataInput!$B447,DataInput!C447,NA())","v":"SBAR"},{"$f":"IF($E448=DataInput!$B447,DataInput!D447,NA())","v":"Baroota"},{"$f":"IF($E448=DataInput!$B447,DataInput!E447,NA())","v":"SAPN"},{"$f":"IF($E448=DataInput!$B447,DataInput!F447,NA())","v":"Winter"},{"$f":"IF($E448=DataInput!$B447,DataInput!G447,NA())","v":"Non-Coincident"},{"$f":"IF($E448=DataInput!$B447,DataInput!H447,NA())","v":2022},{"$f":"IF($E448=DataInput!$B447,DataInput!I447,NA())","v":"POE50"},{"$f":"IF($E448=DataInput!$B447,DataInput!J447,NA())","v":5.6141831791054502},{"$f":"IF($E448=DataInput!$B447,DataInput!K447,NA())","v":0.969809607399294},null,null,"SA Baroota",null,null,null,null,false,null,null,{"$error":"#N/A"},{"$error":"#N/A"},{"$error":"#N/A"},{"$error":"#N/A"},{"$error":"#N/A"},{"$error":"#N/A"},{"$error":"#N/A"},{"$error":"#N/A"},{"$error":"#N/A"},{"$error":"#N/A"}]
[null,{"$f":"IF(DataInput!B448=$B$8,IF($B$9=$B$10,TRUE,IF(DataInput!E448=$B$9,TRUE,FALSE)))","v":true},null,null,{"$f":"IF(B449=TRUE,DataInput!B448,NA())","v":"SA"},{"$f":"IF($E449=DataInput!$B448,DataInput!C448,NA())","v":"SBAR"},{"$f":"IF($E449=DataInput!$B448,DataInput!D448,NA())","v":"Baroota"},{"$f":"IF($E449=DataInput!$B448,DataInput!E448,NA())","v":"SAPN"},{"$f":"IF($E449=DataInput!$B448,DataInput!F448,NA())","v":"Winter"},{"$f":"IF($E449=DataInput!$B448,DataInput!G448,NA())","v":"Non-Coincident"},{"$f":"IF($E449=DataInput!$B448,DataInput!H448,NA())","v":2023},{"$f":"IF($E449=DataInput!$B448,DataInput!I448,NA())","v":"POE50"},{"$f":"IF($E449=DataInput!$B448,DataInput!J448,NA())","v":5.5449012536615703},{"$f":"IF($E449=DataInput!$B448,DataInput!K448,NA())","v":0.96986911232538497},null,null,"SA Baroota",null,null,null,null,false,null,null,{"$error":"#N/A"},{"$error":"#N/A"},{"$error":"#N/A"},{"$error":"#N/A"},{"$error":"#N/A"},{"$error":"#N/A"},{"$error":"#N/A"},{"$error":"#N/A"},{"$error":"#N/A"},{"$error":"#N/A"}]
[null,{"$f":"IF(DataInput!B449=$B$8,IF($B$9=$B$10,TRUE,IF(DataInput!E449=$B$9,TRUE,FALSE)))","v":true},null,null,{"$f":"IF(B450=TRUE,DataInput!B449,NA())","v":"SA"},{"$f":"IF($E450=DataInput!$B449,DataInput!C449,NA())","v":"SBAR"},{"$f":"IF($E450=DataInput!$B449,DataInput!D449,NA())","v":"Baroota"},{"$f":"IF($E450=DataInput!$B449,DataInput!E449,NA())","v":"SAPN"},{"$f":"IF($E450=DataInput!$B449,DataInput!F449,NA())","v":"Winter"},{"$f":"IF($E450=DataInput!$B449,DataInput!G449,NA())","v":"Non-Coincident"},{"$f":"IF($E450=DataInput!$B449,DataInput!H449,NA())","v":2024},{"$f":"IF($E450=DataInput!$B449,DataInput!I449,NA())","v":"POE50"},{"$f":"IF($E450=DataInput!$B449,DataInput!J449,NA())","v":5.4803961401732098},{"$f":"IF($E450=DataInput!$B449,DataInput!K449,NA())","v":0.96993038967732004},null,null,"SA Baroota",null,null,null,null,false,null,null,{"$error":"#N/A"},{"$error":"#N/A"},{"$error":"#N/A"},{"$error":"#N/A"},{"$error":"#N/A"},{"$error":"#N/A"},{"$error":"#N/A"},{"$error":"#N/A"},{"$error":"#N/A"},{"$error":"#N/A"}]
[null,{"$f":"IF(DataInput!B450=$B$8,IF($B$9=$B$10,TRUE,IF(DataInput!E450=$B$9,TRUE,FALSE)))","v":true},null,null,{"$f":"IF(B451=TRUE,DataInput!B450,NA())","v":"SA"},{"$f":"IF($E451=DataInput!$B450,DataInput!C450,NA())","v":"SBAR"},{"$f":"IF($E451=DataInput!$B450,DataInput!D450,NA())","v":"Baroota"},{"$f":"IF($E451=DataInput!$B450,DataInput!E450,NA())","v":"SAPN"},{"$f":"IF($E451=DataInput!$B450,DataInput!F450,NA())","v":"Winter"},{"$f":"IF($E451=DataInput!$B450,DataInput!G450,NA())","v":"Non-Coincident"},{"$f":"IF($E451=DataInput!$B450,DataInput!H450,NA())","v":2025},{"$f":"IF($E451=DataInput!$B450,DataInput!I450,NA())","v":"POE50"},{"$f":"IF($E451=DataInput!$B450,DataInput!J450,NA())","v":5.4079987660642903},{"$f":"IF($E451=DataInput!$B450,DataInput!K450,NA())","v":0.96999331621255003},null,null,"SA Baroota",null,null,null,null,false,null,null,{"$error":"#N/A"},{"$error":"#N/A"},{"$error":"#N/A"},{"$error":"#N/A"},{"$error":"#N/A"},{"$error":"#N/A"},{"$error":"#N/A"},{"$error":"#N/A"},{"$error":"#N/A"},{"$error":"#N/A"}]
[null,{"$f":"IF(DataInput!B451=$B$8,IF($B$9=$B$10,TRUE,IF(DataInput!E451=$B$9,TRUE,FALSE)))","v":true},null,null,{"$f":"IF(B452=TRUE,DataInput!B451,NA())","v":"SA"},{"$f":"IF($E452=DataInput!$B451,DataInput!C451,NA())","v":"SBHP"},{"$f":"IF($E452=DataInput!$B451,DataInput!D451,NA())","v":"Whyalla Terminal LMF"},{"$f":"IF($E452=DataInput!$B451,DataInput!E451,NA())","v":"SAPN"},{"$f":"IF($E452=DataInput!$B451,DataInput!F451,NA())","v":"Summer"},{"$f":"IF($E452=DataInput!$B451,DataInput!G451,NA())","v":"Non-Coincident"},{"$f":"IF($E452=DataInput!$B451,DataInput!H451,NA())","v":2017},{"$f":"IF($E452=DataInput!$B451,DataInput!I451,NA())","v":"POE10"},{"$f":"IF($E452=DataInput!$B451,DataInput!J451,NA())","v":"NA"},{"$f":"IF($E452=DataInput!$B451,DataInput!K451,NA())","v":"NA"},null,null,"SA Whyalla Terminal LMF",null,null,null,null,false,null,null,{"$error":"#N/A"},{"$error":"#N/A"},{"$error":"#N/A"},{"$error":"#N/A"},{"$error":"#N/A"},{"$error":"#N/A"},{"$error":"#N/A"},{"$error":"#N/A"},{"$error":"#N/A"},{"$error":"#N/A"}]
[null,{"$f":"IF(DataInput!B452=$B$8,IF($B$9=$B$10,TRUE,IF(DataInput!E452=$B$9,TRUE,FALSE)))","v":true},null,null,{"$f":"IF(B453=TRUE,DataInput!B452,NA())","v":"SA"},{"$f":"IF($E453=DataInput!$B452,DataInput!C452,NA())","v":"SBHP"},{"$f":"IF($E453=DataInput!$B452,DataInput!D452,NA())","v":"Whyalla Terminal LMF"},{"$f":"IF($E453=DataInput!$B452,DataInput!E452,NA())","v":"SAPN"},{"$f":"IF($E453=DataInput!$B452,DataInput!F452,NA())","v":"Summer"},{"$f":"IF($E453=DataInput!$B452,DataInput!G452,NA())","v":"Non-Coincident"},{"$f":"IF($E453=DataInput!$B452,DataInput!H452,NA())","v":2018},{"$f":"IF($E453=DataInput!$B452,DataInput!I452,NA())","v":"POE10"},{"$f":"IF($E453=DataInput!$B452,DataInput!J452,NA())","v":"NA"},{"$f":"IF($E453=DataInput!$B452,DataInput!K452,NA())","v":"NA"},null,null,"SA Whyalla Terminal LMF",null,null,null,null,false,null,null,{"$error":"#N/A"},{"$error":"#N/A"},{"$error":"#N/A"},{"$error":"#N/A"},{"$error":"#N/A"},{"$error":"#N/A"},{"$error":"#N/A"},{"$error":"#N/A"},{"$error":"#N/A"},{"$error":"#N/A"}]
[null,{"$f":"IF(DataInput!B453=$B$8,IF($B$9=$B$10,TRUE,IF(DataInput!E453=$B$9,TRUE,FALSE)))","v":true},null,null,{"$f":"IF(B454=TRUE,DataInput!B453,NA())","v":"SA"},{"$f":"IF($E454=DataInput!$B453,DataInput!C453,NA())","v":"SBHP"},{"$f":"IF($E454=DataInput!$B453,DataInput!D453,NA())","v":"Whyalla Terminal LMF"},{"$f":"IF($E454=DataInput!$B453,DataInput!E453,NA())","v":"SAPN"},{"$f":"IF($E454=DataInput!$B453,DataInput!F453,NA())","v":"Summer"},{"$f":"IF($E454=DataInput!$B453,DataInput!G453,NA())","v":"Non-Coincident"},{"$f":"IF($E454=DataInput!$B453,DataInput!H453,NA())","v":2019},{"$f":"IF($E454=DataInput!$B453,DataInput!I453,NA())","v":"POE10"},{"$f":"IF($E454=DataInput!$B453,DataInput!J453,NA())","v":"NA"},{"$f":"IF($E454=DataInput!$B453,DataInput!K453,NA())","v":"NA"},null,null,"SA Whyalla Terminal LMF",null,null,null,null,false,null,null,{"$error":"#N/A"},{"$error":"#N/A"},{"$error":"#N/A"},{"$error":"#N/A"},{"$error":"#N/A"},{"$error":"#N/A"},{"$error":"#N/A"},{"$error":"#N/A"},{"$error":"#N/A"},{"$error":"#N/A"}]
[null,{"$f":"IF(DataInput!B454=$B$8,IF($B$9=$B$10,TRUE,IF(DataInput!E454=$B$9,TRUE,FALSE)))","v":true},null,null,{"$f":"IF(B455=TRUE,DataInput!B454,NA())","v":"SA"},{"$f":"IF($E455=DataInput!$B454,DataInput!C454,NA())","v":"SBHP"},{"$f":"IF($E455=DataInput!$B454,DataInput!D454,NA())","v":"Whyalla Terminal LMF"},{"$f":"IF($E455=DataInput!$B454,DataInput!E454,NA())","v":"SAPN"},{"$f":"IF($E455=DataInput!$B454,DataInput!F454,NA())","v":"Summer"},{"$f":"IF($E455=DataInput!$B454,DataInput!G454,NA())","v":"Non-Coincident"},{"$f":"IF($E455=DataInput!$B454,DataInput!H454,NA())","v":2020},{"$f":"IF($E455=DataInput!$B454,DataInput!I454,NA())","v":"POE10"},{"$f":"IF($E455=DataInput!$B454,DataInput!J454,NA())","v":"NA"},{"$f":"IF($E455=DataInput!$B454,DataInput!K454,NA())","v":"NA"},null,null,"SA Whyalla Terminal LMF",null,null,null,null,false,null,null,{"$error":"#N/A"},{"$error":"#N/A"},{"$error":"#N/A"},{"$error":"#N/A"},{"$error":"#N/A"},{"$error":"#N/A"},{"$error":"#N/A"},{"$error":"#N/A"},{"$error":"#N/A"},{"$error":"#N/A"}]
[null,{"$f":"IF(DataInput!B455=$B$8,IF($B$9=$B$10,TRUE,IF(DataInput!E455=$B$9,TRUE,FALSE)))","v":true},null,null,{"$f":"IF(B456=TRUE,DataInput!B455,NA())","v":"SA"},{"$f":"IF($E456=DataInput!$B455,DataInput!C455,NA())","v":"SBHP"},{"$f":"IF($E456=DataInput!$B455,DataInput!D455,NA())","v":"Whyalla Terminal LMF"},{"$f":"IF($E456=DataInput!$B455,DataInput!E455,NA())","v":"SAPN"},{"$f":"IF($E456=DataInput!$B455,DataInput!F455,NA())","v":"Summer"},{"$f":"IF($E456=DataInput!$B455,DataInput!G455,NA())","v":"Non-Coincident"},{"$f":"IF($E456=DataInput!$B455,DataInput!H455,NA())","v":2021},{"$f":"IF($E456=DataInput!$B455,DataInput!I455,NA())","v":"POE10"},{"$f":"IF($E456=DataInput!$B455,DataInput!J455,NA())","v":"NA"},{"$f":"IF($E456=DataInput!$B455,DataInput!K455,NA())","v":"NA"},null,null,"SA Whyalla Terminal LMF",null,null,null,null,false,null,null,{"$error":"#N/A"},{"$error":"#N/A"},{"$error":"#N/A"},{"$error":"#N/A"},{"$error":"#N/A"},{"$error":"#N/A"},{"$error":"#N/A"},{"$error":"#N/A"},{"$error":"#N/A"},{"$error":"#N/A"}]
[null,{"$f":"IF(DataInput!B456=$B$8,IF($B$9=$B$10,TRUE,IF(DataInput!E456=$B$9,TRUE,FALSE)))","v":true},null,null,{"$f":"IF(B457=TRUE,DataInput!B456,NA())","v":"SA"},{"$f":"IF($E457=DataInput!$B456,DataInput!C456,NA())","v":"SBHP"},{"$f":"IF($E457=DataInput!$B456,DataInput!D456,NA())","v":"Whyalla Terminal LMF"},{"$f":"IF($E457=DataInput!$B456,DataInput!E456,NA())","v":"SAPN"},{"$f":"IF($E457=DataInput!$B456,DataInput!F456,NA())","v":"Summer"},{"$f":"IF($E457=DataInput!$B456,DataInput!G456,NA())","v":"Non-Coincident"},{"$f":"IF($E457=DataInput!$B456,DataInput!H456,NA())","v":2022},{"$f":"IF($E457=DataInput!$B456,DataInput!I456,NA())","v":"POE10"},{"$f":"IF($E457=DataInput!$B456,DataInput!J456,NA())","v":"NA"},{"$f":"IF($E457=DataInput!$B456,DataInput!K456,NA())","v":"NA"},null,null,"SA Whyalla Terminal LMF",null,null,null,null,false,null,null,{"$error":"#N/A"},{"$error":"#N/A"},{"$error":"#N/A"},{"$error":"#N/A"},{"$error":"#N/A"},{"$error":"#N/A"},{"$error":"#N/A"},{"$error":"#N/A"},{"$error":"#N/A"},{"$error":"#N/A"}]
[null,{"$f":"IF(DataInput!B457=$B$8,IF($B$9=$B$10,TRUE,IF(DataInput!E457=$B$9,TRUE,FALSE)))","v":true},null,null,{"$f":"IF(B458=TRUE,DataInput!B457,NA())","v":"SA"},{"$f":"IF($E458=DataInput!$B457,DataInput!C457,NA())","v":"SBHP"},{"$f":"IF($E458=DataInput!$B457,DataInput!D457,NA())","v":"Whyalla Terminal LMF"},{"$f":"IF($E458=DataInput!$B457,DataInput!E457,NA())","v":"SAPN"},{"$f":"IF($E458=DataInput!$B457,DataInput!F457,NA())","v":"Summer"},{"$f":"IF($E458=DataInput!$B457,DataInput!G457,NA())","v":"Non-Coincident"},{"$f":"IF($E458=DataInput!$B457,DataInput!H457,NA())","v":2023},{"$f":"IF($E458=DataInput!$B457,DataInput!I457,NA())","v":"POE10"},{"$f":"IF($E458=DataInput!$B457,DataInput!J457,NA())","v":"NA"},{"$f":"IF($E458=DataInput!$B457,DataInput!K457,NA())","v":"NA"},null,null,"SA Whyalla Terminal LMF",null,null,null,null,false,null,null,{"$error":"#N/A"},{"$error":"#N/A"},{"$error":"#N/A"},{"$error":"#N/A"},{"$error":"#N/A"},{"$error":"#N/A"},{"$error":"#N/A"},{"$error":"#N/A"},{"$error":"#N/A"},{"$error":"#N/A"}]
[null,{"$f":"IF(DataInput!B458=$B$8,IF($B$9=$B$10,TRUE,IF(DataInput!E458=$B$9,TRUE,FALSE)))","v":true},null,null,{"$f":"IF(B459=TRUE,DataInput!B458,NA())","v":"SA"},{"$f":"IF($E459=DataInput!$B458,DataInput!C458,NA())","v":"SBHP"},{"$f":"IF($E459=DataInput!$B458,DataInput!D458,NA())","v":"Whyalla Terminal LMF"},{"$f":"IF($E459=DataInput!$B458,DataInput!E458,NA())","v":"SAPN"},{"$f":"IF($E459=DataInput!$B458,DataInput!F458,NA())","v":"Summer"},{"$f":"IF($E459=DataInput!$B458,DataInput!G458,NA())","v":"Non-Coincident"},{"$f":"IF($E459=DataInput!$B458,DataInput!H458,NA())","v":2024},{"$f":"IF($E459=DataInput!$B458,DataInput!I458,NA())","v":"POE10"},{"$f":"IF($E459=DataInput!$B458,DataInput!J458,NA())","v":"NA"},{"$f":"IF($E459=DataInput!$B458,DataInput!K458,NA())","v":"NA"},null,null,"SA Whyalla Terminal LMF",null,null,null,null,false,null,null,{"$error":"#N/A"},{"$error":"#N/A"},{"$error":"#N/A"},{"$error":"#N/A"},{"$error":"#N/A"},{"$error":"#N/A"},{"$error":"#N/A"},{"$error":"#N/A"},{"$error":"#N/A"},{"$error":"#N/A"}]
[null,{"$f":"IF(DataInput!B459=$B$8,IF($B$9=$B$10,TRUE,IF(DataInput!E459=$B$9,TRUE,FALSE)))","v":true},null,null,{"$f":"IF(B460=TRUE,DataInput!B459,NA())","v":"SA"},{"$f":"IF($E460=DataInput!$B459,DataInput!C459,NA())","v":"SBHP"},{"$f":"IF($E460=DataInput!$B459,DataInput!D459,NA())","v":"Whyalla Terminal LMF"},{"$f":"IF($E460=DataInput!$B459,DataInput!E459,NA())","v":"SAPN"},{"$f":"IF($E460=DataInput!$B459,DataInput!F459,NA())","v":"Summer"},{"$f":"IF($E460=DataInput!$B459,DataInput!G459,NA())","v":"Non-Coincident"},{"$f":"IF($E460=DataInput!$B459,DataInput!H459,NA())","v":2025},{"$f":"IF($E460=DataInput!$B459,DataInput!I459,NA())","v":"POE10"},{"$f":"IF($E460=DataInput!$B459,DataInput!J459,NA())","v":"NA"},{"$f":"IF($E460=DataInput!$B459,DataInput!K459,NA())","v":"NA"},null,null,{"$f":"IF(OR(ISERROR(E460),ISERROR(G460)),\"  \",E460&\" \"&G460)","v":"SA Whyalla Terminal LMF"},null,null,null,null,{"$f":"IF(ISERROR(G460),FALSE,IF($V$9=G460,TRUE,FALSE))","v":false},null,null,{"$f":"IF($V460=TRUE,E460,NA())","v":{"$error":"#N/A"}},{"$error":"#N/A"},{"$error":"#N/A"},{"$error":"#N/A"},{"$error":"#N/A"},{"$error":"#N/A"},{"$error":"#N/A"},{"$error":"#N/A"},{"$error":"#N/A"},{"$error":"#N/A"}]
[null,{"$f":"IF(DataInput!B460=$B$8,IF($B$9=$B$10,TRUE,IF(DataInput!E460=$B$9,TRUE,FALSE)))","v":true},null,null,{"$f":"IF(B461=TRUE,DataInput!B460,NA())","v":"SA"},{"$f":"IF($E461=DataInput!$B460,DataInput!C460,NA())","v":"SBHP"},{"$f":"IF($E461=DataInput!$B460,DataInput!D460,NA())","v":"Whyalla Terminal LMF"},{"$f":"IF($E461=DataInput!$B460,DataInput!E460,NA())","v":"SAPN"},{"$f":"IF($E461=DataInput!$B460,DataInput!F460,NA())","v":"Summer"},{"$f":"IF($E461=DataInput!$B460,DataInput!G460,NA())","v":"Non-Coincident"},{"$f":"IF($E461=DataInput!$B460,DataInput!H460,NA())","v":2026},{"$f":"IF($E461=DataInput!$B460,DataInput!I460,NA())","v":"POE10"},{"$f":"IF($E461=DataInput!$B460,DataInput!J460,NA())","v":"NA"},{"$f":"IF($E461=DataInput!$B460,DataInput!K460,NA())","v":"NA"},null,null,"SA Whyalla Terminal LMF",null,null,null,null,false,null,null,{"$error":"#N/A"},{"$f":"IF($V461=TRUE,F461,NA())","v":{"$error":"#N/A"}},{"$f":"IF($V461=TRUE,G461,NA())","v":{"$error":"#N/A"}},{"$f":"IF($V461=TRUE,H461,NA())","v":{"$error":"#N/A"}},{"$f":"IF($V461=TRUE,I461,NA())","v":{"$error":"#N/A"}},{"$f":"IF($V461=TRUE,J461,NA())","v":{"$error":"#N/A"}},{"$f":"IF($V461=TRUE,K461,NA())","v":{"$error":"#N/A"}},{"$f":"IF($V461=TRUE,L461,NA())","v":{"$error":"#N/A"}},{"$f":"IF($V461=TRUE,M461,NA())","v":{"$error":"#N/A"}},{"$f":"IF($V461=TRUE,N461,NA())","v":{"$error":"#N/A"}}]
[null,{"$f":"IF(DataInput!B461=$B$8,IF($B$9=$B$10,TRUE,IF(DataInput!E461=$B$9,TRUE,FALSE)))","v":true},null,null,{"$f":"IF(B462=TRUE,DataInput!B461,NA())","v":"SA"},{"$f":"IF($E462=DataInput!$B461,DataInput!C461,NA())","v":"SBHP"},{"$f":"IF($E462=DataInput!$B461,DataInput!D461,NA())","v":"Whyalla Terminal LMF"},{"$f":"IF($E462=DataInput!$B461,DataInput!E461,NA())","v":"SAPN"},{"$f":"IF($E462=DataInput!$B461,DataInput!F461,NA())","v":"Summer"},{"$f":"IF($E462=DataInput!$B461,DataInput!G461,NA())","v":"Non-Coincident"},{"$f":"IF($E462=DataInput!$B461,DataInput!H461,NA())","v":2017},{"$f":"IF($E462=DataInput!$B461,DataInput!I461,NA())","v":"POE50"},{"$f":"IF($E462=DataInput!$B461,DataInput!J461,NA())","v":"NA"},{"$f":"IF($E462=DataInput!$B461,DataInput!K461,NA())","v":"NA"},null,null,"SA Whyalla Terminal LMF",null,null,null,null,false,null,null,{"$error":"#N/A"},{"$error":"#N/A"},{"$error":"#N/A"},{"$error":"#N/A"},{"$error":"#N/A"},{"$error":"#N/A"},{"$error":"#N/A"},{"$error":"#N/A"},{"$error":"#N/A"},{"$error":"#N/A"}]
[null,{"$f":"IF(DataInput!B462=$B$8,IF($B$9=$B$10,TRUE,IF(DataInput!E462=$B$9,TRUE,FALSE)))","v":true},null,null,{"$f":"IF(B463=TRUE,DataInput!B462,NA())","v":"SA"},{"$f":"IF($E463=DataInput!$B462,DataInput!C462,NA())","v":"SBHP"},{"$f":"IF($E463=DataInput!$B462,DataInput!D462,NA())","v":"Whyalla Terminal LMF"},{"$f":"IF($E463=DataInput!$B462,DataInput!E462,NA())","v":"SAPN"},{"$f":"IF($E463=DataInput!$B462,DataInput!F462,NA())","v":"Summer"},{"$f":"IF($E463=DataInput!$B462,DataInput!G462,NA())","v":"Non-Coincident"},{"$f":"IF($E463=DataInput!$B462,DataInput!H462,NA())","v":2018},{"$f":"IF($E463=DataInput!$B462,DataInput!I462,NA())","v":"POE50"},{"$f":"IF($E463=DataInput!$B462,DataInput!J462,NA())","v":"NA"},{"$f":"IF($E463=DataInput!$B462,DataInput!K462,NA())","v":"NA"},null,null,"SA Whyalla Terminal LMF",null,null,null,null,false,null,null,{"$error":"#N/A"},{"$error":"#N/A"},{"$error":"#N/A"},{"$error":"#N/A"},{"$error":"#N/A"},{"$error":"#N/A"},{"$error":"#N/A"},{"$error":"#N/A"},{"$error":"#N/A"},{"$error":"#N/A"}]
[null,{"$f":"IF(DataInput!B463=$B$8,IF($B$9=$B$10,TRUE,IF(DataInput!E463=$B$9,TRUE,FALSE)))","v":true},null,null,{"$f":"IF(B464=TRUE,DataInput!B463,NA())","v":"SA"},{"$f":"IF($E464=DataInput!$B463,DataInput!C463,NA())","v":"SBHP"},{"$f":"IF($E464=DataInput!$B463,DataInput!D463,NA())","v":"Whyalla Terminal LMF"},{"$f":"IF($E464=DataInput!$B463,DataInput!E463,NA())","v":"SAPN"},{"$f":"IF($E464=DataInput!$B463,DataInput!F463,NA())","v":"Summer"},{"$f":"IF($E464=DataInput!$B463,DataInput!G463,NA())","v":"Non-Coincident"},{"$f":"IF($E464=DataInput!$B463,DataInput!H463,NA())","v":2019},{"$f":"IF($E464=DataInput!$B463,DataInput!I463,NA())","v":"POE50"},{"$f":"IF($E464=DataInput!$B463,DataInput!J463,NA())","v":"NA"},{"$f":"IF($E464=DataInput!$B463,DataInput!K463,NA())","v":"NA"},null,null,"SA Whyalla Terminal LMF",null,null,null,null,false,null,null,{"$error":"#N/A"},{"$error":"#N/A"},{"$error":"#N/A"},{"$error":"#N/A"},{"$error":"#N/A"},{"$error":"#N/A"},{"$error":"#N/A"},{"$error":"#N/A"},{"$error":"#N/A"},{"$error":"#N/A"}]
[null,{"$f":"IF(DataInput!B464=$B$8,IF($B$9=$B$10,TRUE,IF(DataInput!E464=$B$9,TRUE,FALSE)))","v":true},null,null,{"$f":"IF(B465=TRUE,DataInput!B464,NA())","v":"SA"},{"$f":"IF($E465=DataInput!$B464,DataInput!C464,NA())","v":"SBHP"},{"$f":"IF($E465=DataInput!$B464,DataInput!D464,NA())","v":"Whyalla Terminal LMF"},{"$f":"IF($E465=DataInput!$B464,DataInput!E464,NA())","v":"SAPN"},{"$f":"IF($E465=DataInput!$B464,DataInput!F464,NA())","v":"Summer"},{"$f":"IF($E465=DataInput!$B464,DataInput!G464,NA())","v":"Non-Coincident"},{"$f":"IF($E465=DataInput!$B464,DataInput!H464,NA())","v":2020},{"$f":"IF($E465=DataInput!$B464,DataInput!I464,NA())","v":"POE50"},{"$f":"IF($E465=DataInput!$B464,DataInput!J464,NA())","v":"NA"},{"$f":"IF($E465=DataInput!$B464,DataInput!K464,NA())","v":"NA"},null,null,"SA Whyalla Terminal LMF",null,null,null,null,false,null,null,{"$error":"#N/A"},{"$error":"#N/A"},{"$error":"#N/A"},{"$error":"#N/A"},{"$error":"#N/A"},{"$error":"#N/A"},{"$error":"#N/A"},{"$error":"#N/A"},{"$error":"#N/A"},{"$error":"#N/A"}]
[null,{"$f":"IF(DataInput!B465=$B$8,IF($B$9=$B$10,TRUE,IF(DataInput!E465=$B$9,TRUE,FALSE)))","v":true},null,null,{"$f":"IF(B466=TRUE,DataInput!B465,NA())","v":"SA"},{"$f":"IF($E466=DataInput!$B465,DataInput!C465,NA())","v":"SBHP"},{"$f":"IF($E466=DataInput!$B465,DataInput!D465,NA())","v":"Whyalla Terminal LMF"},{"$f":"IF($E466=DataInput!$B465,DataInput!E465,NA())","v":"SAPN"},{"$f":"IF($E466=DataInput!$B465,DataInput!F465,NA())","v":"Summer"},{"$f":"IF($E466=DataInput!$B465,DataInput!G465,NA())","v":"Non-Coincident"},{"$f":"IF($E466=DataInput!$B465,DataInput!H465,NA())","v":2021},{"$f":"IF($E466=DataInput!$B465,DataInput!I465,NA())","v":"POE50"},{"$f":"IF($E466=DataInput!$B465,DataInput!J465,NA())","v":"NA"},{"$f":"IF($E466=DataInput!$B465,DataInput!K465,NA())","v":"NA"},null,null,"SA Whyalla Terminal LMF",null,null,null,null,false,null,null,{"$error":"#N/A"},{"$error":"#N/A"},{"$error":"#N/A"},{"$error":"#N/A"},{"$error":"#N/A"},{"$error":"#N/A"},{"$error":"#N/A"},{"$error":"#N/A"},{"$error":"#N/A"},{"$error":"#N/A"}]
[null,{"$f":"IF(DataInput!B466=$B$8,IF($B$9=$B$10,TRUE,IF(DataInput!E466=$B$9,TRUE,FALSE)))","v":true},null,null,{"$f":"IF(B467=TRUE,DataInput!B466,NA())","v":"SA"},{"$f":"IF($E467=DataInput!$B466,DataInput!C466,NA())","v":"SBHP"},{"$f":"IF($E467=DataInput!$B466,DataInput!D466,NA())","v":"Whyalla Terminal LMF"},{"$f":"IF($E467=DataInput!$B466,DataInput!E466,NA())","v":"SAPN"},{"$f":"IF($E467=DataInput!$B466,DataInput!F466,NA())","v":"Summer"},{"$f":"IF($E467=DataInput!$B466,DataInput!G466,NA())","v":"Non-Coincident"},{"$f":"IF($E467=DataInput!$B466,DataInput!H466,NA())","v":2022},{"$f":"IF($E467=DataInput!$B466,DataInput!I466,NA())","v":"POE50"},{"$f":"IF($E467=DataInput!$B466,DataInput!J466,NA())","v":"NA"},{"$f":"IF($E467=DataInput!$B466,DataInput!K466,NA())","v":"NA"},null,null,"SA Whyalla Terminal LMF",null,null,null,null,false,null,null,{"$error":"#N/A"},{"$error":"#N/A"},{"$error":"#N/A"},{"$error":"#N/A"},{"$error":"#N/A"},{"$error":"#N/A"},{"$error":"#N/A"},{"$error":"#N/A"},{"$error":"#N/A"},{"$error":"#N/A"}]
[null,{"$f":"IF(DataInput!B467=$B$8,IF($B$9=$B$10,TRUE,IF(DataInput!E467=$B$9,TRUE,FALSE)))","v":true},null,null,{"$f":"IF(B468=TRUE,DataInput!B467,NA())","v":"SA"},{"$f":"IF($E468=DataInput!$B467,DataInput!C467,NA())","v":"SBHP"},{"$f":"IF($E468=DataInput!$B467,DataInput!D467,NA())","v":"Whyalla Terminal LMF"},{"$f":"IF($E468=DataInput!$B467,DataInput!E467,NA())","v":"SAPN"},{"$f":"IF($E468=DataInput!$B467,DataInput!F467,NA())","v":"Summer"},{"$f":"IF($E468=DataInput!$B467,DataInput!G467,NA())","v":"Non-Coincident"},{"$f":"IF($E468=DataInput!$B467,DataInput!H467,NA())","v":2023},{"$f":"IF($E468=DataInput!$B467,DataInput!I467,NA())","v":"POE50"},{"$f":"IF($E468=DataInput!$B467,DataInput!J467,NA())","v":"NA"},{"$f":"IF($E468=DataInput!$B467,DataInput!K467,NA())","v":"NA"},null,null,"SA Whyalla Terminal LMF",null,null,null,null,false,null,null,{"$error":"#N/A"},{"$error":"#N/A"},{"$error":"#N/A"},{"$error":"#N/A"},{"$error":"#N/A"},{"$error":"#N/A"},{"$error":"#N/A"},{"$error":"#N/A"},{"$error":"#N/A"},{"$error":"#N/A"}]
[null,{"$f":"IF(DataInput!B468=$B$8,IF($B$9=$B$10,TRUE,IF(DataInput!E468=$B$9,TRUE,FALSE)))","v":true},null,null,{"$f":"IF(B469=TRUE,DataInput!B468,NA())","v":"SA"},{"$f":"IF($E469=DataInput!$B468,DataInput!C468,NA())","v":"SBHP"},{"$f":"IF($E469=DataInput!$B468,DataInput!D468,NA())","v":"Whyalla Terminal LMF"},{"$f":"IF($E469=DataInput!$B468,DataInput!E468,NA())","v":"SAPN"},{"$f":"IF($E469=DataInput!$B468,DataInput!F468,NA())","v":"Summer"},{"$f":"IF($E469=DataInput!$B468,DataInput!G468,NA())","v":"Non-Coincident"},{"$f":"IF($E469=DataInput!$B468,DataInput!H468,NA())","v":2024},{"$f":"IF($E469=DataInput!$B468,DataInput!I468,NA())","v":"POE50"},{"$f":"IF($E469=DataInput!$B468,DataInput!J468,NA())","v":"NA"},{"$f":"IF($E469=DataInput!$B468,DataInput!K468,NA())","v":"NA"},null,null,"SA Whyalla Terminal LMF",null,null,null,null,false,null,null,{"$error":"#N/A"},{"$error":"#N/A"},{"$error":"#N/A"},{"$error":"#N/A"},{"$error":"#N/A"},{"$error":"#N/A"},{"$error":"#N/A"},{"$error":"#N/A"},{"$error":"#N/A"},{"$error":"#N/A"}]
[null,{"$f":"IF(DataInput!B469=$B$8,IF($B$9=$B$10,TRUE,IF(DataInput!E469=$B$9,TRUE,FALSE)))","v":true},null,null,{"$f":"IF(B470=TRUE,DataInput!B469,NA())","v":"SA"},{"$f":"IF($E470=DataInput!$B469,DataInput!C469,NA())","v":"SBHP"},{"$f":"IF($E470=DataInput!$B469,DataInput!D469,NA())","v":"Whyalla Terminal LMF"},{"$f":"IF($E470=DataInput!$B469,DataInput!E469,NA())","v":"SAPN"},{"$f":"IF($E470=DataInput!$B469,DataInput!F469,NA())","v":"Summer"},{"$f":"IF($E470=DataInput!$B469,DataInput!G469,NA())","v":"Non-Coincident"},{"$f":"IF($E470=DataInput!$B469,DataInput!H469,NA())","v":2025},{"$f":"IF($E470=DataInput!$B469,DataInput!I469,NA())","v":"POE50"},{"$f":"IF($E470=DataInput!$B469,DataInput!J469,NA())","v":"NA"},{"$f":"IF($E470=DataInput!$B469,DataInput!K469,NA())","v":"NA"},null,null,"SA Whyalla Terminal LMF",null,null,null,null,false,null,null,{"$error":"#N/A"},{"$error":"#N/A"},{"$error":"#N/A"},{"$error":"#N/A"},{"$error":"#N/A"},{"$error":"#N/A"},{"$error":"#N/A"},{"$error":"#N/A"},{"$error":"#N/A"},{"$error":"#N/A"}]
[null,{"$f":"IF(DataInput!B470=$B$8,IF($B$9=$B$10,TRUE,IF(DataInput!E470=$B$9,TRUE,FALSE)))","v":true},null,null,{"$f":"IF(B471=TRUE,DataInput!B470,NA())","v":"SA"},{"$f":"IF($E471=DataInput!$B470,DataInput!C470,NA())","v":"SBHP"},{"$f":"IF($E471=DataInput!$B470,DataInput!D470,NA())","v":"Whyalla Terminal LMF"},{"$f":"IF($E471=DataInput!$B470,DataInput!E470,NA())","v":"SAPN"},{"$f":"IF($E471=DataInput!$B470,DataInput!F470,NA())","v":"Summer"},{"$f":"IF($E471=DataInput!$B470,DataInput!G470,NA())","v":"Non-Coincident"},{"$f":"IF($E471=DataInput!$B470,DataInput!H470,NA())","v":2026},{"$f":"IF($E471=DataInput!$B470,DataInput!I470,NA())","v":"POE50"},{"$f":"IF($E471=DataInput!$B470,DataInput!J470,NA())","v":"NA"},{"$f":"IF($E471=DataInput!$B470,DataInput!K470,NA())","v":"NA"},null,null,"SA Whyalla Terminal LMF",null,null,null,null,false,null,null,{"$error":"#N/A"},{"$error":"#N/A"},{"$error":"#N/A"},{"$error":"#N/A"},{"$error":"#N/A"},{"$error":"#N/A"},{"$error":"#N/A"},{"$error":"#N/A"},{"$error":"#N/A"},{"$error":"#N/A"}]
[null,{"$f":"IF(DataInput!B471=$B$8,IF($B$9=$B$10,TRUE,IF(DataInput!E471=$B$9,TRUE,FALSE)))","v":true},null,null,{"$f":"IF(B472=TRUE,DataInput!B471,NA())","v":"SA"},{"$f":"IF($E472=DataInput!$B471,DataInput!C471,NA())","v":"SBHP"},{"$f":"IF($E472=DataInput!$B471,DataInput!D471,NA())","v":"Whyalla Terminal LMF"},{"$f":"IF($E472=DataInput!$B471,DataInput!E471,NA())","v":"SAPN"},{"$f":"IF($E472=DataInput!$B471,DataInput!F471,NA())","v":"Winter"},{"$f":"IF($E472=DataInput!$B471,DataInput!G471,NA())","v":"Non-Coincident"},{"$f":"IF($E472=DataInput!$B471,DataInput!H471,NA())","v":2016},{"$f":"IF($E472=DataInput!$B471,DataInput!I471,NA())","v":"POE10"},{"$f":"IF($E472=DataInput!$B471,DataInput!J471,NA())","v":"NA"},{"$f":"IF($E472=DataInput!$B471,DataInput!K471,NA())","v":"NA"},null,null,"SA Whyalla Terminal LMF",null,null,null,null,false,null,null,{"$error":"#N/A"},{"$error":"#N/A"},{"$error":"#N/A"},{"$error":"#N/A"},{"$error":"#N/A"},{"$error":"#N/A"},{"$error":"#N/A"},{"$error":"#N/A"},{"$error":"#N/A"},{"$error":"#N/A"}]
[null,{"$f":"IF(DataInput!B472=$B$8,IF($B$9=$B$10,TRUE,IF(DataInput!E472=$B$9,TRUE,FALSE)))","v":true},null,null,{"$f":"IF(B473=TRUE,DataInput!B472,NA())","v":"SA"},{"$f":"IF($E473=DataInput!$B472,DataInput!C472,NA())","v":"SBHP"},{"$f":"IF($E473=DataInput!$B472,DataInput!D472,NA())","v":"Whyalla Terminal LMF"},{"$f":"IF($E473=DataInput!$B472,DataInput!E472,NA())","v":"SAPN"},{"$f":"IF($E473=DataInput!$B472,DataInput!F472,NA())","v":"Winter"},{"$f":"IF($E473=DataInput!$B472,DataInput!G472,NA())","v":"Non-Coincident"},{"$f":"IF($E473=DataInput!$B472,DataInput!H472,NA())","v":2017},{"$f":"IF($E473=DataInput!$B472,DataInput!I472,NA())","v":"POE10"},{"$f":"IF($E473=DataInput!$B472,DataInput!J472,NA())","v":"NA"},{"$f":"IF($E473=DataInput!$B472,DataInput!K472,NA())","v":"NA"},null,null,"SA Whyalla Terminal LMF",null,null,null,null,false,null,null,{"$error":"#N/A"},{"$error":"#N/A"},{"$error":"#N/A"},{"$error":"#N/A"},{"$error":"#N/A"},{"$error":"#N/A"},{"$error":"#N/A"},{"$error":"#N/A"},{"$error":"#N/A"},{"$error":"#N/A"}]
[null,{"$f":"IF(DataInput!B473=$B$8,IF($B$9=$B$10,TRUE,IF(DataInput!E473=$B$9,TRUE,FALSE)))","v":true},null,null,{"$f":"IF(B474=TRUE,DataInput!B473,NA())","v":"SA"},{"$f":"IF($E474=DataInput!$B473,DataInput!C473,NA())","v":"SBHP"},{"$f":"IF($E474=DataInput!$B473,DataInput!D473,NA())","v":"Whyalla Terminal LMF"},{"$f":"IF($E474=DataInput!$B473,DataInput!E473,NA())","v":"SAPN"},{"$f":"IF($E474=DataInput!$B473,DataInput!F473,NA())","v":"Winter"},{"$f":"IF($E474=DataInput!$B473,DataInput!G473,NA())","v":"Non-Coincident"},{"$f":"IF($E474=DataInput!$B473,DataInput!H473,NA())","v":2018},{"$f":"IF($E474=DataInput!$B473,DataInput!I473,NA())","v":"POE10"},{"$f":"IF($E474=DataInput!$B473,DataInput!J473,NA())","v":"NA"},{"$f":"IF($E474=DataInput!$B473,DataInput!K473,NA())","v":"NA"},null,null,"SA Whyalla Terminal LMF",null,null,null,null,false,null,null,{"$error":"#N/A"},{"$error":"#N/A"},{"$error":"#N/A"},{"$error":"#N/A"},{"$error":"#N/A"},{"$error":"#N/A"},{"$error":"#N/A"},{"$error":"#N/A"},{"$error":"#N/A"},{"$error":"#N/A"}]
[null,{"$f":"IF(DataInput!B474=$B$8,IF($B$9=$B$10,TRUE,IF(DataInput!E474=$B$9,TRUE,FALSE)))","v":true},null,null,{"$f":"IF(B475=TRUE,DataInput!B474,NA())","v":"SA"},{"$f":"IF($E475=DataInput!$B474,DataInput!C474,NA())","v":"SBHP"},{"$f":"IF($E475=DataInput!$B474,DataInput!D474,NA())","v":"Whyalla Terminal LMF"},{"$f":"IF($E475=DataInput!$B474,DataInput!E474,NA())","v":"SAPN"},{"$f":"IF($E475=DataInput!$B474,DataInput!F474,NA())","v":"Winter"},{"$f":"IF($E475=DataInput!$B474,DataInput!G474,NA())","v":"Non-Coincident"},{"$f":"IF($E475=DataInput!$B474,DataInput!H474,NA())","v":2019},{"$f":"IF($E475=DataInput!$B474,DataInput!I474,NA())","v":"POE10"},{"$f":"IF($E475=DataInput!$B474,DataInput!J474,NA())","v":"NA"},{"$f":"IF($E475=DataInput!$B474,DataInput!K474,NA())","v":"NA"},null,null,"SA Whyalla Terminal LMF",null,null,null,null,false,null,null,{"$error":"#N/A"},{"$error":"#N/A"},{"$error":"#N/A"},{"$error":"#N/A"},{"$error":"#N/A"},{"$error":"#N/A"},{"$error":"#N/A"},{"$error":"#N/A"},{"$error":"#N/A"},{"$error":"#N/A"}]
[null,{"$f":"IF(DataInput!B475=$B$8,IF($B$9=$B$10,TRUE,IF(DataInput!E475=$B$9,TRUE,FALSE)))","v":true},null,null,{"$f":"IF(B476=TRUE,DataInput!B475,NA())","v":"SA"},{"$f":"IF($E476=DataInput!$B475,DataInput!C475,NA())","v":"SBHP"},{"$f":"IF($E476=DataInput!$B475,DataInput!D475,NA())","v":"Whyalla Terminal LMF"},{"$f":"IF($E476=DataInput!$B475,DataInput!E475,NA())","v":"SAPN"},{"$f":"IF($E476=DataInput!$B475,DataInput!F475,NA())","v":"Winter"},{"$f":"IF($E476=DataInput!$B475,DataInput!G475,NA())","v":"Non-Coincident"},{"$f":"IF($E476=DataInput!$B475,DataInput!H475,NA())","v":2020},{"$f":"IF($E476=DataInput!$B475,DataInput!I475,NA())","v":"POE10"},{"$f":"IF($E476=DataInput!$B475,DataInput!J475,NA())","v":"NA"},{"$f":"IF($E476=DataInput!$B475,DataInput!K475,NA())","v":"NA"},null,null,"SA Whyalla Terminal LMF",null,null,null,null,false,null,null,{"$error":"#N/A"},{"$error":"#N/A"},{"$error":"#N/A"},{"$error":"#N/A"},{"$error":"#N/A"},{"$error":"#N/A"},{"$error":"#N/A"},{"$error":"#N/A"},{"$error":"#N/A"},{"$error":"#N/A"}]
[null,{"$f":"IF(DataInput!B476=$B$8,IF($B$9=$B$10,TRUE,IF(DataInput!E476=$B$9,TRUE,FALSE)))","v":true},null,null,{"$f":"IF(B477=TRUE,DataInput!B476,NA())","v":"SA"},{"$f":"IF($E477=DataInput!$B476,DataInput!C476,NA())","v":"SBHP"},{"$f":"IF($E477=DataInput!$B476,DataInput!D476,NA())","v":"Whyalla Terminal LMF"},{"$f":"IF($E477=DataInput!$B476,DataInput!E476,NA())","v":"SAPN"},{"$f":"IF($E477=DataInput!$B476,DataInput!F476,NA())","v":"Winter"},{"$f":"IF($E477=DataInput!$B476,DataInput!G476,NA())","v":"Non-Coincident"},{"$f":"IF($E477=DataInput!$B476,DataInput!H476,NA())","v":2021},{"$f":"IF($E477=DataInput!$B476,DataInput!I476,NA())","v":"POE10"},{"$f":"IF($E477=DataInput!$B476,DataInput!J476,NA())","v":"NA"},{"$f":"IF($E477=DataInput!$B476,DataInput!K476,NA())","v":"NA"},null,null,"SA Whyalla Terminal LMF",null,null,null,null,false,null,null,{"$error":"#N/A"},{"$error":"#N/A"},{"$error":"#N/A"},{"$error":"#N/A"},{"$error":"#N/A"},{"$error":"#N/A"},{"$error":"#N/A"},{"$error":"#N/A"},{"$error":"#N/A"},{"$error":"#N/A"}]
[null,{"$f":"IF(DataInput!B477=$B$8,IF($B$9=$B$10,TRUE,IF(DataInput!E477=$B$9,TRUE,FALSE)))","v":true},null,null,{"$f":"IF(B478=TRUE,DataInput!B477,NA())","v":"SA"},{"$f":"IF($E478=DataInput!$B477,DataInput!C477,NA())","v":"SBHP"},{"$f":"IF($E478=DataInput!$B477,DataInput!D477,NA())","v":"Whyalla Terminal LMF"},{"$f":"IF($E478=DataInput!$B477,DataInput!E477,NA())","v":"SAPN"},{"$f":"IF($E478=DataInput!$B477,DataInput!F477,NA())","v":"Winter"},{"$f":"IF($E478=DataInput!$B477,DataInput!G477,NA())","v":"Non-Coincident"},{"$f":"IF($E478=DataInput!$B477,DataInput!H477,NA())","v":2022},{"$f":"IF($E478=DataInput!$B477,DataInput!I477,NA())","v":"POE10"},{"$f":"IF($E478=DataInput!$B477,DataInput!J477,NA())","v":"NA"},{"$f":"IF($E478=DataInput!$B477,DataInput!K477,NA())","v":"NA"},null,null,"SA Whyalla Terminal LMF",null,null,null,null,false,null,null,{"$error":"#N/A"},{"$error":"#N/A"},{"$error":"#N/A"},{"$error":"#N/A"},{"$error":"#N/A"},{"$error":"#N/A"},{"$error":"#N/A"},{"$error":"#N/A"},{"$error":"#N/A"},{"$error":"#N/A"}]
[null,{"$f":"IF(DataInput!B478=$B$8,IF($B$9=$B$10,TRUE,IF(DataInput!E478=$B$9,TRUE,FALSE)))","v":true},null,null,{"$f":"IF(B479=TRUE,DataInput!B478,NA())","v":"SA"},{"$f":"IF($E479=DataInput!$B478,DataInput!C478,NA())","v":"SBHP"},{"$f":"IF($E479=DataInput!$B478,DataInput!D478,NA())","v":"Whyalla Terminal LMF"},{"$f":"IF($E479=DataInput!$B478,DataInput!E478,NA())","v":"SAPN"},{"$f":"IF($E479=DataInput!$B478,DataInput!F478,NA())","v":"Winter"},{"$f":"IF($E479=DataInput!$B478,DataInput!G478,NA())","v":"Non-Coincident"},{"$f":"IF($E479=DataInput!$B478,DataInput!H478,NA())","v":2023},{"$f":"IF($E479=DataInput!$B478,DataInput!I478,NA())","v":"POE10"},{"$f":"IF($E479=DataInput!$B478,DataInput!J478,NA())","v":"NA"},{"$f":"IF($E479=DataInput!$B478,DataInput!K478,NA())","v":"NA"},null,null,"SA Whyalla Terminal LMF",null,null,null,null,false,null,null,{"$error":"#N/A"},{"$error":"#N/A"},{"$error":"#N/A"},{"$error":"#N/A"},{"$error":"#N/A"},{"$error":"#N/A"},{"$error":"#N/A"},{"$error":"#N/A"},{"$error":"#N/A"},{"$error":"#N/A"}]
[null,{"$f":"IF(DataInput!B479=$B$8,IF($B$9=$B$10,TRUE,IF(DataInput!E479=$B$9,TRUE,FALSE)))","v":true},null,null,{"$f":"IF(B480=TRUE,DataInput!B479,NA())","v":"SA"},{"$f":"IF($E480=DataInput!$B479,DataInput!C479,NA())","v":"SBHP"},{"$f":"IF($E480=DataInput!$B479,DataInput!D479,NA())","v":"Whyalla Terminal LMF"},{"$f":"IF($E480=DataInput!$B479,DataInput!E479,NA())","v":"SAPN"},{"$f":"IF($E480=DataInput!$B479,DataInput!F479,NA())","v":"Winter"},{"$f":"IF($E480=DataInput!$B479,DataInput!G479,NA())","v":"Non-Coincident"},{"$f":"IF($E480=DataInput!$B479,DataInput!H479,NA())","v":2024},{"$f":"IF($E480=DataInput!$B479,DataInput!I479,NA())","v":"POE10"},{"$f":"IF($E480=DataInput!$B479,DataInput!J479,NA())","v":"NA"},{"$f":"IF($E480=DataInput!$B479,DataInput!K479,NA())","v":"NA"},null,null,"SA Whyalla Terminal LMF",null,null,null,null,false,null,null,{"$error":"#N/A"},{"$error":"#N/A"},{"$error":"#N/A"},{"$error":"#N/A"},{"$error":"#N/A"},{"$error":"#N/A"},{"$error":"#N/A"},{"$error":"#N/A"},{"$error":"#N/A"},{"$error":"#N/A"}]
[null,{"$f":"IF(DataInput!B480=$B$8,IF($B$9=$B$10,TRUE,IF(DataInput!E480=$B$9,TRUE,FALSE)))","v":true},null,null,{"$f":"IF(B481=TRUE,DataInput!B480,NA())","v":"SA"},{"$f":"IF($E481=DataInput!$B480,DataInput!C480,NA())","v":"SBHP"},{"$f":"IF($E481=DataInput!$B480,DataInput!D480,NA())","v":"Whyalla Terminal LMF"},{"$f":"IF($E481=DataInput!$B480,DataInput!E480,NA())","v":"SAPN"},{"$f":"IF($E481=DataInput!$B480,DataInput!F480,NA())","v":"Winter"},{"$f":"IF($E481=DataInput!$B480,DataInput!G480,NA())","v":"Non-Coincident"},{"$f":"IF($E481=DataInput!$B480,DataInput!H480,NA())","v":2025},{"$f":"IF($E481=DataInput!$B480,DataInput!I480,NA())","v":"POE10"},{"$f":"IF($E481=DataInput!$B480,DataInput!J480,NA())","v":"NA"},{"$f":"IF($E481=DataInput!$B480,DataInput!K480,NA())","v":"NA"},null,null,"SA Whyalla Terminal LMF",null,null,null,null,false,null,null,{"$error":"#N/A"},{"$error":"#N/A"},{"$error":"#N/A"},{"$error":"#N/A"},{"$error":"#N/A"},{"$error":"#N/A"},{"$error":"#N/A"},{"$error":"#N/A"},{"$error":"#N/A"},{"$error":"#N/A"}]
[null,{"$f":"IF(DataInput!B481=$B$8,IF($B$9=$B$10,TRUE,IF(DataInput!E481=$B$9,TRUE,FALSE)))","v":true},null,null,{"$f":"IF(B482=TRUE,DataInput!B481,NA())","v":"SA"},{"$f":"IF($E482=DataInput!$B481,DataInput!C481,NA())","v":"SBHP"},{"$f":"IF($E482=DataInput!$B481,DataInput!D481,NA())","v":"Whyalla Terminal LMF"},{"$f":"IF($E482=DataInput!$B481,DataInput!E481,NA())","v":"SAPN"},{"$f":"IF($E482=DataInput!$B481,DataInput!F481,NA())","v":"Winter"},{"$f":"IF($E482=DataInput!$B481,DataInput!G481,NA())","v":"Non-Coincident"},{"$f":"IF($E482=DataInput!$B481,DataInput!H481,NA())","v":2016},{"$f":"IF($E482=DataInput!$B481,DataInput!I481,NA())","v":"POE50"},{"$f":"IF($E482=DataInput!$B481,DataInput!J481,NA())","v":"NA"},{"$f":"IF($E482=DataInput!$B481,DataInput!K481,NA())","v":"NA"},null,null,"SA Whyalla Terminal LMF",null,null,null,null,false,null,null,{"$error":"#N/A"},{"$error":"#N/A"},{"$error":"#N/A"},{"$error":"#N/A"},{"$error":"#N/A"},{"$error":"#N/A"},{"$error":"#N/A"},{"$error":"#N/A"},{"$error":"#N/A"},{"$error":"#N/A"}]
[null,{"$f":"IF(DataInput!B482=$B$8,IF($B$9=$B$10,TRUE,IF(DataInput!E482=$B$9,TRUE,FALSE)))","v":true},null,null,{"$f":"IF(B483=TRUE,DataInput!B482,NA())","v":"SA"},{"$f":"IF($E483=DataInput!$B482,DataInput!C482,NA())","v":"SBHP"},{"$f":"IF($E483=DataInput!$B482,DataInput!D482,NA())","v":"Whyalla Terminal LMF"},{"$f":"IF($E483=DataInput!$B482,DataInput!E482,NA())","v":"SAPN"},{"$f":"IF($E483=DataInput!$B482,DataInput!F482,NA())","v":"Winter"},{"$f":"IF($E483=DataInput!$B482,DataInput!G482,NA())","v":"Non-Coincident"},{"$f":"IF($E483=DataInput!$B482,DataInput!H482,NA())","v":2017},{"$f":"IF($E483=DataInput!$B482,DataInput!I482,NA())","v":"POE50"},{"$f":"IF($E483=DataInput!$B482,DataInput!J482,NA())","v":"NA"},{"$f":"IF($E483=DataInput!$B482,DataInput!K482,NA())","v":"NA"},null,null,"SA Whyalla Terminal LMF",null,null,null,null,false,null,null,{"$error":"#N/A"},{"$error":"#N/A"},{"$error":"#N/A"},{"$error":"#N/A"},{"$error":"#N/A"},{"$error":"#N/A"},{"$error":"#N/A"},{"$error":"#N/A"},{"$error":"#N/A"},{"$error":"#N/A"}]
[null,{"$f":"IF(DataInput!B483=$B$8,IF($B$9=$B$10,TRUE,IF(DataInput!E483=$B$9,TRUE,FALSE)))","v":true},null,null,{"$f":"IF(B484=TRUE,DataInput!B483,NA())","v":"SA"},{"$f":"IF($E484=DataInput!$B483,DataInput!C483,NA())","v":"SBHP"},{"$f":"IF($E484=DataInput!$B483,DataInput!D483,NA())","v":"Whyalla Terminal LMF"},{"$f":"IF($E484=DataInput!$B483,DataInput!E483,NA())","v":"SAPN"},{"$f":"IF($E484=DataInput!$B483,DataInput!F483,NA())","v":"Winter"},{"$f":"IF($E484=DataInput!$B483,DataInput!G483,NA())","v":"Non-Coincident"},{"$f":"IF($E484=DataInput!$B483,DataInput!H483,NA())","v":2018},{"$f":"IF($E484=DataInput!$B483,DataInput!I483,NA())","v":"POE50"},{"$f":"IF($E484=DataInput!$B483,DataInput!J483,NA())","v":"NA"},{"$f":"IF($E484=DataInput!$B483,DataInput!K483,NA())","v":"NA"},null,null,"SA Whyalla Terminal LMF",null,null,null,null,false,null,null,{"$error":"#N/A"},{"$error":"#N/A"},{"$error":"#N/A"},{"$error":"#N/A"},{"$error":"#N/A"},{"$error":"#N/A"},{"$error":"#N/A"},{"$error":"#N/A"},{"$error":"#N/A"},{"$error":"#N/A"}]
[null,{"$f":"IF(DataInput!B484=$B$8,IF($B$9=$B$10,TRUE,IF(DataInput!E484=$B$9,TRUE,FALSE)))","v":true},null,null,{"$f":"IF(B485=TRUE,DataInput!B484,NA())","v":"SA"},{"$f":"IF($E485=DataInput!$B484,DataInput!C484,NA())","v":"SBHP"},{"$f":"IF($E485=DataInput!$B484,DataInput!D484,NA())","v":"Whyalla Terminal LMF"},{"$f":"IF($E485=DataInput!$B484,DataInput!E484,NA())","v":"SAPN"},{"$f":"IF($E485=DataInput!$B484,DataInput!F484,NA())","v":"Winter"},{"$f":"IF($E485=DataInput!$B484,DataInput!G484,NA())","v":"Non-Coincident"},{"$f":"IF($E485=DataInput!$B484,DataInput!H484,NA())","v":2019},{"$f":"IF($E485=DataInput!$B484,DataInput!I484,NA())","v":"POE50"},{"$f":"IF($E485=DataInput!$B484,DataInput!J484,NA())","v":"NA"},{"$f":"IF($E485=DataInput!$B484,DataInput!K484,NA())","v":"NA"},null,null,"SA Whyalla Terminal LMF",null,null,null,null,false,null,null,{"$error":"#N/A"},{"$error":"#N/A"},{"$error":"#N/A"},{"$error":"#N/A"},{"$error":"#N/A"},{"$error":"#N/A"},{"$error":"#N/A"},{"$error":"#N/A"},{"$error":"#N/A"},{"$error":"#N/A"}]
[null,{"$f":"IF(DataInput!B485=$B$8,IF($B$9=$B$10,TRUE,IF(DataInput!E485=$B$9,TRUE,FALSE)))","v":true},null,null,{"$f":"IF(B486=TRUE,DataInput!B485,NA())","v":"SA"},{"$f":"IF($E486=DataInput!$B485,DataInput!C485,NA())","v":"SBHP"},{"$f":"IF($E486=DataInput!$B485,DataInput!D485,NA())","v":"Whyalla Terminal LMF"},{"$f":"IF($E486=DataInput!$B485,DataInput!E485,NA())","v":"SAPN"},{"$f":"IF($E486=DataInput!$B485,DataInput!F485,NA())","v":"Winter"},{"$f":"IF($E486=DataInput!$B485,DataInput!G485,NA())","v":"Non-Coincident"},{"$f":"IF($E486=DataInput!$B485,DataInput!H485,NA())","v":2020},{"$f":"IF($E486=DataInput!$B485,DataInput!I485,NA())","v":"POE50"},{"$f":"IF($E486=DataInput!$B485,DataInput!J485,NA())","v":"NA"},{"$f":"IF($E486=DataInput!$B485,DataInput!K485,NA())","v":"NA"},null,null,"SA Whyalla Terminal LMF",null,null,null,null,false,null,null,{"$error":"#N/A"},{"$error":"#N/A"},{"$error":"#N/A"},{"$error":"#N/A"},{"$error":"#N/A"},{"$error":"#N/A"},{"$error":"#N/A"},{"$error":"#N/A"},{"$error":"#N/A"},{"$error":"#N/A"}]
[null,{"$f":"IF(DataInput!B486=$B$8,IF($B$9=$B$10,TRUE,IF(DataInput!E486=$B$9,TRUE,FALSE)))","v":true},null,null,{"$f":"IF(B487=TRUE,DataInput!B486,NA())","v":"SA"},{"$f":"IF($E487=DataInput!$B486,DataInput!C486,NA())","v":"SBHP"},{"$f":"IF($E487=DataInput!$B486,DataInput!D486,NA())","v":"Whyalla Terminal LMF"},{"$f":"IF($E487=DataInput!$B486,DataInput!E486,NA())","v":"SAPN"},{"$f":"IF($E487=DataInput!$B486,DataInput!F486,NA())","v":"Winter"},{"$f":"IF($E487=DataInput!$B486,DataInput!G486,NA())","v":"Non-Coincident"},{"$f":"IF($E487=DataInput!$B486,DataInput!H486,NA())","v":2021},{"$f":"IF($E487=DataInput!$B486,DataInput!I486,NA())","v":"POE50"},{"$f":"IF($E487=DataInput!$B486,DataInput!J486,NA())","v":"NA"},{"$f":"IF($E487=DataInput!$B486,DataInput!K486,NA())","v":"NA"},null,null,"SA Whyalla Terminal LMF",null,null,null,null,false,null,null,{"$error":"#N/A"},{"$error":"#N/A"},{"$error":"#N/A"},{"$error":"#N/A"},{"$error":"#N/A"},{"$error":"#N/A"},{"$error":"#N/A"},{"$error":"#N/A"},{"$error":"#N/A"},{"$error":"#N/A"}]
[null,{"$f":"IF(DataInput!B487=$B$8,IF($B$9=$B$10,TRUE,IF(DataInput!E487=$B$9,TRUE,FALSE)))","v":true},null,null,{"$f":"IF(B488=TRUE,DataInput!B487,NA())","v":"SA"},{"$f":"IF($E488=DataInput!$B487,DataInput!C487,NA())","v":"SBHP"},{"$f":"IF($E488=DataInput!$B487,DataInput!D487,NA())","v":"Whyalla Terminal LMF"},{"$f":"IF($E488=DataInput!$B487,DataInput!E487,NA())","v":"SAPN"},{"$f":"IF($E488=DataInput!$B487,DataInput!F487,NA())","v":"Winter"},{"$f":"IF($E488=DataInput!$B487,DataInput!G487,NA())","v":"Non-Coincident"},{"$f":"IF($E488=DataInput!$B487,DataInput!H487,NA())","v":2022},{"$f":"IF($E488=DataInput!$B487,DataInput!I487,NA())","v":"POE50"},{"$f":"IF($E488=DataInput!$B487,DataInput!J487,NA())","v":"NA"},{"$f":"IF($E488=DataInput!$B487,DataInput!K487,NA())","v":"NA"},null,null,"SA Whyalla Terminal LMF",null,null,null,null,false,null,null,{"$error":"#N/A"},{"$error":"#N/A"},{"$error":"#N/A"},{"$error":"#N/A"},{"$error":"#N/A"},{"$error":"#N/A"},{"$error":"#N/A"},{"$error":"#N/A"},{"$error":"#N/A"},{"$error":"#N/A"}]
[null,{"$f":"IF(DataInput!B488=$B$8,IF($B$9=$B$10,TRUE,IF(DataInput!E488=$B$9,TRUE,FALSE)))","v":true},null,null,{"$f":"IF(B489=TRUE,DataInput!B488,NA())","v":"SA"},{"$f":"IF($E489=DataInput!$B488,DataInput!C488,NA())","v":"SBHP"},{"$f":"IF($E489=DataInput!$B488,DataInput!D488,NA())","v":"Whyalla Terminal LMF"},{"$f":"IF($E489=DataInput!$B488,DataInput!E488,NA())","v":"SAPN"},{"$f":"IF($E489=DataInput!$B488,DataInput!F488,NA())","v":"Winter"},{"$f":"IF($E489=DataInput!$B488,DataInput!G488,NA())","v":"Non-Coincident"},{"$f":"IF($E489=DataInput!$B488,DataInput!H488,NA())","v":2023},{"$f":"IF($E489=DataInput!$B488,DataInput!I488,NA())","v":"POE50"},{"$f":"IF($E489=DataInput!$B488,DataInput!J488,NA())","v":"NA"},{"$f":"IF($E489=DataInput!$B488,DataInput!K488,NA())","v":"NA"},null,null,"SA Whyalla Terminal LMF",null,null,null,null,false,null,null,{"$error":"#N/A"},{"$error":"#N/A"},{"$error":"#N/A"},{"$error":"#N/A"},{"$error":"#N/A"},{"$error":"#N/A"},{"$error":"#N/A"},{"$error":"#N/A"},{"$error":"#N/A"},{"$error":"#N/A"}]
[null,{"$f":"IF(DataInput!B489=$B$8,IF($B$9=$B$10,TRUE,IF(DataInput!E489=$B$9,TRUE,FALSE)))","v":true},null,null,{"$f":"IF(B490=TRUE,DataInput!B489,NA())","v":"SA"},{"$f":"IF($E490=DataInput!$B489,DataInput!C489,NA())","v":"SBHP"},{"$f":"IF($E490=DataInput!$B489,DataInput!D489,NA())","v":"Whyalla Terminal LMF"},{"$f":"IF($E490=DataInput!$B489,DataInput!E489,NA())","v":"SAPN"},{"$f":"IF($E490=DataInput!$B489,DataInput!F489,NA())","v":"Winter"},{"$f":"IF($E490=DataInput!$B489,DataInput!G489,NA())","v":"Non-Coincident"},{"$f":"IF($E490=DataInput!$B489,DataInput!H489,NA())","v":2024},{"$f":"IF($E490=DataInput!$B489,DataInput!I489,NA())","v":"POE50"},{"$f":"IF($E490=DataInput!$B489,DataInput!J489,NA())","v":"NA"},{"$f":"IF($E490=DataInput!$B489,DataInput!K489,NA())","v":"NA"},null,null,"SA Whyalla Terminal LMF",null,null,null,null,false,null,null,{"$error":"#N/A"},{"$error":"#N/A"},{"$error":"#N/A"},{"$error":"#N/A"},{"$error":"#N/A"},{"$error":"#N/A"},{"$error":"#N/A"},{"$error":"#N/A"},{"$error":"#N/A"},{"$error":"#N/A"}]
[null,{"$f":"IF(DataInput!B490=$B$8,IF($B$9=$B$10,TRUE,IF(DataInput!E490=$B$9,TRUE,FALSE)))","v":true},null,null,{"$f":"IF(B491=TRUE,DataInput!B490,NA())","v":"SA"},{"$f":"IF($E491=DataInput!$B490,DataInput!C490,NA())","v":"SBHP"},{"$f":"IF($E491=DataInput!$B490,DataInput!D490,NA())","v":"Whyalla Terminal LMF"},{"$f":"IF($E491=DataInput!$B490,DataInput!E490,NA())","v":"SAPN"},{"$f":"IF($E491=DataInput!$B490,DataInput!F490,NA())","v":"Winter"},{"$f":"IF($E491=DataInput!$B490,DataInput!G490,NA())","v":"Non-Coincident"},{"$f":"IF($E491=DataInput!$B490,DataInput!H490,NA())","v":2025},{"$f":"IF($E491=DataInput!$B490,DataInput!I490,NA())","v":"POE50"},{"$f":"IF($E491=DataInput!$B490,DataInput!J490,NA())","v":"NA"},{"$f":"IF($E491=DataInput!$B490,DataInput!K490,NA())","v":"NA"},null,null,"SA Whyalla Terminal LMF",null,null,null,null,false,null,null,{"$error":"#N/A"},{"$error":"#N/A"},{"$error":"#N/A"},{"$error":"#N/A"},{"$error":"#N/A"},{"$error":"#N/A"},{"$error":"#N/A"},{"$error":"#N/A"},{"$error":"#N/A"},{"$error":"#N/A"}]
[null,{"$f":"IF(DataInput!B491=$B$8,IF($B$9=$B$10,TRUE,IF(DataInput!E491=$B$9,TRUE,FALSE)))","v":true},null,null,{"$f":"IF(B492=TRUE,DataInput!B491,NA())","v":"SA"},{"$f":"IF($E492=DataInput!$B491,DataInput!C491,NA())","v":"SBRK"},{"$f":"IF($E492=DataInput!$B491,DataInput!D491,NA())","v":"Brinkworth"},{"$f":"IF($E492=DataInput!$B491,DataInput!E491,NA())","v":"SAPN"},{"$f":"IF($E492=DataInput!$B491,DataInput!F491,NA())","v":"Summer"},{"$f":"IF($E492=DataInput!$B491,DataInput!G491,NA())","v":"Non-Coincident"},{"$f":"IF($E492=DataInput!$B491,DataInput!H491,NA())","v":2017},{"$f":"IF($E492=DataInput!$B491,DataInput!I491,NA())","v":"POE10"},{"$f":"IF($E492=DataInput!$B491,DataInput!J491,NA())","v":4.8153059539125396},{"$f":"IF($E492=DataInput!$B491,DataInput!K491,NA())","v":0.68742238495344099},null,null,"SA Brinkworth",null,null,null,null,false,null,null,{"$error":"#N/A"},{"$error":"#N/A"},{"$error":"#N/A"},{"$error":"#N/A"},{"$error":"#N/A"},{"$error":"#N/A"},{"$error":"#N/A"},{"$error":"#N/A"},{"$error":"#N/A"},{"$error":"#N/A"}]
[null,{"$f":"IF(DataInput!B492=$B$8,IF($B$9=$B$10,TRUE,IF(DataInput!E492=$B$9,TRUE,FALSE)))","v":true},null,null,{"$f":"IF(B493=TRUE,DataInput!B492,NA())","v":"SA"},{"$f":"IF($E493=DataInput!$B492,DataInput!C492,NA())","v":"SBRK"},{"$f":"IF($E493=DataInput!$B492,DataInput!D492,NA())","v":"Brinkworth"},{"$f":"IF($E493=DataInput!$B492,DataInput!E492,NA())","v":"SAPN"},{"$f":"IF($E493=DataInput!$B492,DataInput!F492,NA())","v":"Summer"},{"$f":"IF($E493=DataInput!$B492,DataInput!G492,NA())","v":"Non-Coincident"},{"$f":"IF($E493=DataInput!$B492,DataInput!H492,NA())","v":2018},{"$f":"IF($E493=DataInput!$B492,DataInput!I492,NA())","v":"POE10"},{"$f":"IF($E493=DataInput!$B492,DataInput!J492,NA())","v":4.7887668098153497},{"$f":"IF($E493=DataInput!$B492,DataInput!K492,NA())","v":0.68088678948866899},null,null,"SA Brinkworth",null,null,null,null,false,null,null,{"$error":"#N/A"},{"$error":"#N/A"},{"$error":"#N/A"},{"$error":"#N/A"},{"$error":"#N/A"},{"$error":"#N/A"},{"$error":"#N/A"},{"$error":"#N/A"},{"$error":"#N/A"},{"$error":"#N/A"}]
[null,{"$f":"IF(DataInput!B493=$B$8,IF($B$9=$B$10,TRUE,IF(DataInput!E493=$B$9,TRUE,FALSE)))","v":true},null,null,{"$f":"IF(B494=TRUE,DataInput!B493,NA())","v":"SA"},{"$f":"IF($E494=DataInput!$B493,DataInput!C493,NA())","v":"SBRK"},{"$f":"IF($E494=DataInput!$B493,DataInput!D493,NA())","v":"Brinkworth"},{"$f":"IF($E494=DataInput!$B493,DataInput!E493,NA())","v":"SAPN"},{"$f":"IF($E494=DataInput!$B493,DataInput!F493,NA())","v":"Summer"},{"$f":"IF($E494=DataInput!$B493,DataInput!G493,NA())","v":"Non-Coincident"},{"$f":"IF($E494=DataInput!$B493,DataInput!H493,NA())","v":2019},{"$f":"IF($E494=DataInput!$B493,DataInput!I493,NA())","v":"POE10"},{"$f":"IF($E494=DataInput!$B493,DataInput!J493,NA())","v":4.7781407152153896},{"$f":"IF($E494=DataInput!$B493,DataInput!K493,NA())","v":0.685943274217238},null,null,"SA Brinkworth",null,null,null,null,false,null,null,{"$error":"#N/A"},{"$error":"#N/A"},{"$error":"#N/A"},{"$error":"#N/A"},{"$error":"#N/A"},{"$error":"#N/A"},{"$error":"#N/A"},{"$error":"#N/A"},{"$error":"#N/A"},{"$error":"#N/A"}]
[null,{"$f":"IF(DataInput!B494=$B$8,IF($B$9=$B$10,TRUE,IF(DataInput!E494=$B$9,TRUE,FALSE)))","v":true},null,null,{"$f":"IF(B495=TRUE,DataInput!B494,NA())","v":"SA"},{"$f":"IF($E495=DataInput!$B494,DataInput!C494,NA())","v":"SBRK"},{"$f":"IF($E495=DataInput!$B494,DataInput!D494,NA())","v":"Brinkworth"},{"$f":"IF($E495=DataInput!$B494,DataInput!E494,NA())","v":"SAPN"},{"$f":"IF($E495=DataInput!$B494,DataInput!F494,NA())","v":"Summer"},{"$f":"IF($E495=DataInput!$B494,DataInput!G494,NA())","v":"Non-Coincident"},{"$f":"IF($E495=DataInput!$B494,DataInput!H494,NA())","v":2020},{"$f":"IF($E495=DataInput!$B494,DataInput!I494,NA())","v":"POE10"},{"$f":"IF($E495=DataInput!$B494,DataInput!J494,NA())","v":4.6324834265224002},{"$f":"IF($E495=DataInput!$B494,DataInput!K494,NA())","v":0.68071450120679999},null,null,"SA Brinkworth",null,null,null,null,false,null,null,{"$error":"#N/A"},{"$error":"#N/A"},{"$error":"#N/A"},{"$error":"#N/A"},{"$error":"#N/A"},{"$error":"#N/A"},{"$error":"#N/A"},{"$error":"#N/A"},{"$error":"#N/A"},{"$error":"#N/A"}]
[null,{"$f":"IF(DataInput!B495=$B$8,IF($B$9=$B$10,TRUE,IF(DataInput!E495=$B$9,TRUE,FALSE)))","v":true},null,null,{"$f":"IF(B496=TRUE,DataInput!B495,NA())","v":"SA"},{"$f":"IF($E496=DataInput!$B495,DataInput!C495,NA())","v":"SBRK"},{"$f":"IF($E496=DataInput!$B495,DataInput!D495,NA())","v":"Brinkworth"},{"$f":"IF($E496=DataInput!$B495,DataInput!E495,NA())","v":"SAPN"},{"$f":"IF($E496=DataInput!$B495,DataInput!F495,NA())","v":"Summer"},{"$f":"IF($E496=DataInput!$B495,DataInput!G495,NA())","v":"Non-Coincident"},{"$f":"IF($E496=DataInput!$B495,DataInput!H495,NA())","v":2021},{"$f":"IF($E496=DataInput!$B495,DataInput!I495,NA())","v":"POE10"},{"$f":"IF($E496=DataInput!$B495,DataInput!J495,NA())","v":4.5118731908346597},{"$f":"IF($E496=DataInput!$B495,DataInput!K495,NA())","v":0.687951888700021},null,null,"SA Brinkworth",null,null,null,null,false,null,null,{"$error":"#N/A"},{"$error":"#N/A"},{"$error":"#N/A"},{"$error":"#N/A"},{"$error":"#N/A"},{"$error":"#N/A"},{"$error":"#N/A"},{"$error":"#N/A"},{"$error":"#N/A"},{"$error":"#N/A"}]
[null,{"$f":"IF(DataInput!B496=$B$8,IF($B$9=$B$10,TRUE,IF(DataInput!E496=$B$9,TRUE,FALSE)))","v":true},null,null,{"$f":"IF(B497=TRUE,DataInput!B496,NA())","v":"SA"},{"$f":"IF($E497=DataInput!$B496,DataInput!C496,NA())","v":"SBRK"},{"$f":"IF($E497=DataInput!$B496,DataInput!D496,NA())","v":"Brinkworth"},{"$f":"IF($E497=DataInput!$B496,DataInput!E496,NA())","v":"SAPN"},{"$f":"IF($E497=DataInput!$B496,DataInput!F496,NA())","v":"Summer"},{"$f":"IF($E497=DataInput!$B496,DataInput!G496,NA())","v":"Non-Coincident"},{"$f":"IF($E497=DataInput!$B496,DataInput!H496,NA())","v":2022},{"$f":"IF($E497=DataInput!$B496,DataInput!I496,NA())","v":"POE10"},{"$f":"IF($E497=DataInput!$B496,DataInput!J496,NA())","v":4.3965880096385401},{"$f":"IF($E497=DataInput!$B496,DataInput!K496,NA())","v":0.68802921758638902},null,null,"SA Brinkworth",null,null,null,null,false,null,null,{"$error":"#N/A"},{"$error":"#N/A"},{"$error":"#N/A"},{"$error":"#N/A"},{"$error":"#N/A"},{"$error":"#N/A"},{"$error":"#N/A"},{"$error":"#N/A"},{"$error":"#N/A"},{"$error":"#N/A"}]
[null,{"$f":"IF(DataInput!B497=$B$8,IF($B$9=$B$10,TRUE,IF(DataInput!E497=$B$9,TRUE,FALSE)))","v":true},null,null,{"$f":"IF(B498=TRUE,DataInput!B497,NA())","v":"SA"},{"$f":"IF($E498=DataInput!$B497,DataInput!C497,NA())","v":"SBRK"},{"$f":"IF($E498=DataInput!$B497,DataInput!D497,NA())","v":"Brinkworth"},{"$f":"IF($E498=DataInput!$B497,DataInput!E497,NA())","v":"SAPN"},{"$f":"IF($E498=DataInput!$B497,DataInput!F497,NA())","v":"Summer"},{"$f":"IF($E498=DataInput!$B497,DataInput!G497,NA())","v":"Non-Coincident"},{"$f":"IF($E498=DataInput!$B497,DataInput!H497,NA())","v":2023},{"$f":"IF($E498=DataInput!$B497,DataInput!I497,NA())","v":"POE10"},{"$f":"IF($E498=DataInput!$B497,DataInput!J497,NA())","v":4.3217663813187297},{"$f":"IF($E498=DataInput!$B497,DataInput!K497,NA())","v":0.68811480901492905},null,null,"SA Brinkworth",null,null,null,null,false,null,null,{"$error":"#N/A"},{"$error":"#N/A"},{"$error":"#N/A"},{"$error":"#N/A"},{"$error":"#N/A"},{"$error":"#N/A"},{"$error":"#N/A"},{"$error":"#N/A"},{"$error":"#N/A"},{"$error":"#N/A"}]
[null,{"$f":"IF(DataInput!B498=$B$8,IF($B$9=$B$10,TRUE,IF(DataInput!E498=$B$9,TRUE,FALSE)))","v":true},null,null,{"$f":"IF(B499=TRUE,DataInput!B498,NA())","v":"SA"},{"$f":"IF($E499=DataInput!$B498,DataInput!C498,NA())","v":"SBRK"},{"$f":"IF($E499=DataInput!$B498,DataInput!D498,NA())","v":"Brinkworth"},{"$f":"IF($E499=DataInput!$B498,DataInput!E498,NA())","v":"SAPN"},{"$f":"IF($E499=DataInput!$B498,DataInput!F498,NA())","v":"Summer"},{"$f":"IF($E499=DataInput!$B498,DataInput!G498,NA())","v":"Non-Coincident"},{"$f":"IF($E499=DataInput!$B498,DataInput!H498,NA())","v":2024},{"$f":"IF($E499=DataInput!$B498,DataInput!I498,NA())","v":"POE10"},{"$f":"IF($E499=DataInput!$B498,DataInput!J498,NA())","v":4.2909685677416203},{"$f":"IF($E499=DataInput!$B498,DataInput!K498,NA())","v":0.68819966531668897},null,null,"SA Brinkworth",null,null,null,null,false,null,null,{"$error":"#N/A"},{"$error":"#N/A"},{"$error":"#N/A"},{"$error":"#N/A"},{"$error":"#N/A"},{"$error":"#N/A"},{"$error":"#N/A"},{"$error":"#N/A"},{"$error":"#N/A"},{"$error":"#N/A"}]
[null,{"$f":"IF(DataInput!B499=$B$8,IF($B$9=$B$10,TRUE,IF(DataInput!E499=$B$9,TRUE,FALSE)))","v":true},null,null,{"$f":"IF(B500=TRUE,DataInput!B499,NA())","v":"SA"},{"$f":"IF($E500=DataInput!$B499,DataInput!C499,NA())","v":"SBRK"},{"$f":"IF($E500=DataInput!$B499,DataInput!D499,NA())","v":"Brinkworth"},{"$f":"IF($E500=DataInput!$B499,DataInput!E499,NA())","v":"SAPN"},{"$f":"IF($E500=DataInput!$B499,DataInput!F499,NA())","v":"Summer"},{"$f":"IF($E500=DataInput!$B499,DataInput!G499,NA())","v":"Non-Coincident"},{"$f":"IF($E500=DataInput!$B499,DataInput!H499,NA())","v":2025},{"$f":"IF($E500=DataInput!$B499,DataInput!I499,NA())","v":"POE10"},{"$f":"IF($E500=DataInput!$B499,DataInput!J499,NA())","v":4.2255178151009298},{"$f":"IF($E500=DataInput!$B499,DataInput!K499,NA())","v":0.68828450912569605},null,null,"SA Brinkworth",null,null,null,null,false,null,null,{"$error":"#N/A"},{"$error":"#N/A"},{"$error":"#N/A"},{"$error":"#N/A"},{"$error":"#N/A"},{"$error":"#N/A"},{"$error":"#N/A"},{"$error":"#N/A"},{"$error":"#N/A"},{"$error":"#N/A"}]
[null,{"$f":"IF(DataInput!B500=$B$8,IF($B$9=$B$10,TRUE,IF(DataInput!E500=$B$9,TRUE,FALSE)))","v":true},null,null,{"$f":"IF(B501=TRUE,DataInput!B500,NA())","v":"SA"},{"$f":"IF($E501=DataInput!$B500,DataInput!C500,NA())","v":"SBRK"},{"$f":"IF($E501=DataInput!$B500,DataInput!D500,NA())","v":"Brinkworth"},{"$f":"IF($E501=DataInput!$B500,DataInput!E500,NA())","v":"SAPN"},{"$f":"IF($E501=DataInput!$B500,DataInput!F500,NA())","v":"Summer"},{"$f":"IF($E501=DataInput!$B500,DataInput!G500,NA())","v":"Non-Coincident"},{"$f":"IF($E501=DataInput!$B500,DataInput!H500,NA())","v":2026},{"$f":"IF($E501=DataInput!$B500,DataInput!I500,NA())","v":"POE10"},{"$f":"IF($E501=DataInput!$B500,DataInput!J500,NA())","v":4.1333787462079004},{"$f":"IF($E501=DataInput!$B500,DataInput!K500,NA())","v":0.68836754404396605},null,null,"SA Brinkworth",null,null,null,null,false,null,null,{"$error":"#N/A"},{"$error":"#N/A"},{"$error":"#N/A"},{"$error":"#N/A"},{"$error":"#N/A"},{"$error":"#N/A"},{"$error":"#N/A"},{"$error":"#N/A"},{"$error":"#N/A"},{"$error":"#N/A"}]
[null,{"$f":"IF(DataInput!B501=$B$8,IF($B$9=$B$10,TRUE,IF(DataInput!E501=$B$9,TRUE,FALSE)))","v":true},null,null,{"$f":"IF(B502=TRUE,DataInput!B501,NA())","v":"SA"},{"$f":"IF($E502=DataInput!$B501,DataInput!C501,NA())","v":"SBRK"},{"$f":"IF($E502=DataInput!$B501,DataInput!D501,NA())","v":"Brinkworth"},{"$f":"IF($E502=DataInput!$B501,DataInput!E501,NA())","v":"SAPN"},{"$f":"IF($E502=DataInput!$B501,DataInput!F501,NA())","v":"Summer"},{"$f":"IF($E502=DataInput!$B501,DataInput!G501,NA())","v":"Non-Coincident"},{"$f":"IF($E502=DataInput!$B501,DataInput!H501,NA())","v":2017},{"$f":"IF($E502=DataInput!$B501,DataInput!I501,NA())","v":"POE50"},{"$f":"IF($E502=DataInput!$B501,DataInput!J501,NA())","v":4.4030229744273797},{"$f":"IF($E502=DataInput!$B501,DataInput!K501,NA())","v":0.66780172670945603},null,null,"SA Brinkworth",null,null,null,null,false,null,null,{"$error":"#N/A"},{"$error":"#N/A"},{"$error":"#N/A"},{"$error":"#N/A"},{"$error":"#N/A"},{"$error":"#N/A"},{"$error":"#N/A"},{"$error":"#N/A"},{"$error":"#N/A"},{"$error":"#N/A"}]
[null,{"$f":"IF(DataInput!B502=$B$8,IF($B$9=$B$10,TRUE,IF(DataInput!E502=$B$9,TRUE,FALSE)))","v":true},null,null,{"$f":"IF(B503=TRUE,DataInput!B502,NA())","v":"SA"},{"$f":"IF($E503=DataInput!$B502,DataInput!C502,NA())","v":"SBRK"},{"$f":"IF($E503=DataInput!$B502,DataInput!D502,NA())","v":"Brinkworth"},{"$f":"IF($E503=DataInput!$B502,DataInput!E502,NA())","v":"SAPN"},{"$f":"IF($E503=DataInput!$B502,DataInput!F502,NA())","v":"Summer"},{"$f":"IF($E503=DataInput!$B502,DataInput!G502,NA())","v":"Non-Coincident"},{"$f":"IF($E503=DataInput!$B502,DataInput!H502,NA())","v":2018},{"$f":"IF($E503=DataInput!$B502,DataInput!I502,NA())","v":"POE50"},{"$f":"IF($E503=DataInput!$B502,DataInput!J502,NA())","v":4.3752175682343504},{"$f":"IF($E503=DataInput!$B502,DataInput!K502,NA())","v":0.66134361005744602},null,null,"SA Brinkworth",null,null,null,null,false,null,null,{"$error":"#N/A"},{"$error":"#N/A"},{"$error":"#N/A"},{"$error":"#N/A"},{"$error":"#N/A"},{"$error":"#N/A"},{"$error":"#N/A"},{"$error":"#N/A"},{"$error":"#N/A"},{"$error":"#N/A"}]
[null,{"$f":"IF(DataInput!B503=$B$8,IF($B$9=$B$10,TRUE,IF(DataInput!E503=$B$9,TRUE,FALSE)))","v":true},null,null,{"$f":"IF(B504=TRUE,DataInput!B503,NA())","v":"SA"},{"$f":"IF($E504=DataInput!$B503,DataInput!C503,NA())","v":"SBRK"},{"$f":"IF($E504=DataInput!$B503,DataInput!D503,NA())","v":"Brinkworth"},{"$f":"IF($E504=DataInput!$B503,DataInput!E503,NA())","v":"SAPN"},{"$f":"IF($E504=DataInput!$B503,DataInput!F503,NA())","v":"Summer"},{"$f":"IF($E504=DataInput!$B503,DataInput!G503,NA())","v":"Non-Coincident"},{"$f":"IF($E504=DataInput!$B503,DataInput!H503,NA())","v":2019},{"$f":"IF($E504=DataInput!$B503,DataInput!I503,NA())","v":"POE50"},{"$f":"IF($E504=DataInput!$B503,DataInput!J503,NA())","v":4.3126246628258604},{"$f":"IF($E504=DataInput!$B503,DataInput!K503,NA())","v":0.65840758274136502},null,null,"SA Brinkworth",null,null,null,null,false,null,null,{"$error":"#N/A"},{"$error":"#N/A"},{"$error":"#N/A"},{"$error":"#N/A"},{"$error":"#N/A"},{"$error":"#N/A"},{"$error":"#N/A"},{"$error":"#N/A"},{"$error":"#N/A"},{"$error":"#N/A"}]
[null,{"$f":"IF(DataInput!B504=$B$8,IF($B$9=$B$10,TRUE,IF(DataInput!E504=$B$9,TRUE,FALSE)))","v":true},null,null,{"$f":"IF(B505=TRUE,DataInput!B504,NA())","v":"SA"},{"$f":"IF($E505=DataInput!$B504,DataInput!C504,NA())","v":"SBRK"},{"$f":"IF($E505=DataInput!$B504,DataInput!D504,NA())","v":"Brinkworth"},{"$f":"IF($E505=DataInput!$B504,DataInput!E504,NA())","v":"SAPN"},{"$f":"IF($E505=DataInput!$B504,DataInput!F504,NA())","v":"Summer"},{"$f":"IF($E505=DataInput!$B504,DataInput!G504,NA())","v":"Non-Coincident"},{"$f":"IF($E505=DataInput!$B504,DataInput!H504,NA())","v":2020},{"$f":"IF($E505=DataInput!$B504,DataInput!I504,NA())","v":"POE50"},{"$f":"IF($E505=DataInput!$B504,DataInput!J504,NA())","v":4.2120166552285898},{"$f":"IF($E505=DataInput!$B504,DataInput!K504,NA())","v":0.65985897192662801},null,null,"SA Brinkworth",null,null,null,null,false,null,null,{"$error":"#N/A"},{"$error":"#N/A"},{"$error":"#N/A"},{"$error":"#N/A"},{"$error":"#N/A"},{"$error":"#N/A"},{"$error":"#N/A"},{"$error":"#N/A"},{"$error":"#N/A"},{"$error":"#N/A"}]
[null,{"$f":"IF(DataInput!B505=$B$8,IF($B$9=$B$10,TRUE,IF(DataInput!E505=$B$9,TRUE,FALSE)))","v":true},null,null,{"$f":"IF(B506=TRUE,DataInput!B505,NA())","v":"SA"},{"$f":"IF($E506=DataInput!$B505,DataInput!C505,NA())","v":"SBRK"},{"$f":"IF($E506=DataInput!$B505,DataInput!D505,NA())","v":"Brinkworth"},{"$f":"IF($E506=DataInput!$B505,DataInput!E505,NA())","v":"SAPN"},{"$f":"IF($E506=DataInput!$B505,DataInput!F505,NA())","v":"Summer"},{"$f":"IF($E506=DataInput!$B505,DataInput!G505,NA())","v":"Non-Coincident"},{"$f":"IF($E506=DataInput!$B505,DataInput!H505,NA())","v":2021},{"$f":"IF($E506=DataInput!$B505,DataInput!I505,NA())","v":"POE50"},{"$f":"IF($E506=DataInput!$B505,DataInput!J505,NA())","v":4.1162551455326897},{"$f":"IF($E506=DataInput!$B505,DataInput!K505,NA())","v":0.66831811935771401},null,null,"SA Brinkworth",null,null,null,null,false,null,null,{"$error":"#N/A"},{"$error":"#N/A"},{"$error":"#N/A"},{"$error":"#N/A"},{"$error":"#N/A"},{"$error":"#N/A"},{"$error":"#N/A"},{"$error":"#N/A"},{"$error":"#N/A"},{"$error":"#N/A"}]
[null,{"$f":"IF(DataInput!B506=$B$8,IF($B$9=$B$10,TRUE,IF(DataInput!E506=$B$9,TRUE,FALSE)))","v":true},null,null,{"$f":"IF(B507=TRUE,DataInput!B506,NA())","v":"SA"},{"$f":"IF($E507=DataInput!$B506,DataInput!C506,NA())","v":"SBRK"},{"$f":"IF($E507=DataInput!$B506,DataInput!D506,NA())","v":"Brinkworth"},{"$f":"IF($E507=DataInput!$B506,DataInput!E506,NA())","v":"SAPN"},{"$f":"IF($E507=DataInput!$B506,DataInput!F506,NA())","v":"Summer"},{"$f":"IF($E507=DataInput!$B506,DataInput!G506,NA())","v":"Non-Coincident"},{"$f":"IF($E507=DataInput!$B506,DataInput!H506,NA())","v":2022},{"$f":"IF($E507=DataInput!$B506,DataInput!I506,NA())","v":"POE50"},{"$f":"IF($E507=DataInput!$B506,DataInput!J506,NA())","v":3.9777334373271298},{"$f":"IF($E507=DataInput!$B506,DataInput!K506,NA())","v":0.668402523556202},null,null,"SA Brinkworth",null,null,null,null,false,null,null,{"$error":"#N/A"},{"$error":"#N/A"},{"$error":"#N/A"},{"$error":"#N/A"},{"$error":"#N/A"},{"$error":"#N/A"},{"$error":"#N/A"},{"$error":"#N/A"},{"$error":"#N/A"},{"$error":"#N/A"}]
[null,{"$f":"IF(DataInput!B507=$B$8,IF($B$9=$B$10,TRUE,IF(DataInput!E507=$B$9,TRUE,FALSE)))","v":true},null,null,{"$f":"IF(B508=TRUE,DataInput!B507,NA())","v":"SA"},{"$f":"IF($E508=DataInput!$B507,DataInput!C507,NA())","v":"SBRK"},{"$f":"IF($E508=DataInput!$B507,DataInput!D507,NA())","v":"Brinkworth"},{"$f":"IF($E508=DataInput!$B507,DataInput!E507,NA())","v":"SAPN"},{"$f":"IF($E508=DataInput!$B507,DataInput!F507,NA())","v":"Summer"},{"$f":"IF($E508=DataInput!$B507,DataInput!G507,NA())","v":"Non-Coincident"},{"$f":"IF($E508=DataInput!$B507,DataInput!H507,NA())","v":2023},{"$f":"IF($E508=DataInput!$B507,DataInput!I507,NA())","v":"POE50"},{"$f":"IF($E508=DataInput!$B507,DataInput!J507,NA())","v":3.93616765156679},{"$f":"IF($E508=DataInput!$B507,DataInput!K507,NA())","v":0.668485597317519},null,null,"SA Brinkworth",null,null,null,null,false,null,null,{"$error":"#N/A"},{"$error":"#N/A"},{"$error":"#N/A"},{"$error":"#N/A"},{"$error":"#N/A"},{"$error":"#N/A"},{"$error":"#N/A"},{"$error":"#N/A"},{"$error":"#N/A"},{"$error":"#N/A"}]
[null,{"$f":"IF(DataInput!B508=$B$8,IF($B$9=$B$10,TRUE,IF(DataInput!E508=$B$9,TRUE,FALSE)))","v":true},null,null,{"$f":"IF(B509=TRUE,DataInput!B508,NA())","v":"SA"},{"$f":"IF($E509=DataInput!$B508,DataInput!C508,NA())","v":"SBRK"},{"$f":"IF($E509=DataInput!$B508,DataInput!D508,NA())","v":"Brinkworth"},{"$f":"IF($E509=DataInput!$B508,DataInput!E508,NA())","v":"SAPN"},{"$f":"IF($E509=DataInput!$B508,DataInput!F508,NA())","v":"Summer"},{"$f":"IF($E509=DataInput!$B508,DataInput!G508,NA())","v":"Non-Coincident"},{"$f":"IF($E509=DataInput!$B508,DataInput!H508,NA())","v":2024},{"$f":"IF($E509=DataInput!$B508,DataInput!I508,NA())","v":"POE50"},{"$f":"IF($E509=DataInput!$B508,DataInput!J508,NA())","v":3.89881625016677},{"$f":"IF($E509=DataInput!$B508,DataInput!K508,NA())","v":0.66856999933438199},null,null,"SA Brinkworth",null,null,null,null,false,null,null,{"$error":"#N/A"},{"$error":"#N/A"},{"$error":"#N/A"},{"$error":"#N/A"},{"$error":"#N/A"},{"$error":"#N/A"},{"$error":"#N/A"},{"$error":"#N/A"},{"$error":"#N/A"},{"$error":"#N/A"}]
[null,{"$f":"IF(DataInput!B509=$B$8,IF($B$9=$B$10,TRUE,IF(DataInput!E509=$B$9,TRUE,FALSE)))","v":true},null,null,{"$f":"IF(B510=TRUE,DataInput!B509,NA())","v":"SA"},{"$f":"IF($E510=DataInput!$B509,DataInput!C509,NA())","v":"SBRK"},{"$f":"IF($E510=DataInput!$B509,DataInput!D509,NA())","v":"Brinkworth"},{"$f":"IF($E510=DataInput!$B509,DataInput!E509,NA())","v":"SAPN"},{"$f":"IF($E510=DataInput!$B509,DataInput!F509,NA())","v":"Summer"},{"$f":"IF($E510=DataInput!$B509,DataInput!G509,NA())","v":"Non-Coincident"},{"$f":"IF($E510=DataInput!$B509,DataInput!H509,NA())","v":2025},{"$f":"IF($E510=DataInput!$B509,DataInput!I509,NA())","v":"POE50"},{"$f":"IF($E510=DataInput!$B509,DataInput!J509,NA())","v":3.8755636881950801},{"$f":"IF($E510=DataInput!$B509,DataInput!K509,NA())","v":0.66865058406482902},null,null,"SA Brinkworth",null,null,null,null,false,null,null,{"$error":"#N/A"},{"$error":"#N/A"},{"$error":"#N/A"},{"$error":"#N/A"},{"$error":"#N/A"},{"$error":"#N/A"},{"$error":"#N/A"},{"$error":"#N/A"},{"$error":"#N/A"},{"$error":"#N/A"}]
[null,{"$f":"IF(DataInput!B510=$B$8,IF($B$9=$B$10,TRUE,IF(DataInput!E510=$B$9,TRUE,FALSE)))","v":true},null,null,{"$f":"IF(B511=TRUE,DataInput!B510,NA())","v":"SA"},{"$f":"IF($E511=DataInput!$B510,DataInput!C510,NA())","v":"SBRK"},{"$f":"IF($E511=DataInput!$B510,DataInput!D510,NA())","v":"Brinkworth"},{"$f":"IF($E511=DataInput!$B510,DataInput!E510,NA())","v":"SAPN"},{"$f":"IF($E511=DataInput!$B510,DataInput!F510,NA())","v":"Summer"},{"$f":"IF($E511=DataInput!$B510,DataInput!G510,NA())","v":"Non-Coincident"},{"$f":"IF($E511=DataInput!$B510,DataInput!H510,NA())","v":2026},{"$f":"IF($E511=DataInput!$B510,DataInput!I510,NA())","v":"POE50"},{"$f":"IF($E511=DataInput!$B510,DataInput!J510,NA())","v":3.8296102425505101},{"$f":"IF($E511=DataInput!$B510,DataInput!K510,NA())","v":0.66872501634011505},null,null,"SA Brinkworth",null,null,null,null,false,null,null,{"$error":"#N/A"},{"$error":"#N/A"},{"$error":"#N/A"},{"$error":"#N/A"},{"$error":"#N/A"},{"$error":"#N/A"},{"$error":"#N/A"},{"$error":"#N/A"},{"$error":"#N/A"},{"$error":"#N/A"}]
[null,{"$f":"IF(DataInput!B511=$B$8,IF($B$9=$B$10,TRUE,IF(DataInput!E511=$B$9,TRUE,FALSE)))","v":true},null,null,{"$f":"IF(B512=TRUE,DataInput!B511,NA())","v":"SA"},{"$f":"IF($E512=DataInput!$B511,DataInput!C511,NA())","v":"SBRK"},{"$f":"IF($E512=DataInput!$B511,DataInput!D511,NA())","v":"Brinkworth"},{"$f":"IF($E512=DataInput!$B511,DataInput!E511,NA())","v":"SAPN"},{"$f":"IF($E512=DataInput!$B511,DataInput!F511,NA())","v":"Winter"},{"$f":"IF($E512=DataInput!$B511,DataInput!G511,NA())","v":"Non-Coincident"},{"$f":"IF($E512=DataInput!$B511,DataInput!H511,NA())","v":2016},{"$f":"IF($E512=DataInput!$B511,DataInput!I511,NA())","v":"POE10"},{"$f":"IF($E512=DataInput!$B511,DataInput!J511,NA())","v":4.0249226663369999},{"$f":"IF($E512=DataInput!$B511,DataInput!K511,NA())","v":0.92720921259357802},null,null,"SA Brinkworth",null,null,null,null,false,null,null,{"$error":"#N/A"},{"$error":"#N/A"},{"$error":"#N/A"},{"$error":"#N/A"},{"$error":"#N/A"},{"$error":"#N/A"},{"$error":"#N/A"},{"$error":"#N/A"},{"$error":"#N/A"},{"$error":"#N/A"}]
[null,{"$f":"IF(DataInput!B512=$B$8,IF($B$9=$B$10,TRUE,IF(DataInput!E512=$B$9,TRUE,FALSE)))","v":true},null,null,{"$f":"IF(B513=TRUE,DataInput!B512,NA())","v":"SA"},{"$f":"IF($E513=DataInput!$B512,DataInput!C512,NA())","v":"SBRK"},{"$f":"IF($E513=DataInput!$B512,DataInput!D512,NA())","v":"Brinkworth"},{"$f":"IF($E513=DataInput!$B512,DataInput!E512,NA())","v":"SAPN"},{"$f":"IF($E513=DataInput!$B512,DataInput!F512,NA())","v":"Winter"},{"$f":"IF($E513=DataInput!$B512,DataInput!G512,NA())","v":"Non-Coincident"},{"$f":"IF($E513=DataInput!$B512,DataInput!H512,NA())","v":2017},{"$f":"IF($E513=DataInput!$B512,DataInput!I512,NA())","v":"POE10"},{"$f":"IF($E513=DataInput!$B512,DataInput!J512,NA())","v":4.0028842560347897},{"$f":"IF($E513=DataInput!$B512,DataInput!K512,NA())","v":0.92540703160370197},null,null,"SA Brinkworth",null,null,null,null,false,null,null,{"$error":"#N/A"},{"$error":"#N/A"},{"$error":"#N/A"},{"$error":"#N/A"},{"$error":"#N/A"},{"$error":"#N/A"},{"$error":"#N/A"},{"$error":"#N/A"},{"$error":"#N/A"},{"$error":"#N/A"}]
[null,{"$f":"IF(DataInput!B513=$B$8,IF($B$9=$B$10,TRUE,IF(DataInput!E513=$B$9,TRUE,FALSE)))","v":true},null,null,{"$f":"IF(B514=TRUE,DataInput!B513,NA())","v":"SA"},{"$f":"IF($E514=DataInput!$B513,DataInput!C513,NA())","v":"SBRK"},{"$f":"IF($E514=DataInput!$B513,DataInput!D513,NA())","v":"Brinkworth"},{"$f":"IF($E514=DataInput!$B513,DataInput!E513,NA())","v":"SAPN"},{"$f":"IF($E514=DataInput!$B513,DataInput!F513,NA())","v":"Winter"},{"$f":"IF($E514=DataInput!$B513,DataInput!G513,NA())","v":"Non-Coincident"},{"$f":"IF($E514=DataInput!$B513,DataInput!H513,NA())","v":2018},{"$f":"IF($E514=DataInput!$B513,DataInput!I513,NA())","v":"POE10"},{"$f":"IF($E514=DataInput!$B513,DataInput!J513,NA())","v":3.9816910456508201},{"$f":"IF($E514=DataInput!$B513,DataInput!K513,NA())","v":0.926810356337608},null,null,"SA Brinkworth",null,null,null,null,false,null,null,{"$error":"#N/A"},{"$error":"#N/A"},{"$error":"#N/A"},{"$error":"#N/A"},{"$error":"#N/A"},{"$error":"#N/A"},{"$error":"#N/A"},{"$error":"#N/A"},{"$error":"#N/A"},{"$error":"#N/A"}]
[null,{"$f":"IF(DataInput!B514=$B$8,IF($B$9=$B$10,TRUE,IF(DataInput!E514=$B$9,TRUE,FALSE)))","v":true},null,null,{"$f":"IF(B515=TRUE,DataInput!B514,NA())","v":"SA"},{"$f":"IF($E515=DataInput!$B514,DataInput!C514,NA())","v":"SBRK"},{"$f":"IF($E515=DataInput!$B514,DataInput!D514,NA())","v":"Brinkworth"},{"$f":"IF($E515=DataInput!$B514,DataInput!E514,NA())","v":"SAPN"},{"$f":"IF($E515=DataInput!$B514,DataInput!F514,NA())","v":"Winter"},{"$f":"IF($E515=DataInput!$B514,DataInput!G514,NA())","v":"Non-Coincident"},{"$f":"IF($E515=DataInput!$B514,DataInput!H514,NA())","v":2019},{"$f":"IF($E515=DataInput!$B514,DataInput!I514,NA())","v":"POE10"},{"$f":"IF($E515=DataInput!$B514,DataInput!J514,NA())","v":3.9861410486635802},{"$f":"IF($E515=DataInput!$B514,DataInput!K514,NA())","v":0.92989373028350797},null,null,"SA Brinkworth",null,null,null,null,false,null,null,{"$error":"#N/A"},{"$error":"#N/A"},{"$error":"#N/A"},{"$error":"#N/A"},{"$error":"#N/A"},{"$error":"#N/A"},{"$error":"#N/A"},{"$error":"#N/A"},{"$error":"#N/A"},{"$error":"#N/A"}]
[null,{"$f":"IF(DataInput!B515=$B$8,IF($B$9=$B$10,TRUE,IF(DataInput!E515=$B$9,TRUE,FALSE)))","v":true},null,null,{"$f":"IF(B516=TRUE,DataInput!B515,NA())","v":"SA"},{"$f":"IF($E516=DataInput!$B515,DataInput!C515,NA())","v":"SBRK"},{"$f":"IF($E516=DataInput!$B515,DataInput!D515,NA())","v":"Brinkworth"},{"$f":"IF($E516=DataInput!$B515,DataInput!E515,NA())","v":"SAPN"},{"$f":"IF($E516=DataInput!$B515,DataInput!F515,NA())","v":"Winter"},{"$f":"IF($E516=DataInput!$B515,DataInput!G515,NA())","v":"Non-Coincident"},{"$f":"IF($E516=DataInput!$B515,DataInput!H515,NA())","v":2020},{"$f":"IF($E516=DataInput!$B515,DataInput!I515,NA())","v":"POE10"},{"$f":"IF($E516=DataInput!$B515,DataInput!J515,NA())","v":3.9740277309304699},{"$f":"IF($E516=DataInput!$B515,DataInput!K515,NA())","v":0.928725146086673},null,null,"SA Brinkworth",null,null,null,null,false,null,null,{"$error":"#N/A"},{"$error":"#N/A"},{"$error":"#N/A"},{"$error":"#N/A"},{"$error":"#N/A"},{"$error":"#N/A"},{"$error":"#N/A"},{"$error":"#N/A"},{"$error":"#N/A"},{"$error":"#N/A"}]
[null,{"$f":"IF(DataInput!B516=$B$8,IF($B$9=$B$10,TRUE,IF(DataInput!E516=$B$9,TRUE,FALSE)))","v":true},null,null,{"$f":"IF(B517=TRUE,DataInput!B516,NA())","v":"SA"},{"$f":"IF($E517=DataInput!$B516,DataInput!C516,NA())","v":"SBRK"},{"$f":"IF($E517=DataInput!$B516,DataInput!D516,NA())","v":"Brinkworth"},{"$f":"IF($E517=DataInput!$B516,DataInput!E516,NA())","v":"SAPN"},{"$f":"IF($E517=DataInput!$B516,DataInput!F516,NA())","v":"Winter"},{"$f":"IF($E517=DataInput!$B516,DataInput!G516,NA())","v":"Non-Coincident"},{"$f":"IF($E517=DataInput!$B516,DataInput!H516,NA())","v":2021},{"$f":"IF($E517=DataInput!$B516,DataInput!I516,NA())","v":"POE10"},{"$f":"IF($E517=DataInput!$B516,DataInput!J516,NA())","v":3.9569228403787799},{"$f":"IF($E517=DataInput!$B516,DataInput!K516,NA())","v":0.92877507961859296},null,null,"SA Brinkworth",null,null,null,null,false,null,null,{"$error":"#N/A"},{"$error":"#N/A"},{"$error":"#N/A"},{"$error":"#N/A"},{"$error":"#N/A"},{"$error":"#N/A"},{"$error":"#N/A"},{"$error":"#N/A"},{"$error":"#N/A"},{"$error":"#N/A"}]
[null,{"$f":"IF(DataInput!B517=$B$8,IF($B$9=$B$10,TRUE,IF(DataInput!E517=$B$9,TRUE,FALSE)))","v":true},null,null,{"$f":"IF(B518=TRUE,DataInput!B517,NA())","v":"SA"},{"$f":"IF($E518=DataInput!$B517,DataInput!C517,NA())","v":"SBRK"},{"$f":"IF($E518=DataInput!$B517,DataInput!D517,NA())","v":"Brinkworth"},{"$f":"IF($E518=DataInput!$B517,DataInput!E517,NA())","v":"SAPN"},{"$f":"IF($E518=DataInput!$B517,DataInput!F517,NA())","v":"Winter"},{"$f":"IF($E518=DataInput!$B517,DataInput!G517,NA())","v":"Non-Coincident"},{"$f":"IF($E518=DataInput!$B517,DataInput!H517,NA())","v":2022},{"$f":"IF($E518=DataInput!$B517,DataInput!I517,NA())","v":"POE10"},{"$f":"IF($E518=DataInput!$B517,DataInput!J517,NA())","v":3.9406954651820101},{"$f":"IF($E518=DataInput!$B517,DataInput!K517,NA())","v":0.92882672069748995},null,null,"SA Brinkworth",null,null,null,null,false,null,null,{"$error":"#N/A"},{"$error":"#N/A"},{"$error":"#N/A"},{"$error":"#N/A"},{"$error":"#N/A"},{"$error":"#N/A"},{"$error":"#N/A"},{"$error":"#N/A"},{"$error":"#N/A"},{"$error":"#N/A"}]
[null,{"$f":"IF(DataInput!B518=$B$8,IF($B$9=$B$10,TRUE,IF(DataInput!E518=$B$9,TRUE,FALSE)))","v":true},null,null,{"$f":"IF(B519=TRUE,DataInput!B518,NA())","v":"SA"},{"$f":"IF($E519=DataInput!$B518,DataInput!C518,NA())","v":"SBRK"},{"$f":"IF($E519=DataInput!$B518,DataInput!D518,NA())","v":"Brinkworth"},{"$f":"IF($E519=DataInput!$B518,DataInput!E518,NA())","v":"SAPN"},{"$f":"IF($E519=DataInput!$B518,DataInput!F518,NA())","v":"Winter"},{"$f":"IF($E519=DataInput!$B518,DataInput!G518,NA())","v":"Non-Coincident"},{"$f":"IF($E519=DataInput!$B518,DataInput!H518,NA())","v":2023},{"$f":"IF($E519=DataInput!$B518,DataInput!I518,NA())","v":"POE10"},{"$f":"IF($E519=DataInput!$B518,DataInput!J518,NA())","v":3.9169934193295801},{"$f":"IF($E519=DataInput!$B518,DataInput!K518,NA())","v":0.928879934232271},null,null,"SA Brinkworth",null,null,null,null,false,null,null,{"$error":"#N/A"},{"$error":"#N/A"},{"$error":"#N/A"},{"$error":"#N/A"},{"$error":"#N/A"},{"$error":"#N/A"},{"$error":"#N/A"},{"$error":"#N/A"},{"$error":"#N/A"},{"$error":"#N/A"}]
[null,{"$f":"IF(DataInput!B519=$B$8,IF($B$9=$B$10,TRUE,IF(DataInput!E519=$B$9,TRUE,FALSE)))","v":true},null,null,{"$f":"IF(B520=TRUE,DataInput!B519,NA())","v":"SA"},{"$f":"IF($E520=DataInput!$B519,DataInput!C519,NA())","v":"SBRK"},{"$f":"IF($E520=DataInput!$B519,DataInput!D519,NA())","v":"Brinkworth"},{"$f":"IF($E520=DataInput!$B519,DataInput!E519,NA())","v":"SAPN"},{"$f":"IF($E520=DataInput!$B519,DataInput!F519,NA())","v":"Winter"},{"$f":"IF($E520=DataInput!$B519,DataInput!G519,NA())","v":"Non-Coincident"},{"$f":"IF($E520=DataInput!$B519,DataInput!H519,NA())","v":2024},{"$f":"IF($E520=DataInput!$B519,DataInput!I519,NA())","v":"POE10"},{"$f":"IF($E520=DataInput!$B519,DataInput!J519,NA())","v":3.8931964337144098},{"$f":"IF($E520=DataInput!$B519,DataInput!K519,NA())","v":0.92893459468703299},null,null,"SA Brinkworth",null,null,null,null,false,null,null,{"$error":"#N/A"},{"$error":"#N/A"},{"$error":"#N/A"},{"$error":"#N/A"},{"$error":"#N/A"},{"$error":"#N/A"},{"$error":"#N/A"},{"$error":"#N/A"},{"$error":"#N/A"},{"$error":"#N/A"}]
[null,{"$f":"IF(DataInput!B520=$B$8,IF($B$9=$B$10,TRUE,IF(DataInput!E520=$B$9,TRUE,FALSE)))","v":true},null,null,{"$f":"IF(B521=TRUE,DataInput!B520,NA())","v":"SA"},{"$f":"IF($E521=DataInput!$B520,DataInput!C520,NA())","v":"SBRK"},{"$f":"IF($E521=DataInput!$B520,DataInput!D520,NA())","v":"Brinkworth"},{"$f":"IF($E521=DataInput!$B520,DataInput!E520,NA())","v":"SAPN"},{"$f":"IF($E521=DataInput!$B520,DataInput!F520,NA())","v":"Winter"},{"$f":"IF($E521=DataInput!$B520,DataInput!G520,NA())","v":"Non-Coincident"},{"$f":"IF($E521=DataInput!$B520,DataInput!H520,NA())","v":2025},{"$f":"IF($E521=DataInput!$B520,DataInput!I520,NA())","v":"POE10"},{"$f":"IF($E521=DataInput!$B520,DataInput!J520,NA())","v":3.8568610903836},{"$f":"IF($E521=DataInput!$B520,DataInput!K520,NA())","v":0.92899059002527995},null,null,"SA Brinkworth",null,null,null,null,false,null,null,{"$error":"#N/A"},{"$error":"#N/A"},{"$error":"#N/A"},{"$error":"#N/A"},{"$error":"#N/A"},{"$error":"#N/A"},{"$error":"#N/A"},{"$error":"#N/A"},{"$error":"#N/A"},{"$error":"#N/A"}]
[null,{"$f":"IF(DataInput!B521=$B$8,IF($B$9=$B$10,TRUE,IF(DataInput!E521=$B$9,TRUE,FALSE)))","v":true},null,null,{"$f":"IF(B522=TRUE,DataInput!B521,NA())","v":"SA"},{"$f":"IF($E522=DataInput!$B521,DataInput!C521,NA())","v":"SBRK"},{"$f":"IF($E522=DataInput!$B521,DataInput!D521,NA())","v":"Brinkworth"},{"$f":"IF($E522=DataInput!$B521,DataInput!E521,NA())","v":"SAPN"},{"$f":"IF($E522=DataInput!$B521,DataInput!F521,NA())","v":"Winter"},{"$f":"IF($E522=DataInput!$B521,DataInput!G521,NA())","v":"Non-Coincident"},{"$f":"IF($E522=DataInput!$B521,DataInput!H521,NA())","v":2016},{"$f":"IF($E522=DataInput!$B521,DataInput!I521,NA())","v":"POE50"},{"$f":"IF($E522=DataInput!$B521,DataInput!J521,NA())","v":3.8818659005148199},{"$f":"IF($E522=DataInput!$B521,DataInput!K521,NA())","v":0.92978387387657502},null,null,"SA Brinkworth",null,null,null,null,false,null,null,{"$error":"#N/A"},{"$error":"#N/A"},{"$error":"#N/A"},{"$error":"#N/A"},{"$error":"#N/A"},{"$error":"#N/A"},{"$error":"#N/A"},{"$error":"#N/A"},{"$error":"#N/A"},{"$error":"#N/A"}]
[null,{"$f":"IF(DataInput!B522=$B$8,IF($B$9=$B$10,TRUE,IF(DataInput!E522=$B$9,TRUE,FALSE)))","v":true},null,null,{"$f":"IF(B523=TRUE,DataInput!B522,NA())","v":"SA"},{"$f":"IF($E523=DataInput!$B522,DataInput!C522,NA())","v":"SBRK"},{"$f":"IF($E523=DataInput!$B522,DataInput!D522,NA())","v":"Brinkworth"},{"$f":"IF($E523=DataInput!$B522,DataInput!E522,NA())","v":"SAPN"},{"$f":"IF($E523=DataInput!$B522,DataInput!F522,NA())","v":"Winter"},{"$f":"IF($E523=DataInput!$B522,DataInput!G522,NA())","v":"Non-Coincident"},{"$f":"IF($E523=DataInput!$B522,DataInput!H522,NA())","v":2017},{"$f":"IF($E523=DataInput!$B522,DataInput!I522,NA())","v":"POE50"},{"$f":"IF($E523=DataInput!$B522,DataInput!J522,NA())","v":3.8586821942983298},{"$f":"IF($E523=DataInput!$B522,DataInput!K522,NA())","v":0.92754740613851805},null,null,"SA Brinkworth",null,null,null,null,false,null,null,{"$error":"#N/A"},{"$error":"#N/A"},{"$error":"#N/A"},{"$error":"#N/A"},{"$error":"#N/A"},{"$error":"#N/A"},{"$error":"#N/A"},{"$error":"#N/A"},{"$error":"#N/A"},{"$error":"#N/A"}]
[null,{"$f":"IF(DataInput!B523=$B$8,IF($B$9=$B$10,TRUE,IF(DataInput!E523=$B$9,TRUE,FALSE)))","v":true},null,null,{"$f":"IF(B524=TRUE,DataInput!B523,NA())","v":"SA"},{"$f":"IF($E524=DataInput!$B523,DataInput!C523,NA())","v":"SBRK"},{"$f":"IF($E524=DataInput!$B523,DataInput!D523,NA())","v":"Brinkworth"},{"$f":"IF($E524=DataInput!$B523,DataInput!E523,NA())","v":"SAPN"},{"$f":"IF($E524=DataInput!$B523,DataInput!F523,NA())","v":"Winter"},{"$f":"IF($E524=DataInput!$B523,DataInput!G523,NA())","v":"Non-Coincident"},{"$f":"IF($E524=DataInput!$B523,DataInput!H523,NA())","v":2018},{"$f":"IF($E524=DataInput!$B523,DataInput!I523,NA())","v":"POE50"},{"$f":"IF($E524=DataInput!$B523,DataInput!J523,NA())","v":3.8369904073961898},{"$f":"IF($E524=DataInput!$B523,DataInput!K523,NA())","v":0.92928536485841895},null,null,{"$f":"IF(OR(ISERROR(E524),ISERROR(G524)),\"  \",E524&\" \"&G524)","v":"SA Brinkworth"},null,null,null,null,{"$f":"IF(ISERROR(G524),FALSE,IF($V$9=G524,TRUE,FALSE))","v":false},null,null,{"$f":"IF($V524=TRUE,E524,NA())","v":{"$error":"#N/A"}},{"$error":"#N/A"},{"$error":"#N/A"},{"$error":"#N/A"},{"$error":"#N/A"},{"$error":"#N/A"},{"$error":"#N/A"},{"$error":"#N/A"},{"$error":"#N/A"},{"$error":"#N/A"}]
[null,{"$f":"IF(DataInput!B524=$B$8,IF($B$9=$B$10,TRUE,IF(DataInput!E524=$B$9,TRUE,FALSE)))","v":true},null,null,{"$f":"IF(B525=TRUE,DataInput!B524,NA())","v":"SA"},{"$f":"IF($E525=DataInput!$B524,DataInput!C524,NA())","v":"SBRK"},{"$f":"IF($E525=DataInput!$B524,DataInput!D524,NA())","v":"Brinkworth"},{"$f":"IF($E525=DataInput!$B524,DataInput!E524,NA())","v":"SAPN"},{"$f":"IF($E525=DataInput!$B524,DataInput!F524,NA())","v":"Winter"},{"$f":"IF($E525=DataInput!$B524,DataInput!G524,NA())","v":"Non-Coincident"},{"$f":"IF($E525=DataInput!$B524,DataInput!H524,NA())","v":2019},{"$f":"IF($E525=DataInput!$B524,DataInput!I524,NA())","v":"POE50"},{"$f":"IF($E525=DataInput!$B524,DataInput!J524,NA())","v":3.8451064455485402},{"$f":"IF($E525=DataInput!$B524,DataInput!K524,NA())","v":0.93289913225535503},null,null,"SA Brinkworth",null,null,null,null,false,null,null,{"$error":"#N/A"},{"$f":"IF($V525=TRUE,F525,NA())","v":{"$error":"#N/A"}},{"$f":"IF($V525=TRUE,G525,NA())","v":{"$error":"#N/A"}},{"$f":"IF($V525=TRUE,H525,NA())","v":{"$error":"#N/A"}},{"$f":"IF($V525=TRUE,I525,NA())","v":{"$error":"#N/A"}},{"$f":"IF($V525=TRUE,J525,NA())","v":{"$error":"#N/A"}},{"$f":"IF($V525=TRUE,K525,NA())","v":{"$error":"#N/A"}},{"$f":"IF($V525=TRUE,L525,NA())","v":{"$error":"#N/A"}},{"$f":"IF($V525=TRUE,M525,NA())","v":{"$error":"#N/A"}},{"$f":"IF($V525=TRUE,N525,NA())","v":{"$error":"#N/A"}}]
[null,{"$f":"IF(DataInput!B525=$B$8,IF($B$9=$B$10,TRUE,IF(DataInput!E525=$B$9,TRUE,FALSE)))","v":true},null,null,{"$f":"IF(B526=TRUE,DataInput!B525,NA())","v":"SA"},{"$f":"IF($E526=DataInput!$B525,DataInput!C525,NA())","v":"SBRK"},{"$f":"IF($E526=DataInput!$B525,DataInput!D525,NA())","v":"Brinkworth"},{"$f":"IF($E526=DataInput!$B525,DataInput!E525,NA())","v":"SAPN"},{"$f":"IF($E526=DataInput!$B525,DataInput!F525,NA())","v":"Winter"},{"$f":"IF($E526=DataInput!$B525,DataInput!G525,NA())","v":"Non-Coincident"},{"$f":"IF($E526=DataInput!$B525,DataInput!H525,NA())","v":2020},{"$f":"IF($E526=DataInput!$B525,DataInput!I525,NA())","v":"POE50"},{"$f":"IF($E526=DataInput!$B525,DataInput!J525,NA())","v":3.8416816275943302},{"$f":"IF($E526=DataInput!$B525,DataInput!K525,NA())","v":0.93136709302609699},null,null,"SA Brinkworth",null,null,null,null,false,null,null,{"$error":"#N/A"},{"$error":"#N/A"},{"$error":"#N/A"},{"$error":"#N/A"},{"$error":"#N/A"},{"$error":"#N/A"},{"$error":"#N/A"},{"$error":"#N/A"},{"$error":"#N/A"},{"$error":"#N/A"}]
[null,{"$f":"IF(DataInput!B526=$B$8,IF($B$9=$B$10,TRUE,IF(DataInput!E526=$B$9,TRUE,FALSE)))","v":true},null,null,{"$f":"IF(B527=TRUE,DataInput!B526,NA())","v":"SA"},{"$f":"IF($E527=DataInput!$B526,DataInput!C526,NA())","v":"SBRK"},{"$f":"IF($E527=DataInput!$B526,DataInput!D526,NA())","v":"Brinkworth"},{"$f":"IF($E527=DataInput!$B526,DataInput!E526,NA())","v":"SAPN"},{"$f":"IF($E527=DataInput!$B526,DataInput!F526,NA())","v":"Winter"},{"$f":"IF($E527=DataInput!$B526,DataInput!G526,NA())","v":"Non-Coincident"},{"$f":"IF($E527=DataInput!$B526,DataInput!H526,NA())","v":2021},{"$f":"IF($E527=DataInput!$B526,DataInput!I526,NA())","v":"POE50"},{"$f":"IF($E527=DataInput!$B526,DataInput!J526,NA())","v":3.82243823878474},{"$f":"IF($E527=DataInput!$B526,DataInput!K526,NA())","v":0.93142044386127398},null,null,"SA Brinkworth",null,null,null,null,false,null,null,{"$error":"#N/A"},{"$error":"#N/A"},{"$error":"#N/A"},{"$error":"#N/A"},{"$error":"#N/A"},{"$error":"#N/A"},{"$error":"#N/A"},{"$error":"#N/A"},{"$error":"#N/A"},{"$error":"#N/A"}]
[null,{"$f":"IF(DataInput!B527=$B$8,IF($B$9=$B$10,TRUE,IF(DataInput!E527=$B$9,TRUE,FALSE)))","v":true},null,null,{"$f":"IF(B528=TRUE,DataInput!B527,NA())","v":"SA"},{"$f":"IF($E528=DataInput!$B527,DataInput!C527,NA())","v":"SBRK"},{"$f":"IF($E528=DataInput!$B527,DataInput!D527,NA())","v":"Brinkworth"},{"$f":"IF($E528=DataInput!$B527,DataInput!E527,NA())","v":"SAPN"},{"$f":"IF($E528=DataInput!$B527,DataInput!F527,NA())","v":"Winter"},{"$f":"IF($E528=DataInput!$B527,DataInput!G527,NA())","v":"Non-Coincident"},{"$f":"IF($E528=DataInput!$B527,DataInput!H527,NA())","v":2022},{"$f":"IF($E528=DataInput!$B527,DataInput!I527,NA())","v":"POE50"},{"$f":"IF($E528=DataInput!$B527,DataInput!J527,NA())","v":3.79861307677414},{"$f":"IF($E528=DataInput!$B527,DataInput!K527,NA())","v":0.93147576420048095},null,null,"SA Brinkworth",null,null,null,null,false,null,null,{"$error":"#N/A"},{"$error":"#N/A"},{"$error":"#N/A"},{"$error":"#N/A"},{"$error":"#N/A"},{"$error":"#N/A"},{"$error":"#N/A"},{"$error":"#N/A"},{"$error":"#N/A"},{"$error":"#N/A"}]
[null,{"$f":"IF(DataInput!B528=$B$8,IF($B$9=$B$10,TRUE,IF(DataInput!E528=$B$9,TRUE,FALSE)))","v":true},null,null,{"$f":"IF(B529=TRUE,DataInput!B528,NA())","v":"SA"},{"$f":"IF($E529=DataInput!$B528,DataInput!C528,NA())","v":"SBRK"},{"$f":"IF($E529=DataInput!$B528,DataInput!D528,NA())","v":"Brinkworth"},{"$f":"IF($E529=DataInput!$B528,DataInput!E528,NA())","v":"SAPN"},{"$f":"IF($E529=DataInput!$B528,DataInput!F528,NA())","v":"Winter"},{"$f":"IF($E529=DataInput!$B528,DataInput!G528,NA())","v":"Non-Coincident"},{"$f":"IF($E529=DataInput!$B528,DataInput!H528,NA())","v":2023},{"$f":"IF($E529=DataInput!$B528,DataInput!I528,NA())","v":"POE50"},{"$f":"IF($E529=DataInput!$B528,DataInput!J528,NA())","v":3.77040118811875},{"$f":"IF($E529=DataInput!$B528,DataInput!K528,NA())","v":0.93153291706438601},null,null,"SA Brinkworth",null,null,null,null,false,null,null,{"$error":"#N/A"},{"$error":"#N/A"},{"$error":"#N/A"},{"$error":"#N/A"},{"$error":"#N/A"},{"$error":"#N/A"},{"$error":"#N/A"},{"$error":"#N/A"},{"$error":"#N/A"},{"$error":"#N/A"}]
[null,{"$f":"IF(DataInput!B529=$B$8,IF($B$9=$B$10,TRUE,IF(DataInput!E529=$B$9,TRUE,FALSE)))","v":true},null,null,{"$f":"IF(B530=TRUE,DataInput!B529,NA())","v":"SA"},{"$f":"IF($E530=DataInput!$B529,DataInput!C529,NA())","v":"SBRK"},{"$f":"IF($E530=DataInput!$B529,DataInput!D529,NA())","v":"Brinkworth"},{"$f":"IF($E530=DataInput!$B529,DataInput!E529,NA())","v":"SAPN"},{"$f":"IF($E530=DataInput!$B529,DataInput!F529,NA())","v":"Winter"},{"$f":"IF($E530=DataInput!$B529,DataInput!G529,NA())","v":"Non-Coincident"},{"$f":"IF($E530=DataInput!$B529,DataInput!H529,NA())","v":2024},{"$f":"IF($E530=DataInput!$B529,DataInput!I529,NA())","v":"POE50"},{"$f":"IF($E530=DataInput!$B529,DataInput!J529,NA())","v":3.7453601371223999},{"$f":"IF($E530=DataInput!$B529,DataInput!K529,NA())","v":0.93159177229512902},null,null,"SA Brinkworth",null,null,null,null,false,null,null,{"$error":"#N/A"},{"$error":"#N/A"},{"$error":"#N/A"},{"$error":"#N/A"},{"$error":"#N/A"},{"$error":"#N/A"},{"$error":"#N/A"},{"$error":"#N/A"},{"$error":"#N/A"},{"$error":"#N/A"}]
[null,{"$f":"IF(DataInput!B530=$B$8,IF($B$9=$B$10,TRUE,IF(DataInput!E530=$B$9,TRUE,FALSE)))","v":true},null,null,{"$f":"IF(B531=TRUE,DataInput!B530,NA())","v":"SA"},{"$f":"IF($E531=DataInput!$B530,DataInput!C530,NA())","v":"SBRK"},{"$f":"IF($E531=DataInput!$B530,DataInput!D530,NA())","v":"Brinkworth"},{"$f":"IF($E531=DataInput!$B530,DataInput!E530,NA())","v":"SAPN"},{"$f":"IF($E531=DataInput!$B530,DataInput!F530,NA())","v":"Winter"},{"$f":"IF($E531=DataInput!$B530,DataInput!G530,NA())","v":"Non-Coincident"},{"$f":"IF($E531=DataInput!$B530,DataInput!H530,NA())","v":2025},{"$f":"IF($E531=DataInput!$B530,DataInput!I530,NA())","v":"POE50"},{"$f":"IF($E531=DataInput!$B530,DataInput!J530,NA())","v":3.7148346980057001},{"$f":"IF($E531=DataInput!$B530,DataInput!K530,NA())","v":0.93165221152159705},null,null,"SA Brinkworth",null,null,null,null,false,null,null,{"$error":"#N/A"},{"$error":"#N/A"},{"$error":"#N/A"},{"$error":"#N/A"},{"$error":"#N/A"},{"$error":"#N/A"},{"$error":"#N/A"},{"$error":"#N/A"},{"$error":"#N/A"},{"$error":"#N/A"}]
[null,{"$f":"IF(DataInput!B531=$B$8,IF($B$9=$B$10,TRUE,IF(DataInput!E531=$B$9,TRUE,FALSE)))","v":true},null,null,{"$f":"IF(B532=TRUE,DataInput!B531,NA())","v":"SA"},{"$f":"IF($E532=DataInput!$B531,DataInput!C531,NA())","v":"SCLN"},{"$f":"IF($E532=DataInput!$B531,DataInput!D531,NA())","v":"Clare North"},{"$f":"IF($E532=DataInput!$B531,DataInput!E531,NA())","v":"SAPN"},{"$f":"IF($E532=DataInput!$B531,DataInput!F531,NA())","v":"Summer"},{"$f":"IF($E532=DataInput!$B531,DataInput!G531,NA())","v":"Non-Coincident"},{"$f":"IF($E532=DataInput!$B531,DataInput!H531,NA())","v":2017},{"$f":"IF($E532=DataInput!$B531,DataInput!I531,NA())","v":"POE10"},{"$f":"IF($E532=DataInput!$B531,DataInput!J531,NA())","v":13.3754055073983},{"$f":"IF($E532=DataInput!$B531,DataInput!K531,NA())","v":0.94000191659989996},null,null,"SA Clare North",null,null,null,null,false,null,null,{"$error":"#N/A"},{"$error":"#N/A"},{"$error":"#N/A"},{"$error":"#N/A"},{"$error":"#N/A"},{"$error":"#N/A"},{"$error":"#N/A"},{"$error":"#N/A"},{"$error":"#N/A"},{"$error":"#N/A"}]
[null,{"$f":"IF(DataInput!B532=$B$8,IF($B$9=$B$10,TRUE,IF(DataInput!E532=$B$9,TRUE,FALSE)))","v":true},null,null,{"$f":"IF(B533=TRUE,DataInput!B532,NA())","v":"SA"},{"$f":"IF($E533=DataInput!$B532,DataInput!C532,NA())","v":"SCLN"},{"$f":"IF($E533=DataInput!$B532,DataInput!D532,NA())","v":"Clare North"},{"$f":"IF($E533=DataInput!$B532,DataInput!E532,NA())","v":"SAPN"},{"$f":"IF($E533=DataInput!$B532,DataInput!F532,NA())","v":"Summer"},{"$f":"IF($E533=DataInput!$B532,DataInput!G532,NA())","v":"Non-Coincident"},{"$f":"IF($E533=DataInput!$B532,DataInput!H532,NA())","v":2018},{"$f":"IF($E533=DataInput!$B532,DataInput!I532,NA())","v":"POE10"},{"$f":"IF($E533=DataInput!$B532,DataInput!J532,NA())","v":13.461709170967},{"$f":"IF($E533=DataInput!$B532,DataInput!K532,NA())","v":0.93106494800900497},null,null,"SA Clare North",null,null,null,null,false,null,null,{"$error":"#N/A"},{"$error":"#N/A"},{"$error":"#N/A"},{"$error":"#N/A"},{"$error":"#N/A"},{"$error":"#N/A"},{"$error":"#N/A"},{"$error":"#N/A"},{"$error":"#N/A"},{"$error":"#N/A"}]
[null,{"$f":"IF(DataInput!B533=$B$8,IF($B$9=$B$10,TRUE,IF(DataInput!E533=$B$9,TRUE,FALSE)))","v":true},null,null,{"$f":"IF(B534=TRUE,DataInput!B533,NA())","v":"SA"},{"$f":"IF($E534=DataInput!$B533,DataInput!C533,NA())","v":"SCLN"},{"$f":"IF($E534=DataInput!$B533,DataInput!D533,NA())","v":"Clare North"},{"$f":"IF($E534=DataInput!$B533,DataInput!E533,NA())","v":"SAPN"},{"$f":"IF($E534=DataInput!$B533,DataInput!F533,NA())","v":"Summer"},{"$f":"IF($E534=DataInput!$B533,DataInput!G533,NA())","v":"Non-Coincident"},{"$f":"IF($E534=DataInput!$B533,DataInput!H533,NA())","v":2019},{"$f":"IF($E534=DataInput!$B533,DataInput!I533,NA())","v":"POE10"},{"$f":"IF($E534=DataInput!$B533,DataInput!J533,NA())","v":13.594463109855299},{"$f":"IF($E534=DataInput!$B533,DataInput!K533,NA())","v":0.93797933636782205},null,null,"SA Clare North",null,null,null,null,false,null,null,{"$error":"#N/A"},{"$error":"#N/A"},{"$error":"#N/A"},{"$error":"#N/A"},{"$error":"#N/A"},{"$error":"#N/A"},{"$error":"#N/A"},{"$error":"#N/A"},{"$error":"#N/A"},{"$error":"#N/A"}]
[null,{"$f":"IF(DataInput!B534=$B$8,IF($B$9=$B$10,TRUE,IF(DataInput!E534=$B$9,TRUE,FALSE)))","v":true},null,null,{"$f":"IF(B535=TRUE,DataInput!B534,NA())","v":"SA"},{"$f":"IF($E535=DataInput!$B534,DataInput!C534,NA())","v":"SCLN"},{"$f":"IF($E535=DataInput!$B534,DataInput!D534,NA())","v":"Clare North"},{"$f":"IF($E535=DataInput!$B534,DataInput!E534,NA())","v":"SAPN"},{"$f":"IF($E535=DataInput!$B534,DataInput!F534,NA())","v":"Summer"},{"$f":"IF($E535=DataInput!$B534,DataInput!G534,NA())","v":"Non-Coincident"},{"$f":"IF($E535=DataInput!$B534,DataInput!H534,NA())","v":2020},{"$f":"IF($E535=DataInput!$B534,DataInput!I534,NA())","v":"POE10"},{"$f":"IF($E535=DataInput!$B534,DataInput!J534,NA())","v":13.3351262000457},{"$f":"IF($E535=DataInput!$B534,DataInput!K534,NA())","v":0.93082935586258997},null,null,"SA Clare North",null,null,null,null,false,null,null,{"$error":"#N/A"},{"$error":"#N/A"},{"$error":"#N/A"},{"$error":"#N/A"},{"$error":"#N/A"},{"$error":"#N/A"},{"$error":"#N/A"},{"$error":"#N/A"},{"$error":"#N/A"},{"$error":"#N/A"}]
[null,{"$f":"IF(DataInput!B535=$B$8,IF($B$9=$B$10,TRUE,IF(DataInput!E535=$B$9,TRUE,FALSE)))","v":true},null,null,{"$f":"IF(B536=TRUE,DataInput!B535,NA())","v":"SA"},{"$f":"IF($E536=DataInput!$B535,DataInput!C535,NA())","v":"SCLN"},{"$f":"IF($E536=DataInput!$B535,DataInput!D535,NA())","v":"Clare North"},{"$f":"IF($E536=DataInput!$B535,DataInput!E535,NA())","v":"SAPN"},{"$f":"IF($E536=DataInput!$B535,DataInput!F535,NA())","v":"Summer"},{"$f":"IF($E536=DataInput!$B535,DataInput!G535,NA())","v":"Non-Coincident"},{"$f":"IF($E536=DataInput!$B535,DataInput!H535,NA())","v":2021},{"$f":"IF($E536=DataInput!$B535,DataInput!I535,NA())","v":"POE10"},{"$f":"IF($E536=DataInput!$B535,DataInput!J535,NA())","v":13.1077029332831},{"$f":"IF($E536=DataInput!$B535,DataInput!K535,NA())","v":0.94072597585011697},null,null,"SA Clare North",null,null,null,null,false,null,null,{"$error":"#N/A"},{"$error":"#N/A"},{"$error":"#N/A"},{"$error":"#N/A"},{"$error":"#N/A"},{"$error":"#N/A"},{"$error":"#N/A"},{"$error":"#N/A"},{"$error":"#N/A"},{"$error":"#N/A"}]
[null,{"$f":"IF(DataInput!B536=$B$8,IF($B$9=$B$10,TRUE,IF(DataInput!E536=$B$9,TRUE,FALSE)))","v":true},null,null,{"$f":"IF(B537=TRUE,DataInput!B536,NA())","v":"SA"},{"$f":"IF($E537=DataInput!$B536,DataInput!C536,NA())","v":"SCLN"},{"$f":"IF($E537=DataInput!$B536,DataInput!D536,NA())","v":"Clare North"},{"$f":"IF($E537=DataInput!$B536,DataInput!E536,NA())","v":"SAPN"},{"$f":"IF($E537=DataInput!$B536,DataInput!F536,NA())","v":"Summer"},{"$f":"IF($E537=DataInput!$B536,DataInput!G536,NA())","v":"Non-Coincident"},{"$f":"IF($E537=DataInput!$B536,DataInput!H536,NA())","v":2022},{"$f":"IF($E537=DataInput!$B536,DataInput!I536,NA())","v":"POE10"},{"$f":"IF($E537=DataInput!$B536,DataInput!J536,NA())","v":12.888861256854501},{"$f":"IF($E537=DataInput!$B536,DataInput!K536,NA())","v":0.94083171768073703},null,null,"SA Clare North",null,null,null,null,false,null,null,{"$error":"#N/A"},{"$error":"#N/A"},{"$error":"#N/A"},{"$error":"#N/A"},{"$error":"#N/A"},{"$error":"#N/A"},{"$error":"#N/A"},{"$error":"#N/A"},{"$error":"#N/A"},{"$error":"#N/A"}]
[null,{"$f":"IF(DataInput!B537=$B$8,IF($B$9=$B$10,TRUE,IF(DataInput!E537=$B$9,TRUE,FALSE)))","v":true},null,null,{"$f":"IF(B538=TRUE,DataInput!B537,NA())","v":"SA"},{"$f":"IF($E538=DataInput!$B537,DataInput!C537,NA())","v":"SCLN"},{"$f":"IF($E538=DataInput!$B537,DataInput!D537,NA())","v":"Clare North"},{"$f":"IF($E538=DataInput!$B537,DataInput!E537,NA())","v":"SAPN"},{"$f":"IF($E538=DataInput!$B537,DataInput!F537,NA())","v":"Summer"},{"$f":"IF($E538=DataInput!$B537,DataInput!G537,NA())","v":"Non-Coincident"},{"$f":"IF($E538=DataInput!$B537,DataInput!H537,NA())","v":2023},{"$f":"IF($E538=DataInput!$B537,DataInput!I537,NA())","v":"POE10"},{"$f":"IF($E538=DataInput!$B537,DataInput!J537,NA())","v":12.7836233692215},{"$f":"IF($E538=DataInput!$B537,DataInput!K537,NA())","v":0.94094875795849497},null,null,"SA Clare North",null,null,null,null,false,null,null,{"$error":"#N/A"},{"$error":"#N/A"},{"$error":"#N/A"},{"$error":"#N/A"},{"$error":"#N/A"},{"$error":"#N/A"},{"$error":"#N/A"},{"$error":"#N/A"},{"$error":"#N/A"},{"$error":"#N/A"}]
[null,{"$f":"IF(DataInput!B538=$B$8,IF($B$9=$B$10,TRUE,IF(DataInput!E538=$B$9,TRUE,FALSE)))","v":true},null,null,{"$f":"IF(B539=TRUE,DataInput!B538,NA())","v":"SA"},{"$f":"IF($E539=DataInput!$B538,DataInput!C538,NA())","v":"SCLN"},{"$f":"IF($E539=DataInput!$B538,DataInput!D538,NA())","v":"Clare North"},{"$f":"IF($E539=DataInput!$B538,DataInput!E538,NA())","v":"SAPN"},{"$f":"IF($E539=DataInput!$B538,DataInput!F538,NA())","v":"Summer"},{"$f":"IF($E539=DataInput!$B538,DataInput!G538,NA())","v":"Non-Coincident"},{"$f":"IF($E539=DataInput!$B538,DataInput!H538,NA())","v":2024},{"$f":"IF($E539=DataInput!$B538,DataInput!I538,NA())","v":"POE10"},{"$f":"IF($E539=DataInput!$B538,DataInput!J538,NA())","v":12.806046410668101},{"$f":"IF($E539=DataInput!$B538,DataInput!K538,NA())","v":0.94106479300192203},null,null,"SA Clare North",null,null,null,null,false,null,null,{"$error":"#N/A"},{"$error":"#N/A"},{"$error":"#N/A"},{"$error":"#N/A"},{"$error":"#N/A"},{"$error":"#N/A"},{"$error":"#N/A"},{"$error":"#N/A"},{"$error":"#N/A"},{"$error":"#N/A"}]
[null,{"$f":"IF(DataInput!B539=$B$8,IF($B$9=$B$10,TRUE,IF(DataInput!E539=$B$9,TRUE,FALSE)))","v":true},null,null,{"$f":"IF(B540=TRUE,DataInput!B539,NA())","v":"SA"},{"$f":"IF($E540=DataInput!$B539,DataInput!C539,NA())","v":"SCLN"},{"$f":"IF($E540=DataInput!$B539,DataInput!D539,NA())","v":"Clare North"},{"$f":"IF($E540=DataInput!$B539,DataInput!E539,NA())","v":"SAPN"},{"$f":"IF($E540=DataInput!$B539,DataInput!F539,NA())","v":"Summer"},{"$f":"IF($E540=DataInput!$B539,DataInput!G539,NA())","v":"Non-Coincident"},{"$f":"IF($E540=DataInput!$B539,DataInput!H539,NA())","v":2025},{"$f":"IF($E540=DataInput!$B539,DataInput!I539,NA())","v":"POE10"},{"$f":"IF($E540=DataInput!$B539,DataInput!J539,NA())","v":12.7230825578962},{"$f":"IF($E540=DataInput!$B539,DataInput!K539,NA())","v":0.94118081096238304},null,null,"SA Clare North",null,null,null,null,false,null,null,{"$error":"#N/A"},{"$error":"#N/A"},{"$error":"#N/A"},{"$error":"#N/A"},{"$error":"#N/A"},{"$error":"#N/A"},{"$error":"#N/A"},{"$error":"#N/A"},{"$error":"#N/A"},{"$error":"#N/A"}]
[null,{"$f":"IF(DataInput!B540=$B$8,IF($B$9=$B$10,TRUE,IF(DataInput!E540=$B$9,TRUE,FALSE)))","v":true},null,null,{"$f":"IF(B541=TRUE,DataInput!B540,NA())","v":"SA"},{"$f":"IF($E541=DataInput!$B540,DataInput!C540,NA())","v":"SCLN"},{"$f":"IF($E541=DataInput!$B540,DataInput!D540,NA())","v":"Clare North"},{"$f":"IF($E541=DataInput!$B540,DataInput!E540,NA())","v":"SAPN"},{"$f":"IF($E541=DataInput!$B540,DataInput!F540,NA())","v":"Summer"},{"$f":"IF($E541=DataInput!$B540,DataInput!G540,NA())","v":"Non-Coincident"},{"$f":"IF($E541=DataInput!$B540,DataInput!H540,NA())","v":2026},{"$f":"IF($E541=DataInput!$B540,DataInput!I540,NA())","v":"POE10"},{"$f":"IF($E541=DataInput!$B540,DataInput!J540,NA())","v":12.5562725902828},{"$f":"IF($E541=DataInput!$B540,DataInput!K540,NA())","v":0.94129435539158302},null,null,"SA Clare North",null,null,null,null,false,null,null,{"$error":"#N/A"},{"$error":"#N/A"},{"$error":"#N/A"},{"$error":"#N/A"},{"$error":"#N/A"},{"$error":"#N/A"},{"$error":"#N/A"},{"$error":"#N/A"},{"$error":"#N/A"},{"$error":"#N/A"}]
[null,{"$f":"IF(DataInput!B541=$B$8,IF($B$9=$B$10,TRUE,IF(DataInput!E541=$B$9,TRUE,FALSE)))","v":true},null,null,{"$f":"IF(B542=TRUE,DataInput!B541,NA())","v":"SA"},{"$f":"IF($E542=DataInput!$B541,DataInput!C541,NA())","v":"SCLN"},{"$f":"IF($E542=DataInput!$B541,DataInput!D541,NA())","v":"Clare North"},{"$f":"IF($E542=DataInput!$B541,DataInput!E541,NA())","v":"SAPN"},{"$f":"IF($E542=DataInput!$B541,DataInput!F541,NA())","v":"Summer"},{"$f":"IF($E542=DataInput!$B541,DataInput!G541,NA())","v":"Non-Coincident"},{"$f":"IF($E542=DataInput!$B541,DataInput!H541,NA())","v":2017},{"$f":"IF($E542=DataInput!$B541,DataInput!I541,NA())","v":"POE50"},{"$f":"IF($E542=DataInput!$B541,DataInput!J541,NA())","v":12.1404843455544},{"$f":"IF($E542=DataInput!$B541,DataInput!K541,NA())","v":0.91317204204533897},null,null,"SA Clare North",null,null,null,null,false,null,null,{"$error":"#N/A"},{"$error":"#N/A"},{"$error":"#N/A"},{"$error":"#N/A"},{"$error":"#N/A"},{"$error":"#N/A"},{"$error":"#N/A"},{"$error":"#N/A"},{"$error":"#N/A"},{"$error":"#N/A"}]
[null,{"$f":"IF(DataInput!B542=$B$8,IF($B$9=$B$10,TRUE,IF(DataInput!E542=$B$9,TRUE,FALSE)))","v":true},null,null,{"$f":"IF(B543=TRUE,DataInput!B542,NA())","v":"SA"},{"$f":"IF($E543=DataInput!$B542,DataInput!C542,NA())","v":"SCLN"},{"$f":"IF($E543=DataInput!$B542,DataInput!D542,NA())","v":"Clare North"},{"$f":"IF($E543=DataInput!$B542,DataInput!E542,NA())","v":"SAPN"},{"$f":"IF($E543=DataInput!$B542,DataInput!F542,NA())","v":"Summer"},{"$f":"IF($E543=DataInput!$B542,DataInput!G542,NA())","v":"Non-Coincident"},{"$f":"IF($E543=DataInput!$B542,DataInput!H542,NA())","v":2018},{"$f":"IF($E543=DataInput!$B542,DataInput!I542,NA())","v":"POE50"},{"$f":"IF($E543=DataInput!$B542,DataInput!J542,NA())","v":12.199706567468301},{"$f":"IF($E543=DataInput!$B542,DataInput!K542,NA())","v":0.90434102029889596},null,null,"SA Clare North",null,null,null,null,false,null,null,{"$error":"#N/A"},{"$error":"#N/A"},{"$error":"#N/A"},{"$error":"#N/A"},{"$error":"#N/A"},{"$error":"#N/A"},{"$error":"#N/A"},{"$error":"#N/A"},{"$error":"#N/A"},{"$error":"#N/A"}]
[null,{"$f":"IF(DataInput!B543=$B$8,IF($B$9=$B$10,TRUE,IF(DataInput!E543=$B$9,TRUE,FALSE)))","v":true},null,null,{"$f":"IF(B544=TRUE,DataInput!B543,NA())","v":"SA"},{"$f":"IF($E544=DataInput!$B543,DataInput!C543,NA())","v":"SCLN"},{"$f":"IF($E544=DataInput!$B543,DataInput!D543,NA())","v":"Clare North"},{"$f":"IF($E544=DataInput!$B543,DataInput!E543,NA())","v":"SAPN"},{"$f":"IF($E544=DataInput!$B543,DataInput!F543,NA())","v":"Summer"},{"$f":"IF($E544=DataInput!$B543,DataInput!G543,NA())","v":"Non-Coincident"},{"$f":"IF($E544=DataInput!$B543,DataInput!H543,NA())","v":2019},{"$f":"IF($E544=DataInput!$B543,DataInput!I543,NA())","v":"POE50"},{"$f":"IF($E544=DataInput!$B543,DataInput!J543,NA())","v":12.1577771040164},{"$f":"IF($E544=DataInput!$B543,DataInput!K543,NA())","v":0.90032620878749503},null,null,"SA Clare North",null,null,null,null,false,null,null,{"$error":"#N/A"},{"$error":"#N/A"},{"$error":"#N/A"},{"$error":"#N/A"},{"$error":"#N/A"},{"$error":"#N/A"},{"$error":"#N/A"},{"$error":"#N/A"},{"$error":"#N/A"},{"$error":"#N/A"}]
[null,{"$f":"IF(DataInput!B544=$B$8,IF($B$9=$B$10,TRUE,IF(DataInput!E544=$B$9,TRUE,FALSE)))","v":true},null,null,{"$f":"IF(B545=TRUE,DataInput!B544,NA())","v":"SA"},{"$f":"IF($E545=DataInput!$B544,DataInput!C544,NA())","v":"SCLN"},{"$f":"IF($E545=DataInput!$B544,DataInput!D544,NA())","v":"Clare North"},{"$f":"IF($E545=DataInput!$B544,DataInput!E544,NA())","v":"SAPN"},{"$f":"IF($E545=DataInput!$B544,DataInput!F544,NA())","v":"Summer"},{"$f":"IF($E545=DataInput!$B544,DataInput!G544,NA())","v":"Non-Coincident"},{"$f":"IF($E545=DataInput!$B544,DataInput!H544,NA())","v":2020},{"$f":"IF($E545=DataInput!$B544,DataInput!I544,NA())","v":"POE50"},{"$f":"IF($E545=DataInput!$B544,DataInput!J544,NA())","v":11.974790757922801},{"$f":"IF($E545=DataInput!$B544,DataInput!K544,NA())","v":0.90231088174220597},null,null,"SA Clare North",null,null,null,null,false,null,null,{"$error":"#N/A"},{"$error":"#N/A"},{"$error":"#N/A"},{"$error":"#N/A"},{"$error":"#N/A"},{"$error":"#N/A"},{"$error":"#N/A"},{"$error":"#N/A"},{"$error":"#N/A"},{"$error":"#N/A"}]
[null,{"$f":"IF(DataInput!B545=$B$8,IF($B$9=$B$10,TRUE,IF(DataInput!E545=$B$9,TRUE,FALSE)))","v":true},null,null,{"$f":"IF(B546=TRUE,DataInput!B545,NA())","v":"SA"},{"$f":"IF($E546=DataInput!$B545,DataInput!C545,NA())","v":"SCLN"},{"$f":"IF($E546=DataInput!$B545,DataInput!D545,NA())","v":"Clare North"},{"$f":"IF($E546=DataInput!$B545,DataInput!E545,NA())","v":"SAPN"},{"$f":"IF($E546=DataInput!$B545,DataInput!F545,NA())","v":"Summer"},{"$f":"IF($E546=DataInput!$B545,DataInput!G545,NA())","v":"Non-Coincident"},{"$f":"IF($E546=DataInput!$B545,DataInput!H545,NA())","v":2021},{"$f":"IF($E546=DataInput!$B545,DataInput!I545,NA())","v":"POE50"},{"$f":"IF($E546=DataInput!$B545,DataInput!J545,NA())","v":11.799288662976499},{"$f":"IF($E546=DataInput!$B545,DataInput!K545,NA())","v":0.91387817278781303},null,null,"SA Clare North",null,null,null,null,false,null,null,{"$error":"#N/A"},{"$error":"#N/A"},{"$error":"#N/A"},{"$error":"#N/A"},{"$error":"#N/A"},{"$error":"#N/A"},{"$error":"#N/A"},{"$error":"#N/A"},{"$error":"#N/A"},{"$error":"#N/A"}]
[null,{"$f":"IF(DataInput!B546=$B$8,IF($B$9=$B$10,TRUE,IF(DataInput!E546=$B$9,TRUE,FALSE)))","v":true},null,null,{"$f":"IF(B547=TRUE,DataInput!B546,NA())","v":"SA"},{"$f":"IF($E547=DataInput!$B546,DataInput!C546,NA())","v":"SCLN"},{"$f":"IF($E547=DataInput!$B546,DataInput!D546,NA())","v":"Clare North"},{"$f":"IF($E547=DataInput!$B546,DataInput!E546,NA())","v":"SAPN"},{"$f":"IF($E547=DataInput!$B546,DataInput!F546,NA())","v":"Summer"},{"$f":"IF($E547=DataInput!$B546,DataInput!G546,NA())","v":"Non-Coincident"},{"$f":"IF($E547=DataInput!$B546,DataInput!H546,NA())","v":2022},{"$f":"IF($E547=DataInput!$B546,DataInput!I546,NA())","v":"POE50"},{"$f":"IF($E547=DataInput!$B546,DataInput!J546,NA())","v":11.4951376558147},{"$f":"IF($E547=DataInput!$B546,DataInput!K546,NA())","v":0.91399358961171295},null,null,"SA Clare North",null,null,null,null,false,null,null,{"$error":"#N/A"},{"$error":"#N/A"},{"$error":"#N/A"},{"$error":"#N/A"},{"$error":"#N/A"},{"$error":"#N/A"},{"$error":"#N/A"},{"$error":"#N/A"},{"$error":"#N/A"},{"$error":"#N/A"}]
[null,{"$f":"IF(DataInput!B547=$B$8,IF($B$9=$B$10,TRUE,IF(DataInput!E547=$B$9,TRUE,FALSE)))","v":true},null,null,{"$f":"IF(B548=TRUE,DataInput!B547,NA())","v":"SA"},{"$f":"IF($E548=DataInput!$B547,DataInput!C547,NA())","v":"SCLN"},{"$f":"IF($E548=DataInput!$B547,DataInput!D547,NA())","v":"Clare North"},{"$f":"IF($E548=DataInput!$B547,DataInput!E547,NA())","v":"SAPN"},{"$f":"IF($E548=DataInput!$B547,DataInput!F547,NA())","v":"Summer"},{"$f":"IF($E548=DataInput!$B547,DataInput!G547,NA())","v":"Non-Coincident"},{"$f":"IF($E548=DataInput!$B547,DataInput!H547,NA())","v":2023},{"$f":"IF($E548=DataInput!$B547,DataInput!I547,NA())","v":"POE50"},{"$f":"IF($E548=DataInput!$B547,DataInput!J547,NA())","v":11.467034165529499},{"$f":"IF($E548=DataInput!$B547,DataInput!K547,NA())","v":0.91410718715605399},null,null,"SA Clare North",null,null,null,null,false,null,null,{"$error":"#N/A"},{"$error":"#N/A"},{"$error":"#N/A"},{"$error":"#N/A"},{"$error":"#N/A"},{"$error":"#N/A"},{"$error":"#N/A"},{"$error":"#N/A"},{"$error":"#N/A"},{"$error":"#N/A"}]
[null,{"$f":"IF(DataInput!B548=$B$8,IF($B$9=$B$10,TRUE,IF(DataInput!E548=$B$9,TRUE,FALSE)))","v":true},null,null,{"$f":"IF(B549=TRUE,DataInput!B548,NA())","v":"SA"},{"$f":"IF($E549=DataInput!$B548,DataInput!C548,NA())","v":"SCLN"},{"$f":"IF($E549=DataInput!$B548,DataInput!D548,NA())","v":"Clare North"},{"$f":"IF($E549=DataInput!$B548,DataInput!E548,NA())","v":"SAPN"},{"$f":"IF($E549=DataInput!$B548,DataInput!F548,NA())","v":"Summer"},{"$f":"IF($E549=DataInput!$B548,DataInput!G548,NA())","v":"Non-Coincident"},{"$f":"IF($E549=DataInput!$B548,DataInput!H548,NA())","v":2024},{"$f":"IF($E549=DataInput!$B548,DataInput!I548,NA())","v":"POE50"},{"$f":"IF($E549=DataInput!$B548,DataInput!J548,NA())","v":11.449659381096399},{"$f":"IF($E549=DataInput!$B548,DataInput!K548,NA())","v":0.91422260099673403},null,null,"SA Clare North",null,null,null,null,false,null,null,{"$error":"#N/A"},{"$error":"#N/A"},{"$error":"#N/A"},{"$error":"#N/A"},{"$error":"#N/A"},{"$error":"#N/A"},{"$error":"#N/A"},{"$error":"#N/A"},{"$error":"#N/A"},{"$error":"#N/A"}]
[null,{"$f":"IF(DataInput!B549=$B$8,IF($B$9=$B$10,TRUE,IF(DataInput!E549=$B$9,TRUE,FALSE)))","v":true},null,null,{"$f":"IF(B550=TRUE,DataInput!B549,NA())","v":"SA"},{"$f":"IF($E550=DataInput!$B549,DataInput!C549,NA())","v":"SCLN"},{"$f":"IF($E550=DataInput!$B549,DataInput!D549,NA())","v":"Clare North"},{"$f":"IF($E550=DataInput!$B549,DataInput!E549,NA())","v":"SAPN"},{"$f":"IF($E550=DataInput!$B549,DataInput!F549,NA())","v":"Summer"},{"$f":"IF($E550=DataInput!$B549,DataInput!G549,NA())","v":"Non-Coincident"},{"$f":"IF($E550=DataInput!$B549,DataInput!H549,NA())","v":2025},{"$f":"IF($E550=DataInput!$B549,DataInput!I549,NA())","v":"POE50"},{"$f":"IF($E550=DataInput!$B549,DataInput!J549,NA())","v":11.4729304583259},{"$f":"IF($E550=DataInput!$B549,DataInput!K549,NA())","v":0.91433279496586695},null,null,"SA Clare North",null,null,null,null,false,null,null,{"$error":"#N/A"},{"$error":"#N/A"},{"$error":"#N/A"},{"$error":"#N/A"},{"$error":"#N/A"},{"$error":"#N/A"},{"$error":"#N/A"},{"$error":"#N/A"},{"$error":"#N/A"},{"$error":"#N/A"}]
[null,{"$f":"IF(DataInput!B550=$B$8,IF($B$9=$B$10,TRUE,IF(DataInput!E550=$B$9,TRUE,FALSE)))","v":true},null,null,{"$f":"IF(B551=TRUE,DataInput!B550,NA())","v":"SA"},{"$f":"IF($E551=DataInput!$B550,DataInput!C550,NA())","v":"SCLN"},{"$f":"IF($E551=DataInput!$B550,DataInput!D550,NA())","v":"Clare North"},{"$f":"IF($E551=DataInput!$B550,DataInput!E550,NA())","v":"SAPN"},{"$f":"IF($E551=DataInput!$B550,DataInput!F550,NA())","v":"Summer"},{"$f":"IF($E551=DataInput!$B550,DataInput!G550,NA())","v":"Non-Coincident"},{"$f":"IF($E551=DataInput!$B550,DataInput!H550,NA())","v":2026},{"$f":"IF($E551=DataInput!$B550,DataInput!I550,NA())","v":"POE50"},{"$f":"IF($E551=DataInput!$B550,DataInput!J550,NA())","v":11.441737529429201},{"$f":"IF($E551=DataInput!$B550,DataInput!K550,NA())","v":0.91443457588391297},null,null,"SA Clare North",null,null,null,null,false,null,null,{"$error":"#N/A"},{"$error":"#N/A"},{"$error":"#N/A"},{"$error":"#N/A"},{"$error":"#N/A"},{"$error":"#N/A"},{"$error":"#N/A"},{"$error":"#N/A"},{"$error":"#N/A"},{"$error":"#N/A"}]
[null,{"$f":"IF(DataInput!B551=$B$8,IF($B$9=$B$10,TRUE,IF(DataInput!E551=$B$9,TRUE,FALSE)))","v":true},null,null,{"$f":"IF(B552=TRUE,DataInput!B551,NA())","v":"SA"},{"$f":"IF($E552=DataInput!$B551,DataInput!C551,NA())","v":"SCLN"},{"$f":"IF($E552=DataInput!$B551,DataInput!D551,NA())","v":"Clare North"},{"$f":"IF($E552=DataInput!$B551,DataInput!E551,NA())","v":"SAPN"},{"$f":"IF($E552=DataInput!$B551,DataInput!F551,NA())","v":"Winter"},{"$f":"IF($E552=DataInput!$B551,DataInput!G551,NA())","v":"Non-Coincident"},{"$f":"IF($E552=DataInput!$B551,DataInput!H551,NA())","v":2016},{"$f":"IF($E552=DataInput!$B551,DataInput!I551,NA())","v":"POE10"},{"$f":"IF($E552=DataInput!$B551,DataInput!J551,NA())","v":10.481903108573199},{"$f":"IF($E552=DataInput!$B551,DataInput!K551,NA())","v":0.76537339386816605},null,null,"SA Clare North",null,null,null,null,false,null,null,{"$error":"#N/A"},{"$error":"#N/A"},{"$error":"#N/A"},{"$error":"#N/A"},{"$error":"#N/A"},{"$error":"#N/A"},{"$error":"#N/A"},{"$error":"#N/A"},{"$error":"#N/A"},{"$error":"#N/A"}]
[null,{"$f":"IF(DataInput!B552=$B$8,IF($B$9=$B$10,TRUE,IF(DataInput!E552=$B$9,TRUE,FALSE)))","v":true},null,null,{"$f":"IF(B553=TRUE,DataInput!B552,NA())","v":"SA"},{"$f":"IF($E553=DataInput!$B552,DataInput!C552,NA())","v":"SCLN"},{"$f":"IF($E553=DataInput!$B552,DataInput!D552,NA())","v":"Clare North"},{"$f":"IF($E553=DataInput!$B552,DataInput!E552,NA())","v":"SAPN"},{"$f":"IF($E553=DataInput!$B552,DataInput!F552,NA())","v":"Winter"},{"$f":"IF($E553=DataInput!$B552,DataInput!G552,NA())","v":"Non-Coincident"},{"$f":"IF($E553=DataInput!$B552,DataInput!H552,NA())","v":2017},{"$f":"IF($E553=DataInput!$B552,DataInput!I552,NA())","v":"POE10"},{"$f":"IF($E553=DataInput!$B552,DataInput!J552,NA())","v":10.435578347942799},{"$f":"IF($E553=DataInput!$B552,DataInput!K552,NA())","v":0.76388576695306198},null,null,"SA Clare North",null,null,null,null,false,null,null,{"$error":"#N/A"},{"$error":"#N/A"},{"$error":"#N/A"},{"$error":"#N/A"},{"$error":"#N/A"},{"$error":"#N/A"},{"$error":"#N/A"},{"$error":"#N/A"},{"$error":"#N/A"},{"$error":"#N/A"}]
[null,{"$f":"IF(DataInput!B553=$B$8,IF($B$9=$B$10,TRUE,IF(DataInput!E553=$B$9,TRUE,FALSE)))","v":true},null,null,{"$f":"IF(B554=TRUE,DataInput!B553,NA())","v":"SA"},{"$f":"IF($E554=DataInput!$B553,DataInput!C553,NA())","v":"SCLN"},{"$f":"IF($E554=DataInput!$B553,DataInput!D553,NA())","v":"Clare North"},{"$f":"IF($E554=DataInput!$B553,DataInput!E553,NA())","v":"SAPN"},{"$f":"IF($E554=DataInput!$B553,DataInput!F553,NA())","v":"Winter"},{"$f":"IF($E554=DataInput!$B553,DataInput!G553,NA())","v":"Non-Coincident"},{"$f":"IF($E554=DataInput!$B553,DataInput!H553,NA())","v":2018},{"$f":"IF($E554=DataInput!$B553,DataInput!I553,NA())","v":"POE10"},{"$f":"IF($E554=DataInput!$B553,DataInput!J553,NA())","v":10.3914376913102},{"$f":"IF($E554=DataInput!$B553,DataInput!K553,NA())","v":0.76504415429402095},null,null,"SA Clare North",null,null,null,null,false,null,null,{"$error":"#N/A"},{"$error":"#N/A"},{"$error":"#N/A"},{"$error":"#N/A"},{"$error":"#N/A"},{"$error":"#N/A"},{"$error":"#N/A"},{"$error":"#N/A"},{"$error":"#N/A"},{"$error":"#N/A"}]
[null,{"$f":"IF(DataInput!B554=$B$8,IF($B$9=$B$10,TRUE,IF(DataInput!E554=$B$9,TRUE,FALSE)))","v":true},null,null,{"$f":"IF(B555=TRUE,DataInput!B554,NA())","v":"SA"},{"$f":"IF($E555=DataInput!$B554,DataInput!C554,NA())","v":"SCLN"},{"$f":"IF($E555=DataInput!$B554,DataInput!D554,NA())","v":"Clare North"},{"$f":"IF($E555=DataInput!$B554,DataInput!E554,NA())","v":"SAPN"},{"$f":"IF($E555=DataInput!$B554,DataInput!F554,NA())","v":"Winter"},{"$f":"IF($E555=DataInput!$B554,DataInput!G554,NA())","v":"Non-Coincident"},{"$f":"IF($E555=DataInput!$B554,DataInput!H554,NA())","v":2019},{"$f":"IF($E555=DataInput!$B554,DataInput!I554,NA())","v":"POE10"},{"$f":"IF($E555=DataInput!$B554,DataInput!J554,NA())","v":10.4142757916172},{"$f":"IF($E555=DataInput!$B554,DataInput!K554,NA())","v":0.76758935374791404},null,null,"SA Clare North",null,null,null,null,false,null,null,{"$error":"#N/A"},{"$error":"#N/A"},{"$error":"#N/A"},{"$error":"#N/A"},{"$error":"#N/A"},{"$error":"#N/A"},{"$error":"#N/A"},{"$error":"#N/A"},{"$error":"#N/A"},{"$error":"#N/A"}]
[null,{"$f":"IF(DataInput!B555=$B$8,IF($B$9=$B$10,TRUE,IF(DataInput!E555=$B$9,TRUE,FALSE)))","v":true},null,null,{"$f":"IF(B556=TRUE,DataInput!B555,NA())","v":"SA"},{"$f":"IF($E556=DataInput!$B555,DataInput!C555,NA())","v":"SCLN"},{"$f":"IF($E556=DataInput!$B555,DataInput!D555,NA())","v":"Clare North"},{"$f":"IF($E556=DataInput!$B555,DataInput!E555,NA())","v":"SAPN"},{"$f":"IF($E556=DataInput!$B555,DataInput!F555,NA())","v":"Winter"},{"$f":"IF($E556=DataInput!$B555,DataInput!G555,NA())","v":"Non-Coincident"},{"$f":"IF($E556=DataInput!$B555,DataInput!H555,NA())","v":2020},{"$f":"IF($E556=DataInput!$B555,DataInput!I555,NA())","v":"POE10"},{"$f":"IF($E556=DataInput!$B555,DataInput!J555,NA())","v":10.393921407920701},{"$f":"IF($E556=DataInput!$B555,DataInput!K555,NA())","v":0.76662473514770602},null,null,"SA Clare North",null,null,null,null,false,null,null,{"$error":"#N/A"},{"$error":"#N/A"},{"$error":"#N/A"},{"$error":"#N/A"},{"$error":"#N/A"},{"$error":"#N/A"},{"$error":"#N/A"},{"$error":"#N/A"},{"$error":"#N/A"},{"$error":"#N/A"}]
[null,{"$f":"IF(DataInput!B556=$B$8,IF($B$9=$B$10,TRUE,IF(DataInput!E556=$B$9,TRUE,FALSE)))","v":true},null,null,{"$f":"IF(B557=TRUE,DataInput!B556,NA())","v":"SA"},{"$f":"IF($E557=DataInput!$B556,DataInput!C556,NA())","v":"SCLN"},{"$f":"IF($E557=DataInput!$B556,DataInput!D556,NA())","v":"Clare North"},{"$f":"IF($E557=DataInput!$B556,DataInput!E556,NA())","v":"SAPN"},{"$f":"IF($E557=DataInput!$B556,DataInput!F556,NA())","v":"Winter"},{"$f":"IF($E557=DataInput!$B556,DataInput!G556,NA())","v":"Non-Coincident"},{"$f":"IF($E557=DataInput!$B556,DataInput!H556,NA())","v":2021},{"$f":"IF($E557=DataInput!$B556,DataInput!I556,NA())","v":"POE10"},{"$f":"IF($E557=DataInput!$B556,DataInput!J556,NA())","v":10.360532469557},{"$f":"IF($E557=DataInput!$B556,DataInput!K556,NA())","v":0.76666595324204201},null,null,"SA Clare North",null,null,null,null,false,null,null,{"$error":"#N/A"},{"$error":"#N/A"},{"$error":"#N/A"},{"$error":"#N/A"},{"$error":"#N/A"},{"$error":"#N/A"},{"$error":"#N/A"},{"$error":"#N/A"},{"$error":"#N/A"},{"$error":"#N/A"}]
[null,{"$f":"IF(DataInput!B557=$B$8,IF($B$9=$B$10,TRUE,IF(DataInput!E557=$B$9,TRUE,FALSE)))","v":true},null,null,{"$f":"IF(B558=TRUE,DataInput!B557,NA())","v":"SA"},{"$f":"IF($E558=DataInput!$B557,DataInput!C557,NA())","v":"SCLN"},{"$f":"IF($E558=DataInput!$B557,DataInput!D557,NA())","v":"Clare North"},{"$f":"IF($E558=DataInput!$B557,DataInput!E557,NA())","v":"SAPN"},{"$f":"IF($E558=DataInput!$B557,DataInput!F557,NA())","v":"Winter"},{"$f":"IF($E558=DataInput!$B557,DataInput!G557,NA())","v":"Non-Coincident"},{"$f":"IF($E558=DataInput!$B557,DataInput!H557,NA())","v":2022},{"$f":"IF($E558=DataInput!$B557,DataInput!I557,NA())","v":"POE10"},{"$f":"IF($E558=DataInput!$B557,DataInput!J557,NA())","v":10.3294503206829},{"$f":"IF($E558=DataInput!$B557,DataInput!K557,NA())","v":0.76670858084677296},null,null,"SA Clare North",null,null,null,null,false,null,null,{"$error":"#N/A"},{"$error":"#N/A"},{"$error":"#N/A"},{"$error":"#N/A"},{"$error":"#N/A"},{"$error":"#N/A"},{"$error":"#N/A"},{"$error":"#N/A"},{"$error":"#N/A"},{"$error":"#N/A"}]
[null,{"$f":"IF(DataInput!B558=$B$8,IF($B$9=$B$10,TRUE,IF(DataInput!E558=$B$9,TRUE,FALSE)))","v":true},null,null,{"$f":"IF(B559=TRUE,DataInput!B558,NA())","v":"SA"},{"$f":"IF($E559=DataInput!$B558,DataInput!C558,NA())","v":"SCLN"},{"$f":"IF($E559=DataInput!$B558,DataInput!D558,NA())","v":"Clare North"},{"$f":"IF($E559=DataInput!$B558,DataInput!E558,NA())","v":"SAPN"},{"$f":"IF($E559=DataInput!$B558,DataInput!F558,NA())","v":"Winter"},{"$f":"IF($E559=DataInput!$B558,DataInput!G558,NA())","v":"Non-Coincident"},{"$f":"IF($E559=DataInput!$B558,DataInput!H558,NA())","v":2023},{"$f":"IF($E559=DataInput!$B558,DataInput!I558,NA())","v":"POE10"},{"$f":"IF($E559=DataInput!$B558,DataInput!J558,NA())","v":10.2787653833722},{"$f":"IF($E559=DataInput!$B558,DataInput!K558,NA())","v":0.76675250644971404},null,null,"SA Clare North",null,null,null,null,false,null,null,{"$error":"#N/A"},{"$error":"#N/A"},{"$error":"#N/A"},{"$error":"#N/A"},{"$error":"#N/A"},{"$error":"#N/A"},{"$error":"#N/A"},{"$error":"#N/A"},{"$error":"#N/A"},{"$error":"#N/A"}]
[null,{"$f":"IF(DataInput!B559=$B$8,IF($B$9=$B$10,TRUE,IF(DataInput!E559=$B$9,TRUE,FALSE)))","v":true},null,null,{"$f":"IF(B560=TRUE,DataInput!B559,NA())","v":"SA"},{"$f":"IF($E560=DataInput!$B559,DataInput!C559,NA())","v":"SCLN"},{"$f":"IF($E560=DataInput!$B559,DataInput!D559,NA())","v":"Clare North"},{"$f":"IF($E560=DataInput!$B559,DataInput!E559,NA())","v":"SAPN"},{"$f":"IF($E560=DataInput!$B559,DataInput!F559,NA())","v":"Winter"},{"$f":"IF($E560=DataInput!$B559,DataInput!G559,NA())","v":"Non-Coincident"},{"$f":"IF($E560=DataInput!$B559,DataInput!H559,NA())","v":2024},{"$f":"IF($E560=DataInput!$B559,DataInput!I559,NA())","v":"POE10"},{"$f":"IF($E560=DataInput!$B559,DataInput!J559,NA())","v":10.2277989574124},{"$f":"IF($E560=DataInput!$B559,DataInput!K559,NA())","v":0.76679762642609395},null,null,"SA Clare North",null,null,null,null,false,null,null,{"$error":"#N/A"},{"$error":"#N/A"},{"$error":"#N/A"},{"$error":"#N/A"},{"$error":"#N/A"},{"$error":"#N/A"},{"$error":"#N/A"},{"$error":"#N/A"},{"$error":"#N/A"},{"$error":"#N/A"}]
[null,{"$f":"IF(DataInput!B560=$B$8,IF($B$9=$B$10,TRUE,IF(DataInput!E560=$B$9,TRUE,FALSE)))","v":true},null,null,{"$f":"IF(B561=TRUE,DataInput!B560,NA())","v":"SA"},{"$f":"IF($E561=DataInput!$B560,DataInput!C560,NA())","v":"SCLN"},{"$f":"IF($E561=DataInput!$B560,DataInput!D560,NA())","v":"Clare North"},{"$f":"IF($E561=DataInput!$B560,DataInput!E560,NA())","v":"SAPN"},{"$f":"IF($E561=DataInput!$B560,DataInput!F560,NA())","v":"Winter"},{"$f":"IF($E561=DataInput!$B560,DataInput!G560,NA())","v":"Non-Coincident"},{"$f":"IF($E561=DataInput!$B560,DataInput!H560,NA())","v":2025},{"$f":"IF($E561=DataInput!$B560,DataInput!I560,NA())","v":"POE10"},{"$f":"IF($E561=DataInput!$B560,DataInput!J560,NA())","v":10.1438226567042},{"$f":"IF($E561=DataInput!$B560,DataInput!K560,NA())","v":0.76684384829435503},null,null,"SA Clare North",null,null,null,null,false,null,null,{"$error":"#N/A"},{"$error":"#N/A"},{"$error":"#N/A"},{"$error":"#N/A"},{"$error":"#N/A"},{"$error":"#N/A"},{"$error":"#N/A"},{"$error":"#N/A"},{"$error":"#N/A"},{"$error":"#N/A"}]
[null,{"$f":"IF(DataInput!B561=$B$8,IF($B$9=$B$10,TRUE,IF(DataInput!E561=$B$9,TRUE,FALSE)))","v":true},null,null,{"$f":"IF(B562=TRUE,DataInput!B561,NA())","v":"SA"},{"$f":"IF($E562=DataInput!$B561,DataInput!C561,NA())","v":"SCLN"},{"$f":"IF($E562=DataInput!$B561,DataInput!D561,NA())","v":"Clare North"},{"$f":"IF($E562=DataInput!$B561,DataInput!E561,NA())","v":"SAPN"},{"$f":"IF($E562=DataInput!$B561,DataInput!F561,NA())","v":"Winter"},{"$f":"IF($E562=DataInput!$B561,DataInput!G561,NA())","v":"Non-Coincident"},{"$f":"IF($E562=DataInput!$B561,DataInput!H561,NA())","v":2016},{"$f":"IF($E562=DataInput!$B561,DataInput!I561,NA())","v":"POE50"},{"$f":"IF($E562=DataInput!$B561,DataInput!J561,NA())","v":10.085578545399301},{"$f":"IF($E562=DataInput!$B561,DataInput!K561,NA())","v":0.76749867176388098},null,null,"SA Clare North",null,null,null,null,false,null,null,{"$error":"#N/A"},{"$error":"#N/A"},{"$error":"#N/A"},{"$error":"#N/A"},{"$error":"#N/A"},{"$error":"#N/A"},{"$error":"#N/A"},{"$error":"#N/A"},{"$error":"#N/A"},{"$error":"#N/A"}]
[null,{"$f":"IF(DataInput!B562=$B$8,IF($B$9=$B$10,TRUE,IF(DataInput!E562=$B$9,TRUE,FALSE)))","v":true},null,null,{"$f":"IF(B563=TRUE,DataInput!B562,NA())","v":"SA"},{"$f":"IF($E563=DataInput!$B562,DataInput!C562,NA())","v":"SCLN"},{"$f":"IF($E563=DataInput!$B562,DataInput!D562,NA())","v":"Clare North"},{"$f":"IF($E563=DataInput!$B562,DataInput!E562,NA())","v":"SAPN"},{"$f":"IF($E563=DataInput!$B562,DataInput!F562,NA())","v":"Winter"},{"$f":"IF($E563=DataInput!$B562,DataInput!G562,NA())","v":"Non-Coincident"},{"$f":"IF($E563=DataInput!$B562,DataInput!H562,NA())","v":2017},{"$f":"IF($E563=DataInput!$B562,DataInput!I562,NA())","v":"POE50"},{"$f":"IF($E563=DataInput!$B562,DataInput!J562,NA())","v":10.0381460804561},{"$f":"IF($E563=DataInput!$B562,DataInput!K562,NA())","v":0.76565255884814998},null,null,"SA Clare North",null,null,null,null,false,null,null,{"$error":"#N/A"},{"$error":"#N/A"},{"$error":"#N/A"},{"$error":"#N/A"},{"$error":"#N/A"},{"$error":"#N/A"},{"$error":"#N/A"},{"$error":"#N/A"},{"$error":"#N/A"},{"$error":"#N/A"}]
[null,{"$f":"IF(DataInput!B563=$B$8,IF($B$9=$B$10,TRUE,IF(DataInput!E563=$B$9,TRUE,FALSE)))","v":true},null,null,{"$f":"IF(B564=TRUE,DataInput!B563,NA())","v":"SA"},{"$f":"IF($E564=DataInput!$B563,DataInput!C563,NA())","v":"SCLN"},{"$f":"IF($E564=DataInput!$B563,DataInput!D563,NA())","v":"Clare North"},{"$f":"IF($E564=DataInput!$B563,DataInput!E563,NA())","v":"SAPN"},{"$f":"IF($E564=DataInput!$B563,DataInput!F563,NA())","v":"Winter"},{"$f":"IF($E564=DataInput!$B563,DataInput!G563,NA())","v":"Non-Coincident"},{"$f":"IF($E564=DataInput!$B563,DataInput!H563,NA())","v":2018},{"$f":"IF($E564=DataInput!$B563,DataInput!I563,NA())","v":"POE50"},{"$f":"IF($E564=DataInput!$B563,DataInput!J563,NA())","v":9.9945703197777505},{"$f":"IF($E564=DataInput!$B563,DataInput!K563,NA())","v":0.76708717289834005},null,null,"SA Clare North",null,null,null,null,false,null,null,{"$error":"#N/A"},{"$error":"#N/A"},{"$error":"#N/A"},{"$error":"#N/A"},{"$error":"#N/A"},{"$error":"#N/A"},{"$error":"#N/A"},{"$error":"#N/A"},{"$error":"#N/A"},{"$error":"#N/A"}]
[null,{"$f":"IF(DataInput!B564=$B$8,IF($B$9=$B$10,TRUE,IF(DataInput!E564=$B$9,TRUE,FALSE)))","v":true},null,null,{"$f":"IF(B565=TRUE,DataInput!B564,NA())","v":"SA"},{"$f":"IF($E565=DataInput!$B564,DataInput!C564,NA())","v":"SCLN"},{"$f":"IF($E565=DataInput!$B564,DataInput!D564,NA())","v":"Clare North"},{"$f":"IF($E565=DataInput!$B564,DataInput!E564,NA())","v":"SAPN"},{"$f":"IF($E565=DataInput!$B564,DataInput!F564,NA())","v":"Winter"},{"$f":"IF($E565=DataInput!$B564,DataInput!G564,NA())","v":"Non-Coincident"},{"$f":"IF($E565=DataInput!$B564,DataInput!H564,NA())","v":2019},{"$f":"IF($E565=DataInput!$B564,DataInput!I564,NA())","v":"POE50"},{"$f":"IF($E565=DataInput!$B564,DataInput!J564,NA())","v":10.0287188700699},{"$f":"IF($E565=DataInput!$B564,DataInput!K564,NA())","v":0.77007019051688497},null,null,"SA Clare North",null,null,null,null,false,null,null,{"$error":"#N/A"},{"$error":"#N/A"},{"$error":"#N/A"},{"$error":"#N/A"},{"$error":"#N/A"},{"$error":"#N/A"},{"$error":"#N/A"},{"$error":"#N/A"},{"$error":"#N/A"},{"$error":"#N/A"}]
[null,{"$f":"IF(DataInput!B565=$B$8,IF($B$9=$B$10,TRUE,IF(DataInput!E565=$B$9,TRUE,FALSE)))","v":true},null,null,{"$f":"IF(B566=TRUE,DataInput!B565,NA())","v":"SA"},{"$f":"IF($E566=DataInput!$B565,DataInput!C565,NA())","v":"SCLN"},{"$f":"IF($E566=DataInput!$B565,DataInput!D565,NA())","v":"Clare North"},{"$f":"IF($E566=DataInput!$B565,DataInput!E565,NA())","v":"SAPN"},{"$f":"IF($E566=DataInput!$B565,DataInput!F565,NA())","v":"Winter"},{"$f":"IF($E566=DataInput!$B565,DataInput!G565,NA())","v":"Non-Coincident"},{"$f":"IF($E566=DataInput!$B565,DataInput!H565,NA())","v":2020},{"$f":"IF($E566=DataInput!$B565,DataInput!I565,NA())","v":"POE50"},{"$f":"IF($E566=DataInput!$B565,DataInput!J565,NA())","v":10.032910993911401},{"$f":"IF($E566=DataInput!$B565,DataInput!K565,NA())","v":0.76880555460892597},null,null,"SA Clare North",null,null,null,null,false,null,null,{"$error":"#N/A"},{"$error":"#N/A"},{"$error":"#N/A"},{"$error":"#N/A"},{"$error":"#N/A"},{"$error":"#N/A"},{"$error":"#N/A"},{"$error":"#N/A"},{"$error":"#N/A"},{"$error":"#N/A"}]
[null,{"$f":"IF(DataInput!B566=$B$8,IF($B$9=$B$10,TRUE,IF(DataInput!E566=$B$9,TRUE,FALSE)))","v":true},null,null,{"$f":"IF(B567=TRUE,DataInput!B566,NA())","v":"SA"},{"$f":"IF($E567=DataInput!$B566,DataInput!C566,NA())","v":"SCLN"},{"$f":"IF($E567=DataInput!$B566,DataInput!D566,NA())","v":"Clare North"},{"$f":"IF($E567=DataInput!$B566,DataInput!E566,NA())","v":"SAPN"},{"$f":"IF($E567=DataInput!$B566,DataInput!F566,NA())","v":"Winter"},{"$f":"IF($E567=DataInput!$B566,DataInput!G566,NA())","v":"Non-Coincident"},{"$f":"IF($E567=DataInput!$B566,DataInput!H566,NA())","v":2021},{"$f":"IF($E567=DataInput!$B566,DataInput!I566,NA())","v":"POE50"},{"$f":"IF($E567=DataInput!$B566,DataInput!J566,NA())","v":9.9958435544995208},{"$f":"IF($E567=DataInput!$B566,DataInput!K566,NA())","v":0.76884959354774396},null,null,"SA Clare North",null,null,null,null,false,null,null,{"$error":"#N/A"},{"$f":"IF($V567=TRUE,F567,NA())","v":{"$error":"#N/A"}},{"$f":"IF($V567=TRUE,G567,NA())","v":{"$error":"#N/A"}},{"$f":"IF($V567=TRUE,H567,NA())","v":{"$error":"#N/A"}},{"$f":"IF($V567=TRUE,I567,NA())","v":{"$error":"#N/A"}},{"$f":"IF($V567=TRUE,J567,NA())","v":{"$error":"#N/A"}},{"$f":"IF($V567=TRUE,K567,NA())","v":{"$error":"#N/A"}},{"$f":"IF($V567=TRUE,L567,NA())","v":{"$error":"#N/A"}},{"$f":"IF($V567=TRUE,M567,NA())","v":{"$error":"#N/A"}},{"$f":"IF($V567=TRUE,N567,NA())","v":{"$error":"#N/A"}}]
[null,{"$f":"IF(DataInput!B567=$B$8,IF($B$9=$B$10,TRUE,IF(DataInput!E567=$B$9,TRUE,FALSE)))","v":true},null,null,{"$f":"IF(B568=TRUE,DataInput!B567,NA())","v":"SA"},{"$f":"IF($E568=DataInput!$B567,DataInput!C567,NA())","v":"SCLN"},{"$f":"IF($E568=DataInput!$B567,DataInput!D567,NA())","v":"Clare North"},{"$f":"IF($E568=DataInput!$B567,DataInput!E567,NA())","v":"SAPN"},{"$f":"IF($E568=DataInput!$B567,DataInput!F567,NA())","v":"Winter"},{"$f":"IF($E568=DataInput!$B567,DataInput!G567,NA())","v":"Non-Coincident"},{"$f":"IF($E568=DataInput!$B567,DataInput!H567,NA())","v":2022},{"$f":"IF($E568=DataInput!$B567,DataInput!I567,NA())","v":"POE50"},{"$f":"IF($E568=DataInput!$B567,DataInput!J567,NA())","v":9.9467766546917904},{"$f":"IF($E568=DataInput!$B567,DataInput!K567,NA())","v":0.76889525823182403},null,null,"SA Clare North",null,null,null,null,false,null,null,{"$error":"#N/A"},{"$error":"#N/A"},{"$error":"#N/A"},{"$error":"#N/A"},{"$error":"#N/A"},{"$error":"#N/A"},{"$error":"#N/A"},{"$error":"#N/A"},{"$error":"#N/A"},{"$error":"#N/A"}]
[null,{"$f":"IF(DataInput!B568=$B$8,IF($B$9=$B$10,TRUE,IF(DataInput!E568=$B$9,TRUE,FALSE)))","v":true},null,null,{"$f":"IF(B569=TRUE,DataInput!B568,NA())","v":"SA"},{"$f":"IF($E569=DataInput!$B568,DataInput!C568,NA())","v":"SCLN"},{"$f":"IF($E569=DataInput!$B568,DataInput!D568,NA())","v":"Clare North"},{"$f":"IF($E569=DataInput!$B568,DataInput!E568,NA())","v":"SAPN"},{"$f":"IF($E569=DataInput!$B568,DataInput!F568,NA())","v":"Winter"},{"$f":"IF($E569=DataInput!$B568,DataInput!G568,NA())","v":"Non-Coincident"},{"$f":"IF($E569=DataInput!$B568,DataInput!H568,NA())","v":2023},{"$f":"IF($E569=DataInput!$B568,DataInput!I568,NA())","v":"POE50"},{"$f":"IF($E569=DataInput!$B568,DataInput!J568,NA())","v":9.8861733085616894},{"$f":"IF($E569=DataInput!$B568,DataInput!K568,NA())","v":0.76894243559031195},null,null,"SA Clare North",null,null,null,null,false,null,null,{"$error":"#N/A"},{"$error":"#N/A"},{"$error":"#N/A"},{"$error":"#N/A"},{"$error":"#N/A"},{"$error":"#N/A"},{"$error":"#N/A"},{"$error":"#N/A"},{"$error":"#N/A"},{"$error":"#N/A"}]
[null,{"$f":"IF(DataInput!B569=$B$8,IF($B$9=$B$10,TRUE,IF(DataInput!E569=$B$9,TRUE,FALSE)))","v":true},null,null,{"$f":"IF(B570=TRUE,DataInput!B569,NA())","v":"SA"},{"$f":"IF($E570=DataInput!$B569,DataInput!C569,NA())","v":"SCLN"},{"$f":"IF($E570=DataInput!$B569,DataInput!D569,NA())","v":"Clare North"},{"$f":"IF($E570=DataInput!$B569,DataInput!E569,NA())","v":"SAPN"},{"$f":"IF($E570=DataInput!$B569,DataInput!F569,NA())","v":"Winter"},{"$f":"IF($E570=DataInput!$B569,DataInput!G569,NA())","v":"Non-Coincident"},{"$f":"IF($E570=DataInput!$B569,DataInput!H569,NA())","v":2024},{"$f":"IF($E570=DataInput!$B569,DataInput!I569,NA())","v":"POE50"},{"$f":"IF($E570=DataInput!$B569,DataInput!J569,NA())","v":9.8338293785651896},{"$f":"IF($E570=DataInput!$B569,DataInput!K569,NA())","v":0.76899101818320403},null,null,"SA Clare North",null,null,null,null,false,null,null,{"$error":"#N/A"},{"$error":"#N/A"},{"$error":"#N/A"},{"$error":"#N/A"},{"$error":"#N/A"},{"$error":"#N/A"},{"$error":"#N/A"},{"$error":"#N/A"},{"$error":"#N/A"},{"$error":"#N/A"}]
[null,{"$f":"IF(DataInput!B570=$B$8,IF($B$9=$B$10,TRUE,IF(DataInput!E570=$B$9,TRUE,FALSE)))","v":true},null,null,{"$f":"IF(B571=TRUE,DataInput!B570,NA())","v":"SA"},{"$f":"IF($E571=DataInput!$B570,DataInput!C570,NA())","v":"SCLN"},{"$f":"IF($E571=DataInput!$B570,DataInput!D570,NA())","v":"Clare North"},{"$f":"IF($E571=DataInput!$B570,DataInput!E570,NA())","v":"SAPN"},{"$f":"IF($E571=DataInput!$B570,DataInput!F570,NA())","v":"Winter"},{"$f":"IF($E571=DataInput!$B570,DataInput!G570,NA())","v":"Non-Coincident"},{"$f":"IF($E571=DataInput!$B570,DataInput!H570,NA())","v":2025},{"$f":"IF($E571=DataInput!$B570,DataInput!I570,NA())","v":"POE50"},{"$f":"IF($E571=DataInput!$B570,DataInput!J570,NA())","v":9.7670217539284305},{"$f":"IF($E571=DataInput!$B570,DataInput!K570,NA())","v":0.76904090829997196},null,null,"SA Clare North",null,null,null,null,false,null,null,{"$error":"#N/A"},{"$error":"#N/A"},{"$error":"#N/A"},{"$error":"#N/A"},{"$error":"#N/A"},{"$error":"#N/A"},{"$error":"#N/A"},{"$error":"#N/A"},{"$error":"#N/A"},{"$error":"#N/A"}]
[null,{"$f":"IF(DataInput!B571=$B$8,IF($B$9=$B$10,TRUE,IF(DataInput!E571=$B$9,TRUE,FALSE)))","v":true},null,null,{"$f":"IF(B572=TRUE,DataInput!B571,NA())","v":"SA"},{"$f":"IF($E572=DataInput!$B571,DataInput!C571,NA())","v":"SDAL"},{"$f":"IF($E572=DataInput!$B571,DataInput!D571,NA())","v":"Dalrymple"},{"$f":"IF($E572=DataInput!$B571,DataInput!E571,NA())","v":"SAPN"},{"$f":"IF($E572=DataInput!$B571,DataInput!F571,NA())","v":"Summer"},{"$f":"IF($E572=DataInput!$B571,DataInput!G571,NA())","v":"Non-Coincident"},{"$f":"IF($E572=DataInput!$B571,DataInput!H571,NA())","v":2017},{"$f":"IF($E572=DataInput!$B571,DataInput!I571,NA())","v":"POE10"},{"$f":"IF($E572=DataInput!$B571,DataInput!J571,NA())","v":7.8648414533035904},{"$f":"IF($E572=DataInput!$B571,DataInput!K571,NA())","v":0.74660945983690696},null,null,"SA Dalrymple",null,null,null,null,false,null,null,{"$error":"#N/A"},{"$error":"#N/A"},{"$error":"#N/A"},{"$error":"#N/A"},{"$error":"#N/A"},{"$error":"#N/A"},{"$error":"#N/A"},{"$error":"#N/A"},{"$error":"#N/A"},{"$error":"#N/A"}]
[null,{"$f":"IF(DataInput!B572=$B$8,IF($B$9=$B$10,TRUE,IF(DataInput!E572=$B$9,TRUE,FALSE)))","v":true},null,null,{"$f":"IF(B573=TRUE,DataInput!B572,NA())","v":"SA"},{"$f":"IF($E573=DataInput!$B572,DataInput!C572,NA())","v":"SDAL"},{"$f":"IF($E573=DataInput!$B572,DataInput!D572,NA())","v":"Dalrymple"},{"$f":"IF($E573=DataInput!$B572,DataInput!E572,NA())","v":"SAPN"},{"$f":"IF($E573=DataInput!$B572,DataInput!F572,NA())","v":"Summer"},{"$f":"IF($E573=DataInput!$B572,DataInput!G572,NA())","v":"Non-Coincident"},{"$f":"IF($E573=DataInput!$B572,DataInput!H572,NA())","v":2018},{"$f":"IF($E573=DataInput!$B572,DataInput!I572,NA())","v":"POE10"},{"$f":"IF($E573=DataInput!$B572,DataInput!J572,NA())","v":9.9248367800566601},{"$f":"IF($E573=DataInput!$B572,DataInput!K572,NA())","v":0.73951114953094299},null,null,"SA Dalrymple",null,null,null,null,false,null,null,{"$error":"#N/A"},{"$error":"#N/A"},{"$error":"#N/A"},{"$error":"#N/A"},{"$error":"#N/A"},{"$error":"#N/A"},{"$error":"#N/A"},{"$error":"#N/A"},{"$error":"#N/A"},{"$error":"#N/A"}]
[null,{"$f":"IF(DataInput!B573=$B$8,IF($B$9=$B$10,TRUE,IF(DataInput!E573=$B$9,TRUE,FALSE)))","v":true},null,null,{"$f":"IF(B574=TRUE,DataInput!B573,NA())","v":"SA"},{"$f":"IF($E574=DataInput!$B573,DataInput!C573,NA())","v":"SDAL"},{"$f":"IF($E574=DataInput!$B573,DataInput!D573,NA())","v":"Dalrymple"},{"$f":"IF($E574=DataInput!$B573,DataInput!E573,NA())","v":"SAPN"},{"$f":"IF($E574=DataInput!$B573,DataInput!F573,NA())","v":"Summer"},{"$f":"IF($E574=DataInput!$B573,DataInput!G573,NA())","v":"Non-Coincident"},{"$f":"IF($E574=DataInput!$B573,DataInput!H573,NA())","v":2019},{"$f":"IF($E574=DataInput!$B573,DataInput!I573,NA())","v":"POE10"},{"$f":"IF($E574=DataInput!$B573,DataInput!J573,NA())","v":9.9731397643277901},{"$f":"IF($E574=DataInput!$B573,DataInput!K573,NA())","v":0.74500299765009603},null,null,"SA Dalrymple",null,null,null,null,false,null,null,{"$error":"#N/A"},{"$error":"#N/A"},{"$error":"#N/A"},{"$error":"#N/A"},{"$error":"#N/A"},{"$error":"#N/A"},{"$error":"#N/A"},{"$error":"#N/A"},{"$error":"#N/A"},{"$error":"#N/A"}]
[null,{"$f":"IF(DataInput!B574=$B$8,IF($B$9=$B$10,TRUE,IF(DataInput!E574=$B$9,TRUE,FALSE)))","v":true},null,null,{"$f":"IF(B575=TRUE,DataInput!B574,NA())","v":"SA"},{"$f":"IF($E575=DataInput!$B574,DataInput!C574,NA())","v":"SDAL"},{"$f":"IF($E575=DataInput!$B574,DataInput!D574,NA())","v":"Dalrymple"},{"$f":"IF($E575=DataInput!$B574,DataInput!E574,NA())","v":"SAPN"},{"$f":"IF($E575=DataInput!$B574,DataInput!F574,NA())","v":"Summer"},{"$f":"IF($E575=DataInput!$B574,DataInput!G574,NA())","v":"Non-Coincident"},{"$f":"IF($E575=DataInput!$B574,DataInput!H574,NA())","v":2020},{"$f":"IF($E575=DataInput!$B574,DataInput!I574,NA())","v":"POE10"},{"$f":"IF($E575=DataInput!$B574,DataInput!J574,NA())","v":9.7335128386843106},{"$f":"IF($E575=DataInput!$B574,DataInput!K574,NA())","v":0.73932402722611501},null,null,"SA Dalrymple",null,null,null,null,false,null,null,{"$error":"#N/A"},{"$error":"#N/A"},{"$error":"#N/A"},{"$error":"#N/A"},{"$error":"#N/A"},{"$error":"#N/A"},{"$error":"#N/A"},{"$error":"#N/A"},{"$error":"#N/A"},{"$error":"#N/A"}]
[null,{"$f":"IF(DataInput!B575=$B$8,IF($B$9=$B$10,TRUE,IF(DataInput!E575=$B$9,TRUE,FALSE)))","v":true},null,null,{"$f":"IF(B576=TRUE,DataInput!B575,NA())","v":"SA"},{"$f":"IF($E576=DataInput!$B575,DataInput!C575,NA())","v":"SDAL"},{"$f":"IF($E576=DataInput!$B575,DataInput!D575,NA())","v":"Dalrymple"},{"$f":"IF($E576=DataInput!$B575,DataInput!E575,NA())","v":"SAPN"},{"$f":"IF($E576=DataInput!$B575,DataInput!F575,NA())","v":"Summer"},{"$f":"IF($E576=DataInput!$B575,DataInput!G575,NA())","v":"Non-Coincident"},{"$f":"IF($E576=DataInput!$B575,DataInput!H575,NA())","v":2021},{"$f":"IF($E576=DataInput!$B575,DataInput!I575,NA())","v":"POE10"},{"$f":"IF($E576=DataInput!$B575,DataInput!J575,NA())","v":9.5181192567742308},{"$f":"IF($E576=DataInput!$B575,DataInput!K575,NA())","v":0.74718455386187499},null,null,"SA Dalrymple",null,null,null,null,false,null,null,{"$error":"#N/A"},{"$error":"#N/A"},{"$error":"#N/A"},{"$error":"#N/A"},{"$error":"#N/A"},{"$error":"#N/A"},{"$error":"#N/A"},{"$error":"#N/A"},{"$error":"#N/A"},{"$error":"#N/A"}]
[null,{"$f":"IF(DataInput!B576=$B$8,IF($B$9=$B$10,TRUE,IF(DataInput!E576=$B$9,TRUE,FALSE)))","v":true},null,null,{"$f":"IF(B577=TRUE,DataInput!B576,NA())","v":"SA"},{"$f":"IF($E577=DataInput!$B576,DataInput!C576,NA())","v":"SDAL"},{"$f":"IF($E577=DataInput!$B576,DataInput!D576,NA())","v":"Dalrymple"},{"$f":"IF($E577=DataInput!$B576,DataInput!E576,NA())","v":"SAPN"},{"$f":"IF($E577=DataInput!$B576,DataInput!F576,NA())","v":"Summer"},{"$f":"IF($E577=DataInput!$B576,DataInput!G576,NA())","v":"Non-Coincident"},{"$f":"IF($E577=DataInput!$B576,DataInput!H576,NA())","v":2022},{"$f":"IF($E577=DataInput!$B576,DataInput!I576,NA())","v":"POE10"},{"$f":"IF($E577=DataInput!$B576,DataInput!J576,NA())","v":9.3106228984339907},{"$f":"IF($E577=DataInput!$B576,DataInput!K576,NA())","v":0.74726854076620697},null,null,"SA Dalrymple",null,null,null,null,false,null,null,{"$error":"#N/A"},{"$error":"#N/A"},{"$error":"#N/A"},{"$error":"#N/A"},{"$error":"#N/A"},{"$error":"#N/A"},{"$error":"#N/A"},{"$error":"#N/A"},{"$error":"#N/A"},{"$error":"#N/A"}]
[null,{"$f":"IF(DataInput!B577=$B$8,IF($B$9=$B$10,TRUE,IF(DataInput!E577=$B$9,TRUE,FALSE)))","v":true},null,null,{"$f":"IF(B578=TRUE,DataInput!B577,NA())","v":"SA"},{"$f":"IF($E578=DataInput!$B577,DataInput!C577,NA())","v":"SDAL"},{"$f":"IF($E578=DataInput!$B577,DataInput!D577,NA())","v":"Dalrymple"},{"$f":"IF($E578=DataInput!$B577,DataInput!E577,NA())","v":"SAPN"},{"$f":"IF($E578=DataInput!$B577,DataInput!F577,NA())","v":"Summer"},{"$f":"IF($E578=DataInput!$B577,DataInput!G577,NA())","v":"Non-Coincident"},{"$f":"IF($E578=DataInput!$B577,DataInput!H577,NA())","v":2023},{"$f":"IF($E578=DataInput!$B577,DataInput!I577,NA())","v":"POE10"},{"$f":"IF($E578=DataInput!$B577,DataInput!J577,NA())","v":9.1869514799142706},{"$f":"IF($E578=DataInput!$B577,DataInput!K577,NA())","v":0.747361501617683},null,null,"SA Dalrymple",null,null,null,null,false,null,null,{"$error":"#N/A"},{"$error":"#N/A"},{"$error":"#N/A"},{"$error":"#N/A"},{"$error":"#N/A"},{"$error":"#N/A"},{"$error":"#N/A"},{"$error":"#N/A"},{"$error":"#N/A"},{"$error":"#N/A"}]
[null,{"$f":"IF(DataInput!B578=$B$8,IF($B$9=$B$10,TRUE,IF(DataInput!E578=$B$9,TRUE,FALSE)))","v":true},null,null,{"$f":"IF(B579=TRUE,DataInput!B578,NA())","v":"SA"},{"$f":"IF($E579=DataInput!$B578,DataInput!C578,NA())","v":"SDAL"},{"$f":"IF($E579=DataInput!$B578,DataInput!D578,NA())","v":"Dalrymple"},{"$f":"IF($E579=DataInput!$B578,DataInput!E578,NA())","v":"SAPN"},{"$f":"IF($E579=DataInput!$B578,DataInput!F578,NA())","v":"Summer"},{"$f":"IF($E579=DataInput!$B578,DataInput!G578,NA())","v":"Non-Coincident"},{"$f":"IF($E579=DataInput!$B578,DataInput!H578,NA())","v":2024},{"$f":"IF($E579=DataInput!$B578,DataInput!I578,NA())","v":"POE10"},{"$f":"IF($E579=DataInput!$B578,DataInput!J578,NA())","v":9.1560749963640493},{"$f":"IF($E579=DataInput!$B578,DataInput!K578,NA())","v":0.74745366404795599},null,null,"SA Dalrymple",null,null,null,null,false,null,null,{"$error":"#N/A"},{"$error":"#N/A"},{"$error":"#N/A"},{"$error":"#N/A"},{"$error":"#N/A"},{"$error":"#N/A"},{"$error":"#N/A"},{"$error":"#N/A"},{"$error":"#N/A"},{"$error":"#N/A"}]
[null,{"$f":"IF(DataInput!B579=$B$8,IF($B$9=$B$10,TRUE,IF(DataInput!E579=$B$9,TRUE,FALSE)))","v":true},null,null,{"$f":"IF(B580=TRUE,DataInput!B579,NA())","v":"SA"},{"$f":"IF($E580=DataInput!$B579,DataInput!C579,NA())","v":"SDAL"},{"$f":"IF($E580=DataInput!$B579,DataInput!D579,NA())","v":"Dalrymple"},{"$f":"IF($E580=DataInput!$B579,DataInput!E579,NA())","v":"SAPN"},{"$f":"IF($E580=DataInput!$B579,DataInput!F579,NA())","v":"Summer"},{"$f":"IF($E580=DataInput!$B579,DataInput!G579,NA())","v":"Non-Coincident"},{"$f":"IF($E580=DataInput!$B579,DataInput!H579,NA())","v":2025},{"$f":"IF($E580=DataInput!$B579,DataInput!I579,NA())","v":"POE10"},{"$f":"IF($E580=DataInput!$B579,DataInput!J579,NA())","v":9.0511697964464908},{"$f":"IF($E580=DataInput!$B579,DataInput!K579,NA())","v":0.74754581290984801},null,null,"SA Dalrymple",null,null,null,null,false,null,null,{"$error":"#N/A"},{"$error":"#N/A"},{"$error":"#N/A"},{"$error":"#N/A"},{"$error":"#N/A"},{"$error":"#N/A"},{"$error":"#N/A"},{"$error":"#N/A"},{"$error":"#N/A"},{"$error":"#N/A"}]
[null,{"$f":"IF(DataInput!B580=$B$8,IF($B$9=$B$10,TRUE,IF(DataInput!E580=$B$9,TRUE,FALSE)))","v":true},null,null,{"$f":"IF(B581=TRUE,DataInput!B580,NA())","v":"SA"},{"$f":"IF($E581=DataInput!$B580,DataInput!C580,NA())","v":"SDAL"},{"$f":"IF($E581=DataInput!$B580,DataInput!D580,NA())","v":"Dalrymple"},{"$f":"IF($E581=DataInput!$B580,DataInput!E580,NA())","v":"SAPN"},{"$f":"IF($E581=DataInput!$B580,DataInput!F580,NA())","v":"Summer"},{"$f":"IF($E581=DataInput!$B580,DataInput!G580,NA())","v":"Non-Coincident"},{"$f":"IF($E581=DataInput!$B580,DataInput!H580,NA())","v":2026},{"$f":"IF($E581=DataInput!$B580,DataInput!I580,NA())","v":"POE10"},{"$f":"IF($E581=DataInput!$B580,DataInput!J580,NA())","v":8.8887548477196106},{"$f":"IF($E581=DataInput!$B580,DataInput!K580,NA())","v":0.747635997135492},null,null,"SA Dalrymple",null,null,null,null,false,null,null,{"$error":"#N/A"},{"$error":"#N/A"},{"$error":"#N/A"},{"$error":"#N/A"},{"$error":"#N/A"},{"$error":"#N/A"},{"$error":"#N/A"},{"$error":"#N/A"},{"$error":"#N/A"},{"$error":"#N/A"}]
[null,{"$f":"IF(DataInput!B581=$B$8,IF($B$9=$B$10,TRUE,IF(DataInput!E581=$B$9,TRUE,FALSE)))","v":true},null,null,{"$f":"IF(B582=TRUE,DataInput!B581,NA())","v":"SA"},{"$f":"IF($E582=DataInput!$B581,DataInput!C581,NA())","v":"SDAL"},{"$f":"IF($E582=DataInput!$B581,DataInput!D581,NA())","v":"Dalrymple"},{"$f":"IF($E582=DataInput!$B581,DataInput!E581,NA())","v":"SAPN"},{"$f":"IF($E582=DataInput!$B581,DataInput!F581,NA())","v":"Summer"},{"$f":"IF($E582=DataInput!$B581,DataInput!G581,NA())","v":"Non-Coincident"},{"$f":"IF($E582=DataInput!$B581,DataInput!H581,NA())","v":2017},{"$f":"IF($E582=DataInput!$B581,DataInput!I581,NA())","v":"POE50"},{"$f":"IF($E582=DataInput!$B581,DataInput!J581,NA())","v":6.9689319776394498},{"$f":"IF($E582=DataInput!$B581,DataInput!K581,NA())","v":0.72529946270293399},null,null,"SA Dalrymple",null,null,null,null,false,null,null,{"$error":"#N/A"},{"$error":"#N/A"},{"$error":"#N/A"},{"$error":"#N/A"},{"$error":"#N/A"},{"$error":"#N/A"},{"$error":"#N/A"},{"$error":"#N/A"},{"$error":"#N/A"},{"$error":"#N/A"}]
[null,{"$f":"IF(DataInput!B582=$B$8,IF($B$9=$B$10,TRUE,IF(DataInput!E582=$B$9,TRUE,FALSE)))","v":true},null,null,{"$f":"IF(B583=TRUE,DataInput!B582,NA())","v":"SA"},{"$f":"IF($E583=DataInput!$B582,DataInput!C582,NA())","v":"SDAL"},{"$f":"IF($E583=DataInput!$B582,DataInput!D582,NA())","v":"Dalrymple"},{"$f":"IF($E583=DataInput!$B582,DataInput!E582,NA())","v":"SAPN"},{"$f":"IF($E583=DataInput!$B582,DataInput!F582,NA())","v":"Summer"},{"$f":"IF($E583=DataInput!$B582,DataInput!G582,NA())","v":"Non-Coincident"},{"$f":"IF($E583=DataInput!$B582,DataInput!H582,NA())","v":2018},{"$f":"IF($E583=DataInput!$B582,DataInput!I582,NA())","v":"POE50"},{"$f":"IF($E583=DataInput!$B582,DataInput!J582,NA())","v":9.0156927458210507},{"$f":"IF($E583=DataInput!$B582,DataInput!K582,NA())","v":0.71828530213635999},null,null,"SA Dalrymple",null,null,null,null,false,null,null,{"$error":"#N/A"},{"$error":"#N/A"},{"$error":"#N/A"},{"$error":"#N/A"},{"$error":"#N/A"},{"$error":"#N/A"},{"$error":"#N/A"},{"$error":"#N/A"},{"$error":"#N/A"},{"$error":"#N/A"}]
[null,{"$f":"IF(DataInput!B583=$B$8,IF($B$9=$B$10,TRUE,IF(DataInput!E583=$B$9,TRUE,FALSE)))","v":true},null,null,{"$f":"IF(B584=TRUE,DataInput!B583,NA())","v":"SA"},{"$f":"IF($E584=DataInput!$B583,DataInput!C583,NA())","v":"SDAL"},{"$f":"IF($E584=DataInput!$B583,DataInput!D583,NA())","v":"Dalrymple"},{"$f":"IF($E584=DataInput!$B583,DataInput!E583,NA())","v":"SAPN"},{"$f":"IF($E584=DataInput!$B583,DataInput!F583,NA())","v":"Summer"},{"$f":"IF($E584=DataInput!$B583,DataInput!G583,NA())","v":"Non-Coincident"},{"$f":"IF($E584=DataInput!$B583,DataInput!H583,NA())","v":2019},{"$f":"IF($E584=DataInput!$B583,DataInput!I583,NA())","v":"POE50"},{"$f":"IF($E584=DataInput!$B583,DataInput!J583,NA())","v":8.9422570366793899},{"$f":"IF($E584=DataInput!$B583,DataInput!K583,NA())","v":0.715096482836165},null,null,"SA Dalrymple",null,null,null,null,false,null,null,{"$error":"#N/A"},{"$error":"#N/A"},{"$error":"#N/A"},{"$error":"#N/A"},{"$error":"#N/A"},{"$error":"#N/A"},{"$error":"#N/A"},{"$error":"#N/A"},{"$error":"#N/A"},{"$error":"#N/A"}]
[null,{"$f":"IF(DataInput!B584=$B$8,IF($B$9=$B$10,TRUE,IF(DataInput!E584=$B$9,TRUE,FALSE)))","v":true},null,null,{"$f":"IF(B585=TRUE,DataInput!B584,NA())","v":"SA"},{"$f":"IF($E585=DataInput!$B584,DataInput!C584,NA())","v":"SDAL"},{"$f":"IF($E585=DataInput!$B584,DataInput!D584,NA())","v":"Dalrymple"},{"$f":"IF($E585=DataInput!$B584,DataInput!E584,NA())","v":"SAPN"},{"$f":"IF($E585=DataInput!$B584,DataInput!F584,NA())","v":"Summer"},{"$f":"IF($E585=DataInput!$B584,DataInput!G584,NA())","v":"Non-Coincident"},{"$f":"IF($E585=DataInput!$B584,DataInput!H584,NA())","v":2020},{"$f":"IF($E585=DataInput!$B584,DataInput!I584,NA())","v":"POE50"},{"$f":"IF($E585=DataInput!$B584,DataInput!J584,NA())","v":8.7648829975362101},{"$f":"IF($E585=DataInput!$B584,DataInput!K584,NA())","v":0.71667283664619696},null,null,"SA Dalrymple",null,null,null,null,false,null,null,{"$error":"#N/A"},{"$error":"#N/A"},{"$error":"#N/A"},{"$error":"#N/A"},{"$error":"#N/A"},{"$error":"#N/A"},{"$error":"#N/A"},{"$error":"#N/A"},{"$error":"#N/A"},{"$error":"#N/A"}]
[null,{"$f":"IF(DataInput!B585=$B$8,IF($B$9=$B$10,TRUE,IF(DataInput!E585=$B$9,TRUE,FALSE)))","v":true},null,null,{"$f":"IF(B586=TRUE,DataInput!B585,NA())","v":"SA"},{"$f":"IF($E586=DataInput!$B585,DataInput!C585,NA())","v":"SDAL"},{"$f":"IF($E586=DataInput!$B585,DataInput!D585,NA())","v":"Dalrymple"},{"$f":"IF($E586=DataInput!$B585,DataInput!E585,NA())","v":"SAPN"},{"$f":"IF($E586=DataInput!$B585,DataInput!F585,NA())","v":"Summer"},{"$f":"IF($E586=DataInput!$B585,DataInput!G585,NA())","v":"Non-Coincident"},{"$f":"IF($E586=DataInput!$B585,DataInput!H585,NA())","v":2021},{"$f":"IF($E586=DataInput!$B585,DataInput!I585,NA())","v":"POE50"},{"$f":"IF($E586=DataInput!$B585,DataInput!J585,NA())","v":8.5931835835976003},{"$f":"IF($E586=DataInput!$B585,DataInput!K585,NA())","v":0.72586031676387097},null,null,"SA Dalrymple",null,null,null,null,false,null,null,{"$error":"#N/A"},{"$error":"#N/A"},{"$error":"#N/A"},{"$error":"#N/A"},{"$error":"#N/A"},{"$error":"#N/A"},{"$error":"#N/A"},{"$error":"#N/A"},{"$error":"#N/A"},{"$error":"#N/A"}]
[null,{"$f":"IF(DataInput!B586=$B$8,IF($B$9=$B$10,TRUE,IF(DataInput!E586=$B$9,TRUE,FALSE)))","v":true},null,null,{"$f":"IF(B587=TRUE,DataInput!B586,NA())","v":"SA"},{"$f":"IF($E587=DataInput!$B586,DataInput!C586,NA())","v":"SDAL"},{"$f":"IF($E587=DataInput!$B586,DataInput!D586,NA())","v":"Dalrymple"},{"$f":"IF($E587=DataInput!$B586,DataInput!E586,NA())","v":"SAPN"},{"$f":"IF($E587=DataInput!$B586,DataInput!F586,NA())","v":"Summer"},{"$f":"IF($E587=DataInput!$B586,DataInput!G586,NA())","v":"Non-Coincident"},{"$f":"IF($E587=DataInput!$B586,DataInput!H586,NA())","v":2022},{"$f":"IF($E587=DataInput!$B586,DataInput!I586,NA())","v":"POE50"},{"$f":"IF($E587=DataInput!$B586,DataInput!J586,NA())","v":8.3293140663985898},{"$f":"IF($E587=DataInput!$B586,DataInput!K586,NA())","v":0.72595198816477502},null,null,"SA Dalrymple",null,null,null,null,false,null,null,{"$error":"#N/A"},{"$error":"#N/A"},{"$error":"#N/A"},{"$error":"#N/A"},{"$error":"#N/A"},{"$error":"#N/A"},{"$error":"#N/A"},{"$error":"#N/A"},{"$error":"#N/A"},{"$error":"#N/A"}]
[null,{"$f":"IF(DataInput!B587=$B$8,IF($B$9=$B$10,TRUE,IF(DataInput!E587=$B$9,TRUE,FALSE)))","v":true},null,null,{"$f":"IF(B588=TRUE,DataInput!B587,NA())","v":"SA"},{"$f":"IF($E588=DataInput!$B587,DataInput!C587,NA())","v":"SDAL"},{"$f":"IF($E588=DataInput!$B587,DataInput!D587,NA())","v":"Dalrymple"},{"$f":"IF($E588=DataInput!$B587,DataInput!E587,NA())","v":"SAPN"},{"$f":"IF($E588=DataInput!$B587,DataInput!F587,NA())","v":"Summer"},{"$f":"IF($E588=DataInput!$B587,DataInput!G587,NA())","v":"Non-Coincident"},{"$f":"IF($E588=DataInput!$B587,DataInput!H587,NA())","v":2023},{"$f":"IF($E588=DataInput!$B587,DataInput!I587,NA())","v":"POE50"},{"$f":"IF($E588=DataInput!$B587,DataInput!J587,NA())","v":8.2670101574622592},{"$f":"IF($E588=DataInput!$B587,DataInput!K587,NA())","v":0.72604221457785101},null,null,{"$f":"IF(OR(ISERROR(E588),ISERROR(G588)),\"  \",E588&\" \"&G588)","v":"SA Dalrymple"},null,null,null,null,{"$f":"IF(ISERROR(G588),FALSE,IF($V$9=G588,TRUE,FALSE))","v":false},null,null,{"$f":"IF($V588=TRUE,E588,NA())","v":{"$error":"#N/A"}},{"$error":"#N/A"},{"$error":"#N/A"},{"$error":"#N/A"},{"$error":"#N/A"},{"$error":"#N/A"},{"$error":"#N/A"},{"$error":"#N/A"},{"$error":"#N/A"},{"$error":"#N/A"}]
[null,{"$f":"IF(DataInput!B588=$B$8,IF($B$9=$B$10,TRUE,IF(DataInput!E588=$B$9,TRUE,FALSE)))","v":true},null,null,{"$f":"IF(B589=TRUE,DataInput!B588,NA())","v":"SA"},{"$f":"IF($E589=DataInput!$B588,DataInput!C588,NA())","v":"SDAL"},{"$f":"IF($E589=DataInput!$B588,DataInput!D588,NA())","v":"Dalrymple"},{"$f":"IF($E589=DataInput!$B588,DataInput!E588,NA())","v":"SAPN"},{"$f":"IF($E589=DataInput!$B588,DataInput!F588,NA())","v":"Summer"},{"$f":"IF($E589=DataInput!$B588,DataInput!G588,NA())","v":"Non-Coincident"},{"$f":"IF($E589=DataInput!$B588,DataInput!H588,NA())","v":2024},{"$f":"IF($E589=DataInput!$B588,DataInput!I588,NA())","v":"POE50"},{"$f":"IF($E589=DataInput!$B588,DataInput!J588,NA())","v":8.2131329972881701},{"$f":"IF($E589=DataInput!$B588,DataInput!K588,NA())","v":0.72613388360929298},null,null,"SA Dalrymple",null,null,null,null,false,null,null,{"$error":"#N/A"},{"$error":"#N/A"},{"$error":"#N/A"},{"$error":"#N/A"},{"$error":"#N/A"},{"$error":"#N/A"},{"$error":"#N/A"},{"$error":"#N/A"},{"$error":"#N/A"},{"$error":"#N/A"}]
[null,{"$f":"IF(DataInput!B589=$B$8,IF($B$9=$B$10,TRUE,IF(DataInput!E589=$B$9,TRUE,FALSE)))","v":true},null,null,{"$f":"IF(B590=TRUE,DataInput!B589,NA())","v":"SA"},{"$f":"IF($E590=DataInput!$B589,DataInput!C589,NA())","v":"SDAL"},{"$f":"IF($E590=DataInput!$B589,DataInput!D589,NA())","v":"Dalrymple"},{"$f":"IF($E590=DataInput!$B589,DataInput!E589,NA())","v":"SAPN"},{"$f":"IF($E590=DataInput!$B589,DataInput!F589,NA())","v":"Summer"},{"$f":"IF($E590=DataInput!$B589,DataInput!G589,NA())","v":"Non-Coincident"},{"$f":"IF($E590=DataInput!$B589,DataInput!H589,NA())","v":2025},{"$f":"IF($E590=DataInput!$B589,DataInput!I589,NA())","v":"POE50"},{"$f":"IF($E590=DataInput!$B589,DataInput!J589,NA())","v":8.1892850982770895},{"$f":"IF($E590=DataInput!$B589,DataInput!K589,NA())","v":0.72622140668591495},null,null,"SA Dalrymple",null,null,null,null,false,null,null,{"$error":"#N/A"},{"$error":"#N/A"},{"$error":"#N/A"},{"$error":"#N/A"},{"$error":"#N/A"},{"$error":"#N/A"},{"$error":"#N/A"},{"$error":"#N/A"},{"$error":"#N/A"},{"$error":"#N/A"}]
[null,{"$f":"IF(DataInput!B590=$B$8,IF($B$9=$B$10,TRUE,IF(DataInput!E590=$B$9,TRUE,FALSE)))","v":true},null,null,{"$f":"IF(B591=TRUE,DataInput!B590,NA())","v":"SA"},{"$f":"IF($E591=DataInput!$B590,DataInput!C590,NA())","v":"SDAL"},{"$f":"IF($E591=DataInput!$B590,DataInput!D590,NA())","v":"Dalrymple"},{"$f":"IF($E591=DataInput!$B590,DataInput!E590,NA())","v":"SAPN"},{"$f":"IF($E591=DataInput!$B590,DataInput!F590,NA())","v":"Summer"},{"$f":"IF($E591=DataInput!$B590,DataInput!G590,NA())","v":"Non-Coincident"},{"$f":"IF($E591=DataInput!$B590,DataInput!H590,NA())","v":2026},{"$f":"IF($E591=DataInput!$B590,DataInput!I590,NA())","v":"POE50"},{"$f":"IF($E591=DataInput!$B590,DataInput!J590,NA())","v":8.1231728256764395},{"$f":"IF($E591=DataInput!$B590,DataInput!K590,NA())","v":0.72630224758091999},null,null,"SA Dalrymple",null,null,null,null,false,null,null,{"$error":"#N/A"},{"$error":"#N/A"},{"$error":"#N/A"},{"$error":"#N/A"},{"$error":"#N/A"},{"$error":"#N/A"},{"$error":"#N/A"},{"$error":"#N/A"},{"$error":"#N/A"},{"$error":"#N/A"}]
[null,{"$f":"IF(DataInput!B591=$B$8,IF($B$9=$B$10,TRUE,IF(DataInput!E591=$B$9,TRUE,FALSE)))","v":true},null,null,{"$f":"IF(B592=TRUE,DataInput!B591,NA())","v":"SA"},{"$f":"IF($E592=DataInput!$B591,DataInput!C591,NA())","v":"SDAL"},{"$f":"IF($E592=DataInput!$B591,DataInput!D591,NA())","v":"Dalrymple"},{"$f":"IF($E592=DataInput!$B591,DataInput!E591,NA())","v":"SAPN"},{"$f":"IF($E592=DataInput!$B591,DataInput!F591,NA())","v":"Winter"},{"$f":"IF($E592=DataInput!$B591,DataInput!G591,NA())","v":"Non-Coincident"},{"$f":"IF($E592=DataInput!$B591,DataInput!H591,NA())","v":2016},{"$f":"IF($E592=DataInput!$B591,DataInput!I591,NA())","v":"POE10"},{"$f":"IF($E592=DataInput!$B591,DataInput!J591,NA())","v":6.3119576654590999},{"$f":"IF($E592=DataInput!$B591,DataInput!K591,NA())","v":0.64921425689800705},null,null,"SA Dalrymple",null,null,null,null,false,null,null,{"$error":"#N/A"},{"$error":"#N/A"},{"$error":"#N/A"},{"$error":"#N/A"},{"$error":"#N/A"},{"$error":"#N/A"},{"$error":"#N/A"},{"$error":"#N/A"},{"$error":"#N/A"},{"$error":"#N/A"}]
[null,{"$f":"IF(DataInput!B592=$B$8,IF($B$9=$B$10,TRUE,IF(DataInput!E592=$B$9,TRUE,FALSE)))","v":true},null,null,{"$f":"IF(B593=TRUE,DataInput!B592,NA())","v":"SA"},{"$f":"IF($E593=DataInput!$B592,DataInput!C592,NA())","v":"SDAL"},{"$f":"IF($E593=DataInput!$B592,DataInput!D592,NA())","v":"Dalrymple"},{"$f":"IF($E593=DataInput!$B592,DataInput!E592,NA())","v":"SAPN"},{"$f":"IF($E593=DataInput!$B592,DataInput!F592,NA())","v":"Winter"},{"$f":"IF($E593=DataInput!$B592,DataInput!G592,NA())","v":"Non-Coincident"},{"$f":"IF($E593=DataInput!$B592,DataInput!H592,NA())","v":2017},{"$f":"IF($E593=DataInput!$B592,DataInput!I592,NA())","v":"POE10"},{"$f":"IF($E593=DataInput!$B592,DataInput!J592,NA())","v":6.33286462293567},{"$f":"IF($E593=DataInput!$B592,DataInput!K592,NA())","v":0.64795240404295795},null,null,"SA Dalrymple",null,null,null,null,false,null,null,{"$error":"#N/A"},{"$error":"#N/A"},{"$error":"#N/A"},{"$error":"#N/A"},{"$error":"#N/A"},{"$error":"#N/A"},{"$error":"#N/A"},{"$error":"#N/A"},{"$error":"#N/A"},{"$error":"#N/A"}]
[null,{"$f":"IF(DataInput!B593=$B$8,IF($B$9=$B$10,TRUE,IF(DataInput!E593=$B$9,TRUE,FALSE)))","v":true},null,null,{"$f":"IF(B594=TRUE,DataInput!B593,NA())","v":"SA"},{"$f":"IF($E594=DataInput!$B593,DataInput!C593,NA())","v":"SDAL"},{"$f":"IF($E594=DataInput!$B593,DataInput!D593,NA())","v":"Dalrymple"},{"$f":"IF($E594=DataInput!$B593,DataInput!E593,NA())","v":"SAPN"},{"$f":"IF($E594=DataInput!$B593,DataInput!F593,NA())","v":"Winter"},{"$f":"IF($E594=DataInput!$B593,DataInput!G593,NA())","v":"Non-Coincident"},{"$f":"IF($E594=DataInput!$B593,DataInput!H593,NA())","v":2018},{"$f":"IF($E594=DataInput!$B593,DataInput!I593,NA())","v":"POE10"},{"$f":"IF($E594=DataInput!$B593,DataInput!J593,NA())","v":8.5511879634948293},{"$f":"IF($E594=DataInput!$B593,DataInput!K593,NA())","v":0.64893498533306504},null,null,"SA Dalrymple",null,null,null,null,false,null,null,{"$error":"#N/A"},{"$error":"#N/A"},{"$error":"#N/A"},{"$error":"#N/A"},{"$error":"#N/A"},{"$error":"#N/A"},{"$error":"#N/A"},{"$error":"#N/A"},{"$error":"#N/A"},{"$error":"#N/A"}]
[null,{"$f":"IF(DataInput!B594=$B$8,IF($B$9=$B$10,TRUE,IF(DataInput!E594=$B$9,TRUE,FALSE)))","v":true},null,null,{"$f":"IF(B595=TRUE,DataInput!B594,NA())","v":"SA"},{"$f":"IF($E595=DataInput!$B594,DataInput!C594,NA())","v":"SDAL"},{"$f":"IF($E595=DataInput!$B594,DataInput!D594,NA())","v":"Dalrymple"},{"$f":"IF($E595=DataInput!$B594,DataInput!E594,NA())","v":"SAPN"},{"$f":"IF($E595=DataInput!$B594,DataInput!F594,NA())","v":"Winter"},{"$f":"IF($E595=DataInput!$B594,DataInput!G594,NA())","v":"Non-Coincident"},{"$f":"IF($E595=DataInput!$B594,DataInput!H594,NA())","v":2019},{"$f":"IF($E595=DataInput!$B594,DataInput!I594,NA())","v":"POE10"},{"$f":"IF($E595=DataInput!$B594,DataInput!J594,NA())","v":8.6270433359584402},{"$f":"IF($E595=DataInput!$B594,DataInput!K594,NA())","v":0.65109390513006205},null,null,"SA Dalrymple",null,null,null,null,false,null,null,{"$error":"#N/A"},{"$error":"#N/A"},{"$error":"#N/A"},{"$error":"#N/A"},{"$error":"#N/A"},{"$error":"#N/A"},{"$error":"#N/A"},{"$error":"#N/A"},{"$error":"#N/A"},{"$error":"#N/A"}]
[null,{"$f":"IF(DataInput!B595=$B$8,IF($B$9=$B$10,TRUE,IF(DataInput!E595=$B$9,TRUE,FALSE)))","v":true},null,null,{"$f":"IF(B596=TRUE,DataInput!B595,NA())","v":"SA"},{"$f":"IF($E596=DataInput!$B595,DataInput!C595,NA())","v":"SDAL"},{"$f":"IF($E596=DataInput!$B595,DataInput!D595,NA())","v":"Dalrymple"},{"$f":"IF($E596=DataInput!$B595,DataInput!E595,NA())","v":"SAPN"},{"$f":"IF($E596=DataInput!$B595,DataInput!F595,NA())","v":"Winter"},{"$f":"IF($E596=DataInput!$B595,DataInput!G595,NA())","v":"Non-Coincident"},{"$f":"IF($E596=DataInput!$B595,DataInput!H595,NA())","v":2020},{"$f":"IF($E596=DataInput!$B595,DataInput!I595,NA())","v":"POE10"},{"$f":"IF($E596=DataInput!$B595,DataInput!J595,NA())","v":8.6675309750634604},{"$f":"IF($E596=DataInput!$B595,DataInput!K595,NA())","v":0.65027568469969299},null,null,"SA Dalrymple",null,null,null,null,false,null,null,{"$error":"#N/A"},{"$error":"#N/A"},{"$error":"#N/A"},{"$error":"#N/A"},{"$error":"#N/A"},{"$error":"#N/A"},{"$error":"#N/A"},{"$error":"#N/A"},{"$error":"#N/A"},{"$error":"#N/A"}]
[null,{"$f":"IF(DataInput!B596=$B$8,IF($B$9=$B$10,TRUE,IF(DataInput!E596=$B$9,TRUE,FALSE)))","v":true},null,null,{"$f":"IF(B597=TRUE,DataInput!B596,NA())","v":"SA"},{"$f":"IF($E597=DataInput!$B596,DataInput!C596,NA())","v":"SDAL"},{"$f":"IF($E597=DataInput!$B596,DataInput!D596,NA())","v":"Dalrymple"},{"$f":"IF($E597=DataInput!$B596,DataInput!E596,NA())","v":"SAPN"},{"$f":"IF($E597=DataInput!$B596,DataInput!F596,NA())","v":"Winter"},{"$f":"IF($E597=DataInput!$B596,DataInput!G596,NA())","v":"Non-Coincident"},{"$f":"IF($E597=DataInput!$B596,DataInput!H596,NA())","v":2021},{"$f":"IF($E597=DataInput!$B596,DataInput!I596,NA())","v":"POE10"},{"$f":"IF($E597=DataInput!$B596,DataInput!J596,NA())","v":8.6972541451102199},{"$f":"IF($E597=DataInput!$B596,DataInput!K596,NA())","v":0.65031064720910203},null,null,"SA Dalrymple",null,null,null,null,false,null,null,{"$error":"#N/A"},{"$error":"#N/A"},{"$error":"#N/A"},{"$error":"#N/A"},{"$error":"#N/A"},{"$error":"#N/A"},{"$error":"#N/A"},{"$error":"#N/A"},{"$error":"#N/A"},{"$error":"#N/A"}]
[null,{"$f":"IF(DataInput!B597=$B$8,IF($B$9=$B$10,TRUE,IF(DataInput!E597=$B$9,TRUE,FALSE)))","v":true},null,null,{"$f":"IF(B598=TRUE,DataInput!B597,NA())","v":"SA"},{"$f":"IF($E598=DataInput!$B597,DataInput!C597,NA())","v":"SDAL"},{"$f":"IF($E598=DataInput!$B597,DataInput!D597,NA())","v":"Dalrymple"},{"$f":"IF($E598=DataInput!$B597,DataInput!E597,NA())","v":"SAPN"},{"$f":"IF($E598=DataInput!$B597,DataInput!F597,NA())","v":"Winter"},{"$f":"IF($E598=DataInput!$B597,DataInput!G597,NA())","v":"Non-Coincident"},{"$f":"IF($E598=DataInput!$B597,DataInput!H597,NA())","v":2022},{"$f":"IF($E598=DataInput!$B597,DataInput!I597,NA())","v":"POE10"},{"$f":"IF($E598=DataInput!$B597,DataInput!J597,NA())","v":8.7289602088812597},{"$f":"IF($E598=DataInput!$B597,DataInput!K597,NA())","v":0.65034680531042999},null,null,"SA Dalrymple",null,null,null,null,false,null,null,{"$error":"#N/A"},{"$error":"#N/A"},{"$error":"#N/A"},{"$error":"#N/A"},{"$error":"#N/A"},{"$error":"#N/A"},{"$error":"#N/A"},{"$error":"#N/A"},{"$error":"#N/A"},{"$error":"#N/A"}]
[null,{"$f":"IF(DataInput!B598=$B$8,IF($B$9=$B$10,TRUE,IF(DataInput!E598=$B$9,TRUE,FALSE)))","v":true},null,null,{"$f":"IF(B599=TRUE,DataInput!B598,NA())","v":"SA"},{"$f":"IF($E599=DataInput!$B598,DataInput!C598,NA())","v":"SDAL"},{"$f":"IF($E599=DataInput!$B598,DataInput!D598,NA())","v":"Dalrymple"},{"$f":"IF($E599=DataInput!$B598,DataInput!E598,NA())","v":"SAPN"},{"$f":"IF($E599=DataInput!$B598,DataInput!F598,NA())","v":"Winter"},{"$f":"IF($E599=DataInput!$B598,DataInput!G598,NA())","v":"Non-Coincident"},{"$f":"IF($E599=DataInput!$B598,DataInput!H598,NA())","v":2023},{"$f":"IF($E599=DataInput!$B598,DataInput!I598,NA())","v":"POE10"},{"$f":"IF($E599=DataInput!$B598,DataInput!J598,NA())","v":8.7440502445752504},{"$f":"IF($E599=DataInput!$B598,DataInput!K598,NA())","v":0.65038406441546404},null,null,"SA Dalrymple",null,null,null,null,false,null,null,{"$error":"#N/A"},{"$error":"#N/A"},{"$error":"#N/A"},{"$error":"#N/A"},{"$error":"#N/A"},{"$error":"#N/A"},{"$error":"#N/A"},{"$error":"#N/A"},{"$error":"#N/A"},{"$error":"#N/A"}]
[null,{"$f":"IF(DataInput!B599=$B$8,IF($B$9=$B$10,TRUE,IF(DataInput!E599=$B$9,TRUE,FALSE)))","v":true},null,null,{"$f":"IF(B600=TRUE,DataInput!B599,NA())","v":"SA"},{"$f":"IF($E600=DataInput!$B599,DataInput!C599,NA())","v":"SDAL"},{"$f":"IF($E600=DataInput!$B599,DataInput!D599,NA())","v":"Dalrymple"},{"$f":"IF($E600=DataInput!$B599,DataInput!E599,NA())","v":"SAPN"},{"$f":"IF($E600=DataInput!$B599,DataInput!F599,NA())","v":"Winter"},{"$f":"IF($E600=DataInput!$B599,DataInput!G599,NA())","v":"Non-Coincident"},{"$f":"IF($E600=DataInput!$B599,DataInput!H599,NA())","v":2024},{"$f":"IF($E600=DataInput!$B599,DataInput!I599,NA())","v":"POE10"},{"$f":"IF($E600=DataInput!$B599,DataInput!J599,NA())","v":8.7587372476611396},{"$f":"IF($E600=DataInput!$B599,DataInput!K599,NA())","v":0.65042233662634996},null,null,"SA Dalrymple",null,null,null,null,false,null,null,{"$error":"#N/A"},{"$error":"#N/A"},{"$error":"#N/A"},{"$error":"#N/A"},{"$error":"#N/A"},{"$error":"#N/A"},{"$error":"#N/A"},{"$error":"#N/A"},{"$error":"#N/A"},{"$error":"#N/A"}]
[null,{"$f":"IF(DataInput!B600=$B$8,IF($B$9=$B$10,TRUE,IF(DataInput!E600=$B$9,TRUE,FALSE)))","v":true},null,null,{"$f":"IF(B601=TRUE,DataInput!B600,NA())","v":"SA"},{"$f":"IF($E601=DataInput!$B600,DataInput!C600,NA())","v":"SDAL"},{"$f":"IF($E601=DataInput!$B600,DataInput!D600,NA())","v":"Dalrymple"},{"$f":"IF($E601=DataInput!$B600,DataInput!E600,NA())","v":"SAPN"},{"$f":"IF($E601=DataInput!$B600,DataInput!F600,NA())","v":"Winter"},{"$f":"IF($E601=DataInput!$B600,DataInput!G600,NA())","v":"Non-Coincident"},{"$f":"IF($E601=DataInput!$B600,DataInput!H600,NA())","v":2025},{"$f":"IF($E601=DataInput!$B600,DataInput!I600,NA())","v":"POE10"},{"$f":"IF($E601=DataInput!$B600,DataInput!J600,NA())","v":8.7448001296082296},{"$f":"IF($E601=DataInput!$B600,DataInput!K600,NA())","v":0.65046154349726504},null,null,"SA Dalrymple",null,null,null,null,false,null,null,{"$error":"#N/A"},{"$error":"#N/A"},{"$error":"#N/A"},{"$error":"#N/A"},{"$error":"#N/A"},{"$error":"#N/A"},{"$error":"#N/A"},{"$error":"#N/A"},{"$error":"#N/A"},{"$error":"#N/A"}]
[null,{"$f":"IF(DataInput!B601=$B$8,IF($B$9=$B$10,TRUE,IF(DataInput!E601=$B$9,TRUE,FALSE)))","v":true},null,null,{"$f":"IF(B602=TRUE,DataInput!B601,NA())","v":"SA"},{"$f":"IF($E602=DataInput!$B601,DataInput!C601,NA())","v":"SDAL"},{"$f":"IF($E602=DataInput!$B601,DataInput!D601,NA())","v":"Dalrymple"},{"$f":"IF($E602=DataInput!$B601,DataInput!E601,NA())","v":"SAPN"},{"$f":"IF($E602=DataInput!$B601,DataInput!F601,NA())","v":"Winter"},{"$f":"IF($E602=DataInput!$B601,DataInput!G601,NA())","v":"Non-Coincident"},{"$f":"IF($E602=DataInput!$B601,DataInput!H601,NA())","v":2016},{"$f":"IF($E602=DataInput!$B601,DataInput!I601,NA())","v":"POE50"},{"$f":"IF($E602=DataInput!$B601,DataInput!J601,NA())","v":5.9798022746436201},{"$f":"IF($E602=DataInput!$B601,DataInput!K601,NA())","v":0.65101698576318801},null,null,"SA Dalrymple",null,null,null,null,false,null,null,{"$error":"#N/A"},{"$error":"#N/A"},{"$error":"#N/A"},{"$error":"#N/A"},{"$error":"#N/A"},{"$error":"#N/A"},{"$error":"#N/A"},{"$error":"#N/A"},{"$error":"#N/A"},{"$error":"#N/A"}]
[null,{"$f":"IF(DataInput!B602=$B$8,IF($B$9=$B$10,TRUE,IF(DataInput!E602=$B$9,TRUE,FALSE)))","v":true},null,null,{"$f":"IF(B603=TRUE,DataInput!B602,NA())","v":"SA"},{"$f":"IF($E603=DataInput!$B602,DataInput!C602,NA())","v":"SDAL"},{"$f":"IF($E603=DataInput!$B602,DataInput!D602,NA())","v":"Dalrymple"},{"$f":"IF($E603=DataInput!$B602,DataInput!E602,NA())","v":"SAPN"},{"$f":"IF($E603=DataInput!$B602,DataInput!F602,NA())","v":"Winter"},{"$f":"IF($E603=DataInput!$B602,DataInput!G602,NA())","v":"Non-Coincident"},{"$f":"IF($E603=DataInput!$B602,DataInput!H602,NA())","v":2017},{"$f":"IF($E603=DataInput!$B602,DataInput!I602,NA())","v":"POE50"},{"$f":"IF($E603=DataInput!$B602,DataInput!J602,NA())","v":5.9969544098557197},{"$f":"IF($E603=DataInput!$B602,DataInput!K602,NA())","v":0.64945105358637401},null,null,"SA Dalrymple",null,null,null,null,false,null,null,{"$error":"#N/A"},{"$error":"#N/A"},{"$error":"#N/A"},{"$error":"#N/A"},{"$error":"#N/A"},{"$error":"#N/A"},{"$error":"#N/A"},{"$error":"#N/A"},{"$error":"#N/A"},{"$error":"#N/A"}]
[null,{"$f":"IF(DataInput!B603=$B$8,IF($B$9=$B$10,TRUE,IF(DataInput!E603=$B$9,TRUE,FALSE)))","v":true},null,null,{"$f":"IF(B604=TRUE,DataInput!B603,NA())","v":"SA"},{"$f":"IF($E604=DataInput!$B603,DataInput!C603,NA())","v":"SDAL"},{"$f":"IF($E604=DataInput!$B603,DataInput!D603,NA())","v":"Dalrymple"},{"$f":"IF($E604=DataInput!$B603,DataInput!E603,NA())","v":"SAPN"},{"$f":"IF($E604=DataInput!$B603,DataInput!F603,NA())","v":"Winter"},{"$f":"IF($E604=DataInput!$B603,DataInput!G603,NA())","v":"Non-Coincident"},{"$f":"IF($E604=DataInput!$B603,DataInput!H603,NA())","v":2018},{"$f":"IF($E604=DataInput!$B603,DataInput!I603,NA())","v":"POE50"},{"$f":"IF($E604=DataInput!$B603,DataInput!J603,NA())","v":8.2121492282516808},{"$f":"IF($E604=DataInput!$B603,DataInput!K603,NA())","v":0.65066793922937105},null,null,"SA Dalrymple",null,null,null,null,false,null,null,{"$error":"#N/A"},{"$error":"#N/A"},{"$error":"#N/A"},{"$error":"#N/A"},{"$error":"#N/A"},{"$error":"#N/A"},{"$error":"#N/A"},{"$error":"#N/A"},{"$error":"#N/A"},{"$error":"#N/A"}]
[null,{"$f":"IF(DataInput!B604=$B$8,IF($B$9=$B$10,TRUE,IF(DataInput!E604=$B$9,TRUE,FALSE)))","v":true},null,null,{"$f":"IF(B605=TRUE,DataInput!B604,NA())","v":"SA"},{"$f":"IF($E605=DataInput!$B604,DataInput!C604,NA())","v":"SDAL"},{"$f":"IF($E605=DataInput!$B604,DataInput!D604,NA())","v":"Dalrymple"},{"$f":"IF($E605=DataInput!$B604,DataInput!E604,NA())","v":"SAPN"},{"$f":"IF($E605=DataInput!$B604,DataInput!F604,NA())","v":"Winter"},{"$f":"IF($E605=DataInput!$B604,DataInput!G604,NA())","v":"Non-Coincident"},{"$f":"IF($E605=DataInput!$B604,DataInput!H604,NA())","v":2019},{"$f":"IF($E605=DataInput!$B604,DataInput!I604,NA())","v":"POE50"},{"$f":"IF($E605=DataInput!$B604,DataInput!J604,NA())","v":8.2940447723496007},{"$f":"IF($E605=DataInput!$B604,DataInput!K604,NA())","v":0.65319823043370695},null,null,"SA Dalrymple",null,null,null,null,false,null,null,{"$error":"#N/A"},{"$error":"#N/A"},{"$error":"#N/A"},{"$error":"#N/A"},{"$error":"#N/A"},{"$error":"#N/A"},{"$error":"#N/A"},{"$error":"#N/A"},{"$error":"#N/A"},{"$error":"#N/A"}]
[null,{"$f":"IF(DataInput!B605=$B$8,IF($B$9=$B$10,TRUE,IF(DataInput!E605=$B$9,TRUE,FALSE)))","v":true},null,null,{"$f":"IF(B606=TRUE,DataInput!B605,NA())","v":"SA"},{"$f":"IF($E606=DataInput!$B605,DataInput!C605,NA())","v":"SDAL"},{"$f":"IF($E606=DataInput!$B605,DataInput!D605,NA())","v":"Dalrymple"},{"$f":"IF($E606=DataInput!$B605,DataInput!E605,NA())","v":"SAPN"},{"$f":"IF($E606=DataInput!$B605,DataInput!F605,NA())","v":"Winter"},{"$f":"IF($E606=DataInput!$B605,DataInput!G605,NA())","v":"Non-Coincident"},{"$f":"IF($E606=DataInput!$B605,DataInput!H605,NA())","v":2020},{"$f":"IF($E606=DataInput!$B605,DataInput!I605,NA())","v":"POE50"},{"$f":"IF($E606=DataInput!$B605,DataInput!J605,NA())","v":8.3517613910631496},{"$f":"IF($E606=DataInput!$B605,DataInput!K605,NA())","v":0.652125525701859},null,null,"SA Dalrymple",null,null,null,null,false,null,null,{"$error":"#N/A"},{"$error":"#N/A"},{"$error":"#N/A"},{"$error":"#N/A"},{"$error":"#N/A"},{"$error":"#N/A"},{"$error":"#N/A"},{"$error":"#N/A"},{"$error":"#N/A"},{"$error":"#N/A"}]
[null,{"$f":"IF(DataInput!B606=$B$8,IF($B$9=$B$10,TRUE,IF(DataInput!E606=$B$9,TRUE,FALSE)))","v":true},null,null,{"$f":"IF(B607=TRUE,DataInput!B606,NA())","v":"SA"},{"$f":"IF($E607=DataInput!$B606,DataInput!C606,NA())","v":"SDAL"},{"$f":"IF($E607=DataInput!$B606,DataInput!D606,NA())","v":"Dalrymple"},{"$f":"IF($E607=DataInput!$B606,DataInput!E606,NA())","v":"SAPN"},{"$f":"IF($E607=DataInput!$B606,DataInput!F606,NA())","v":"Winter"},{"$f":"IF($E607=DataInput!$B606,DataInput!G606,NA())","v":"Non-Coincident"},{"$f":"IF($E607=DataInput!$B606,DataInput!H606,NA())","v":2021},{"$f":"IF($E607=DataInput!$B606,DataInput!I606,NA())","v":"POE50"},{"$f":"IF($E607=DataInput!$B606,DataInput!J606,NA())","v":8.3753471719467498},{"$f":"IF($E607=DataInput!$B606,DataInput!K606,NA())","v":0.65216288094201802},null,null,"SA Dalrymple",null,null,null,null,false,null,null,{"$error":"#N/A"},{"$error":"#N/A"},{"$error":"#N/A"},{"$error":"#N/A"},{"$error":"#N/A"},{"$error":"#N/A"},{"$error":"#N/A"},{"$error":"#N/A"},{"$error":"#N/A"},{"$error":"#N/A"}]
[null,{"$f":"IF(DataInput!B607=$B$8,IF($B$9=$B$10,TRUE,IF(DataInput!E607=$B$9,TRUE,FALSE)))","v":true},null,null,{"$f":"IF(B608=TRUE,DataInput!B607,NA())","v":"SA"},{"$f":"IF($E608=DataInput!$B607,DataInput!C607,NA())","v":"SDAL"},{"$f":"IF($E608=DataInput!$B607,DataInput!D607,NA())","v":"Dalrymple"},{"$f":"IF($E608=DataInput!$B607,DataInput!E607,NA())","v":"SAPN"},{"$f":"IF($E608=DataInput!$B607,DataInput!F607,NA())","v":"Winter"},{"$f":"IF($E608=DataInput!$B607,DataInput!G607,NA())","v":"Non-Coincident"},{"$f":"IF($E608=DataInput!$B607,DataInput!H607,NA())","v":2022},{"$f":"IF($E608=DataInput!$B607,DataInput!I607,NA())","v":"POE50"},{"$f":"IF($E608=DataInput!$B607,DataInput!J607,NA())","v":8.3888049221279708},{"$f":"IF($E608=DataInput!$B607,DataInput!K607,NA())","v":0.65220161519144304},null,null,"SA Dalrymple",null,null,null,null,false,null,null,{"$error":"#N/A"},{"$error":"#N/A"},{"$error":"#N/A"},{"$error":"#N/A"},{"$error":"#N/A"},{"$error":"#N/A"},{"$error":"#N/A"},{"$error":"#N/A"},{"$error":"#N/A"},{"$error":"#N/A"}]
[null,{"$f":"IF(DataInput!B608=$B$8,IF($B$9=$B$10,TRUE,IF(DataInput!E608=$B$9,TRUE,FALSE)))","v":true},null,null,{"$f":"IF(B609=TRUE,DataInput!B608,NA())","v":"SA"},{"$f":"IF($E609=DataInput!$B608,DataInput!C608,NA())","v":"SDAL"},{"$f":"IF($E609=DataInput!$B608,DataInput!D608,NA())","v":"Dalrymple"},{"$f":"IF($E609=DataInput!$B608,DataInput!E608,NA())","v":"SAPN"},{"$f":"IF($E609=DataInput!$B608,DataInput!F608,NA())","v":"Winter"},{"$f":"IF($E609=DataInput!$B608,DataInput!G608,NA())","v":"Non-Coincident"},{"$f":"IF($E609=DataInput!$B608,DataInput!H608,NA())","v":2023},{"$f":"IF($E609=DataInput!$B608,DataInput!I608,NA())","v":"POE50"},{"$f":"IF($E609=DataInput!$B608,DataInput!J608,NA())","v":8.3923286630413898},{"$f":"IF($E609=DataInput!$B608,DataInput!K608,NA())","v":0.65224163253981005},null,null,"SA Dalrymple",null,null,null,null,false,null,null,{"$error":"#N/A"},{"$error":"#N/A"},{"$error":"#N/A"},{"$error":"#N/A"},{"$error":"#N/A"},{"$error":"#N/A"},{"$error":"#N/A"},{"$error":"#N/A"},{"$error":"#N/A"},{"$error":"#N/A"}]
[null,{"$f":"IF(DataInput!B609=$B$8,IF($B$9=$B$10,TRUE,IF(DataInput!E609=$B$9,TRUE,FALSE)))","v":true},null,null,{"$f":"IF(B610=TRUE,DataInput!B609,NA())","v":"SA"},{"$f":"IF($E610=DataInput!$B609,DataInput!C609,NA())","v":"SDAL"},{"$f":"IF($E610=DataInput!$B609,DataInput!D609,NA())","v":"Dalrymple"},{"$f":"IF($E610=DataInput!$B609,DataInput!E609,NA())","v":"SAPN"},{"$f":"IF($E610=DataInput!$B609,DataInput!F609,NA())","v":"Winter"},{"$f":"IF($E610=DataInput!$B609,DataInput!G609,NA())","v":"Non-Coincident"},{"$f":"IF($E610=DataInput!$B609,DataInput!H609,NA())","v":2024},{"$f":"IF($E610=DataInput!$B609,DataInput!I609,NA())","v":"POE50"},{"$f":"IF($E610=DataInput!$B609,DataInput!J609,NA())","v":8.4026389961292605},{"$f":"IF($E610=DataInput!$B609,DataInput!K609,NA())","v":0.65228284185306196},null,null,"SA Dalrymple",null,null,null,null,false,null,null,{"$error":"#N/A"},{"$error":"#N/A"},{"$error":"#N/A"},{"$error":"#N/A"},{"$error":"#N/A"},{"$error":"#N/A"},{"$error":"#N/A"},{"$error":"#N/A"},{"$error":"#N/A"},{"$error":"#N/A"}]
[null,{"$f":"IF(DataInput!B610=$B$8,IF($B$9=$B$10,TRUE,IF(DataInput!E610=$B$9,TRUE,FALSE)))","v":true},null,null,{"$f":"IF(B611=TRUE,DataInput!B610,NA())","v":"SA"},{"$f":"IF($E611=DataInput!$B610,DataInput!C610,NA())","v":"SDAL"},{"$f":"IF($E611=DataInput!$B610,DataInput!D610,NA())","v":"Dalrymple"},{"$f":"IF($E611=DataInput!$B610,DataInput!E610,NA())","v":"SAPN"},{"$f":"IF($E611=DataInput!$B610,DataInput!F610,NA())","v":"Winter"},{"$f":"IF($E611=DataInput!$B610,DataInput!G610,NA())","v":"Non-Coincident"},{"$f":"IF($E611=DataInput!$B610,DataInput!H610,NA())","v":2025},{"$f":"IF($E611=DataInput!$B610,DataInput!I610,NA())","v":"POE50"},{"$f":"IF($E611=DataInput!$B610,DataInput!J610,NA())","v":8.4003284034357808},{"$f":"IF($E611=DataInput!$B610,DataInput!K610,NA())","v":0.65232516024999598},null,null,"SA Dalrymple",null,null,null,null,false,null,null,{"$error":"#N/A"},{"$error":"#N/A"},{"$error":"#N/A"},{"$error":"#N/A"},{"$error":"#N/A"},{"$error":"#N/A"},{"$error":"#N/A"},{"$error":"#N/A"},{"$error":"#N/A"},{"$error":"#N/A"}]
[null,{"$f":"IF(DataInput!B611=$B$8,IF($B$9=$B$10,TRUE,IF(DataInput!E611=$B$9,TRUE,FALSE)))","v":true},null,null,{"$f":"IF(B612=TRUE,DataInput!B611,NA())","v":"SA"},{"$f":"IF($E612=DataInput!$B611,DataInput!C611,NA())","v":"SDAV"},{"$f":"IF($E612=DataInput!$B611,DataInput!D611,NA())","v":"Davenport"},{"$f":"IF($E612=DataInput!$B611,DataInput!E611,NA())","v":"ENet"},{"$f":"IF($E612=DataInput!$B611,DataInput!F611,NA())","v":"Summer"},{"$f":"IF($E612=DataInput!$B611,DataInput!G611,NA())","v":"Non-Coincident"},{"$f":"IF($E612=DataInput!$B611,DataInput!H611,NA())","v":2017},{"$f":"IF($E612=DataInput!$B611,DataInput!I611,NA())","v":"POE10"},{"$f":"IF($E612=DataInput!$B611,DataInput!J611,NA())","v":"NA"},{"$f":"IF($E612=DataInput!$B611,DataInput!K611,NA())","v":"NA"},null,null,"SA Davenport",null,null,null,null,false,null,null,{"$error":"#N/A"},{"$error":"#N/A"},{"$error":"#N/A"},{"$error":"#N/A"},{"$error":"#N/A"},{"$error":"#N/A"},{"$error":"#N/A"},{"$error":"#N/A"},{"$error":"#N/A"},{"$error":"#N/A"}]
[null,{"$f":"IF(DataInput!B612=$B$8,IF($B$9=$B$10,TRUE,IF(DataInput!E612=$B$9,TRUE,FALSE)))","v":true},null,null,{"$f":"IF(B613=TRUE,DataInput!B612,NA())","v":"SA"},{"$f":"IF($E613=DataInput!$B612,DataInput!C612,NA())","v":"SDAV"},{"$f":"IF($E613=DataInput!$B612,DataInput!D612,NA())","v":"Davenport"},{"$f":"IF($E613=DataInput!$B612,DataInput!E612,NA())","v":"ENet"},{"$f":"IF($E613=DataInput!$B612,DataInput!F612,NA())","v":"Summer"},{"$f":"IF($E613=DataInput!$B612,DataInput!G612,NA())","v":"Non-Coincident"},{"$f":"IF($E613=DataInput!$B612,DataInput!H612,NA())","v":2018},{"$f":"IF($E613=DataInput!$B612,DataInput!I612,NA())","v":"POE10"},{"$f":"IF($E613=DataInput!$B612,DataInput!J612,NA())","v":"NA"},{"$f":"IF($E613=DataInput!$B612,DataInput!K612,NA())","v":"NA"},null,null,"SA Davenport",null,null,null,null,false,null,null,{"$error":"#N/A"},{"$error":"#N/A"},{"$error":"#N/A"},{"$error":"#N/A"},{"$error":"#N/A"},{"$error":"#N/A"},{"$error":"#N/A"},{"$error":"#N/A"},{"$error":"#N/A"},{"$error":"#N/A"}]
[null,{"$f":"IF(DataInput!B613=$B$8,IF($B$9=$B$10,TRUE,IF(DataInput!E613=$B$9,TRUE,FALSE)))","v":true},null,null,{"$f":"IF(B614=TRUE,DataInput!B613,NA())","v":"SA"},{"$f":"IF($E614=DataInput!$B613,DataInput!C613,NA())","v":"SDAV"},{"$f":"IF($E614=DataInput!$B613,DataInput!D613,NA())","v":"Davenport"},{"$f":"IF($E614=DataInput!$B613,DataInput!E613,NA())","v":"ENet"},{"$f":"IF($E614=DataInput!$B613,DataInput!F613,NA())","v":"Summer"},{"$f":"IF($E614=DataInput!$B613,DataInput!G613,NA())","v":"Non-Coincident"},{"$f":"IF($E614=DataInput!$B613,DataInput!H613,NA())","v":2019},{"$f":"IF($E614=DataInput!$B613,DataInput!I613,NA())","v":"POE10"},{"$f":"IF($E614=DataInput!$B613,DataInput!J613,NA())","v":"NA"},{"$f":"IF($E614=DataInput!$B613,DataInput!K613,NA())","v":"NA"},null,null,"SA Davenport",null,null,null,null,false,null,null,{"$error":"#N/A"},{"$error":"#N/A"},{"$error":"#N/A"},{"$error":"#N/A"},{"$error":"#N/A"},{"$error":"#N/A"},{"$error":"#N/A"},{"$error":"#N/A"},{"$error":"#N/A"},{"$error":"#N/A"}]
[null,{"$f":"IF(DataInput!B614=$B$8,IF($B$9=$B$10,TRUE,IF(DataInput!E614=$B$9,TRUE,FALSE)))","v":true},null,null,{"$f":"IF(B615=TRUE,DataInput!B614,NA())","v":"SA"},{"$f":"IF($E615=DataInput!$B614,DataInput!C614,NA())","v":"SDAV"},{"$f":"IF($E615=DataInput!$B614,DataInput!D614,NA())","v":"Davenport"},{"$f":"IF($E615=DataInput!$B614,DataInput!E614,NA())","v":"ENet"},{"$f":"IF($E615=DataInput!$B614,DataInput!F614,NA())","v":"Summer"},{"$f":"IF($E615=DataInput!$B614,DataInput!G614,NA())","v":"Non-Coincident"},{"$f":"IF($E615=DataInput!$B614,DataInput!H614,NA())","v":2020},{"$f":"IF($E615=DataInput!$B614,DataInput!I614,NA())","v":"POE10"},{"$f":"IF($E615=DataInput!$B614,DataInput!J614,NA())","v":"NA"},{"$f":"IF($E615=DataInput!$B614,DataInput!K614,NA())","v":"NA"},null,null,"SA Davenport",null,null,null,null,false,null,null,{"$error":"#N/A"},{"$error":"#N/A"},{"$error":"#N/A"},{"$error":"#N/A"},{"$error":"#N/A"},{"$error":"#N/A"},{"$error":"#N/A"},{"$error":"#N/A"},{"$error":"#N/A"},{"$error":"#N/A"}]
[null,{"$f":"IF(DataInput!B615=$B$8,IF($B$9=$B$10,TRUE,IF(DataInput!E615=$B$9,TRUE,FALSE)))","v":true},null,null,{"$f":"IF(B616=TRUE,DataInput!B615,NA())","v":"SA"},{"$f":"IF($E616=DataInput!$B615,DataInput!C615,NA())","v":"SDAV"},{"$f":"IF($E616=DataInput!$B615,DataInput!D615,NA())","v":"Davenport"},{"$f":"IF($E616=DataInput!$B615,DataInput!E615,NA())","v":"ENet"},{"$f":"IF($E616=DataInput!$B615,DataInput!F615,NA())","v":"Summer"},{"$f":"IF($E616=DataInput!$B615,DataInput!G615,NA())","v":"Non-Coincident"},{"$f":"IF($E616=DataInput!$B615,DataInput!H615,NA())","v":2021},{"$f":"IF($E616=DataInput!$B615,DataInput!I615,NA())","v":"POE10"},{"$f":"IF($E616=DataInput!$B615,DataInput!J615,NA())","v":"NA"},{"$f":"IF($E616=DataInput!$B615,DataInput!K615,NA())","v":"NA"},null,null,"SA Davenport",null,null,null,null,false,null,null,{"$error":"#N/A"},{"$error":"#N/A"},{"$error":"#N/A"},{"$error":"#N/A"},{"$error":"#N/A"},{"$error":"#N/A"},{"$error":"#N/A"},{"$error":"#N/A"},{"$error":"#N/A"},{"$error":"#N/A"}]
[null,{"$f":"IF(DataInput!B616=$B$8,IF($B$9=$B$10,TRUE,IF(DataInput!E616=$B$9,TRUE,FALSE)))","v":true},null,null,{"$f":"IF(B617=TRUE,DataInput!B616,NA())","v":"SA"},{"$f":"IF($E617=DataInput!$B616,DataInput!C616,NA())","v":"SDAV"},{"$f":"IF($E617=DataInput!$B616,DataInput!D616,NA())","v":"Davenport"},{"$f":"IF($E617=DataInput!$B616,DataInput!E616,NA())","v":"ENet"},{"$f":"IF($E617=DataInput!$B616,DataInput!F616,NA())","v":"Summer"},{"$f":"IF($E617=DataInput!$B616,DataInput!G616,NA())","v":"Non-Coincident"},{"$f":"IF($E617=DataInput!$B616,DataInput!H616,NA())","v":2022},{"$f":"IF($E617=DataInput!$B616,DataInput!I616,NA())","v":"POE10"},{"$f":"IF($E617=DataInput!$B616,DataInput!J616,NA())","v":"NA"},{"$f":"IF($E617=DataInput!$B616,DataInput!K616,NA())","v":"NA"},null,null,"SA Davenport",null,null,null,null,false,null,null,{"$error":"#N/A"},{"$error":"#N/A"},{"$error":"#N/A"},{"$error":"#N/A"},{"$error":"#N/A"},{"$error":"#N/A"},{"$error":"#N/A"},{"$error":"#N/A"},{"$error":"#N/A"},{"$error":"#N/A"}]
[null,{"$f":"IF(DataInput!B617=$B$8,IF($B$9=$B$10,TRUE,IF(DataInput!E617=$B$9,TRUE,FALSE)))","v":true},null,null,{"$f":"IF(B618=TRUE,DataInput!B617,NA())","v":"SA"},{"$f":"IF($E618=DataInput!$B617,DataInput!C617,NA())","v":"SDAV"},{"$f":"IF($E618=DataInput!$B617,DataInput!D617,NA())","v":"Davenport"},{"$f":"IF($E618=DataInput!$B617,DataInput!E617,NA())","v":"ENet"},{"$f":"IF($E618=DataInput!$B617,DataInput!F617,NA())","v":"Summer"},{"$f":"IF($E618=DataInput!$B617,DataInput!G617,NA())","v":"Non-Coincident"},{"$f":"IF($E618=DataInput!$B617,DataInput!H617,NA())","v":2023},{"$f":"IF($E618=DataInput!$B617,DataInput!I617,NA())","v":"POE10"},{"$f":"IF($E618=DataInput!$B617,DataInput!J617,NA())","v":"NA"},{"$f":"IF($E618=DataInput!$B617,DataInput!K617,NA())","v":"NA"},null,null,"SA Davenport",null,null,null,null,false,null,null,{"$error":"#N/A"},{"$error":"#N/A"},{"$error":"#N/A"},{"$error":"#N/A"},{"$error":"#N/A"},{"$error":"#N/A"},{"$error":"#N/A"},{"$error":"#N/A"},{"$error":"#N/A"},{"$error":"#N/A"}]
[null,{"$f":"IF(DataInput!B618=$B$8,IF($B$9=$B$10,TRUE,IF(DataInput!E618=$B$9,TRUE,FALSE)))","v":true},null,null,{"$f":"IF(B619=TRUE,DataInput!B618,NA())","v":"SA"},{"$f":"IF($E619=DataInput!$B618,DataInput!C618,NA())","v":"SDAV"},{"$f":"IF($E619=DataInput!$B618,DataInput!D618,NA())","v":"Davenport"},{"$f":"IF($E619=DataInput!$B618,DataInput!E618,NA())","v":"ENet"},{"$f":"IF($E619=DataInput!$B618,DataInput!F618,NA())","v":"Summer"},{"$f":"IF($E619=DataInput!$B618,DataInput!G618,NA())","v":"Non-Coincident"},{"$f":"IF($E619=DataInput!$B618,DataInput!H618,NA())","v":2024},{"$f":"IF($E619=DataInput!$B618,DataInput!I618,NA())","v":"POE10"},{"$f":"IF($E619=DataInput!$B618,DataInput!J618,NA())","v":"NA"},{"$f":"IF($E619=DataInput!$B618,DataInput!K618,NA())","v":"NA"},null,null,"SA Davenport",null,null,null,null,false,null,null,{"$error":"#N/A"},{"$error":"#N/A"},{"$error":"#N/A"},{"$error":"#N/A"},{"$error":"#N/A"},{"$error":"#N/A"},{"$error":"#N/A"},{"$error":"#N/A"},{"$error":"#N/A"},{"$error":"#N/A"}]
[null,{"$f":"IF(DataInput!B619=$B$8,IF($B$9=$B$10,TRUE,IF(DataInput!E619=$B$9,TRUE,FALSE)))","v":true},null,null,{"$f":"IF(B620=TRUE,DataInput!B619,NA())","v":"SA"},{"$f":"IF($E620=DataInput!$B619,DataInput!C619,NA())","v":"SDAV"},{"$f":"IF($E620=DataInput!$B619,DataInput!D619,NA())","v":"Davenport"},{"$f":"IF($E620=DataInput!$B619,DataInput!E619,NA())","v":"ENet"},{"$f":"IF($E620=DataInput!$B619,DataInput!F619,NA())","v":"Summer"},{"$f":"IF($E620=DataInput!$B619,DataInput!G619,NA())","v":"Non-Coincident"},{"$f":"IF($E620=DataInput!$B619,DataInput!H619,NA())","v":2025},{"$f":"IF($E620=DataInput!$B619,DataInput!I619,NA())","v":"POE10"},{"$f":"IF($E620=DataInput!$B619,DataInput!J619,NA())","v":"NA"},{"$f":"IF($E620=DataInput!$B619,DataInput!K619,NA())","v":"NA"},null,null,"SA Davenport",null,null,null,null,false,null,null,{"$error":"#N/A"},{"$error":"#N/A"},{"$error":"#N/A"},{"$error":"#N/A"},{"$error":"#N/A"},{"$error":"#N/A"},{"$error":"#N/A"},{"$error":"#N/A"},{"$error":"#N/A"},{"$error":"#N/A"}]
[null,{"$f":"IF(DataInput!B620=$B$8,IF($B$9=$B$10,TRUE,IF(DataInput!E620=$B$9,TRUE,FALSE)))","v":true},null,null,{"$f":"IF(B621=TRUE,DataInput!B620,NA())","v":"SA"},{"$f":"IF($E621=DataInput!$B620,DataInput!C620,NA())","v":"SDAV"},{"$f":"IF($E621=DataInput!$B620,DataInput!D620,NA())","v":"Davenport"},{"$f":"IF($E621=DataInput!$B620,DataInput!E620,NA())","v":"ENet"},{"$f":"IF($E621=DataInput!$B620,DataInput!F620,NA())","v":"Summer"},{"$f":"IF($E621=DataInput!$B620,DataInput!G620,NA())","v":"Non-Coincident"},{"$f":"IF($E621=DataInput!$B620,DataInput!H620,NA())","v":2026},{"$f":"IF($E621=DataInput!$B620,DataInput!I620,NA())","v":"POE10"},{"$f":"IF($E621=DataInput!$B620,DataInput!J620,NA())","v":"NA"},{"$f":"IF($E621=DataInput!$B620,DataInput!K620,NA())","v":"NA"},null,null,"SA Davenport",null,null,null,null,false,null,null,{"$error":"#N/A"},{"$error":"#N/A"},{"$error":"#N/A"},{"$error":"#N/A"},{"$error":"#N/A"},{"$error":"#N/A"},{"$error":"#N/A"},{"$error":"#N/A"},{"$error":"#N/A"},{"$error":"#N/A"}]
[null,{"$f":"IF(DataInput!B621=$B$8,IF($B$9=$B$10,TRUE,IF(DataInput!E621=$B$9,TRUE,FALSE)))","v":true},null,null,{"$f":"IF(B622=TRUE,DataInput!B621,NA())","v":"SA"},{"$f":"IF($E622=DataInput!$B621,DataInput!C621,NA())","v":"SDAV"},{"$f":"IF($E622=DataInput!$B621,DataInput!D621,NA())","v":"Davenport"},{"$f":"IF($E622=DataInput!$B621,DataInput!E621,NA())","v":"ENet"},{"$f":"IF($E622=DataInput!$B621,DataInput!F621,NA())","v":"Summer"},{"$f":"IF($E622=DataInput!$B621,DataInput!G621,NA())","v":"Non-Coincident"},{"$f":"IF($E622=DataInput!$B621,DataInput!H621,NA())","v":2017},{"$f":"IF($E622=DataInput!$B621,DataInput!I621,NA())","v":"POE50"},{"$f":"IF($E622=DataInput!$B621,DataInput!J621,NA())","v":"NA"},{"$f":"IF($E622=DataInput!$B621,DataInput!K621,NA())","v":"NA"},null,null,"SA Davenport",null,null,null,null,false,null,null,{"$error":"#N/A"},{"$error":"#N/A"},{"$error":"#N/A"},{"$error":"#N/A"},{"$error":"#N/A"},{"$error":"#N/A"},{"$error":"#N/A"},{"$error":"#N/A"},{"$error":"#N/A"},{"$error":"#N/A"}]
[null,{"$f":"IF(DataInput!B622=$B$8,IF($B$9=$B$10,TRUE,IF(DataInput!E622=$B$9,TRUE,FALSE)))","v":true},null,null,{"$f":"IF(B623=TRUE,DataInput!B622,NA())","v":"SA"},{"$f":"IF($E623=DataInput!$B622,DataInput!C622,NA())","v":"SDAV"},{"$f":"IF($E623=DataInput!$B622,DataInput!D622,NA())","v":"Davenport"},{"$f":"IF($E623=DataInput!$B622,DataInput!E622,NA())","v":"ENet"},{"$f":"IF($E623=DataInput!$B622,DataInput!F622,NA())","v":"Summer"},{"$f":"IF($E623=DataInput!$B622,DataInput!G622,NA())","v":"Non-Coincident"},{"$f":"IF($E623=DataInput!$B622,DataInput!H622,NA())","v":2018},{"$f":"IF($E623=DataInput!$B622,DataInput!I622,NA())","v":"POE50"},{"$f":"IF($E623=DataInput!$B622,DataInput!J622,NA())","v":"NA"},{"$f":"IF($E623=DataInput!$B622,DataInput!K622,NA())","v":"NA"},null,null,"SA Davenport",null,null,null,null,false,null,null,{"$error":"#N/A"},{"$error":"#N/A"},{"$error":"#N/A"},{"$error":"#N/A"},{"$error":"#N/A"},{"$error":"#N/A"},{"$error":"#N/A"},{"$error":"#N/A"},{"$error":"#N/A"},{"$error":"#N/A"}]
[null,{"$f":"IF(DataInput!B623=$B$8,IF($B$9=$B$10,TRUE,IF(DataInput!E623=$B$9,TRUE,FALSE)))","v":true},null,null,{"$f":"IF(B624=TRUE,DataInput!B623,NA())","v":"SA"},{"$f":"IF($E624=DataInput!$B623,DataInput!C623,NA())","v":"SDAV"},{"$f":"IF($E624=DataInput!$B623,DataInput!D623,NA())","v":"Davenport"},{"$f":"IF($E624=DataInput!$B623,DataInput!E623,NA())","v":"ENet"},{"$f":"IF($E624=DataInput!$B623,DataInput!F623,NA())","v":"Summer"},{"$f":"IF($E624=DataInput!$B623,DataInput!G623,NA())","v":"Non-Coincident"},{"$f":"IF($E624=DataInput!$B623,DataInput!H623,NA())","v":2019},{"$f":"IF($E624=DataInput!$B623,DataInput!I623,NA())","v":"POE50"},{"$f":"IF($E624=DataInput!$B623,DataInput!J623,NA())","v":"NA"},{"$f":"IF($E624=DataInput!$B623,DataInput!K623,NA())","v":"NA"},null,null,"SA Davenport",null,null,null,null,false,null,null,{"$error":"#N/A"},{"$error":"#N/A"},{"$error":"#N/A"},{"$error":"#N/A"},{"$error":"#N/A"},{"$error":"#N/A"},{"$error":"#N/A"},{"$error":"#N/A"},{"$error":"#N/A"},{"$error":"#N/A"}]
[null,{"$f":"IF(DataInput!B624=$B$8,IF($B$9=$B$10,TRUE,IF(DataInput!E624=$B$9,TRUE,FALSE)))","v":true},null,null,{"$f":"IF(B625=TRUE,DataInput!B624,NA())","v":"SA"},{"$f":"IF($E625=DataInput!$B624,DataInput!C624,NA())","v":"SDAV"},{"$f":"IF($E625=DataInput!$B624,DataInput!D624,NA())","v":"Davenport"},{"$f":"IF($E625=DataInput!$B624,DataInput!E624,NA())","v":"ENet"},{"$f":"IF($E625=DataInput!$B624,DataInput!F624,NA())","v":"Summer"},{"$f":"IF($E625=DataInput!$B624,DataInput!G624,NA())","v":"Non-Coincident"},{"$f":"IF($E625=DataInput!$B624,DataInput!H624,NA())","v":2020},{"$f":"IF($E625=DataInput!$B624,DataInput!I624,NA())","v":"POE50"},{"$f":"IF($E625=DataInput!$B624,DataInput!J624,NA())","v":"NA"},{"$f":"IF($E625=DataInput!$B624,DataInput!K624,NA())","v":"NA"},null,null,"SA Davenport",null,null,null,null,false,null,null,{"$error":"#N/A"},{"$error":"#N/A"},{"$error":"#N/A"},{"$error":"#N/A"},{"$error":"#N/A"},{"$error":"#N/A"},{"$error":"#N/A"},{"$error":"#N/A"},{"$error":"#N/A"},{"$error":"#N/A"}]
[null,{"$f":"IF(DataInput!B625=$B$8,IF($B$9=$B$10,TRUE,IF(DataInput!E625=$B$9,TRUE,FALSE)))","v":true},null,null,{"$f":"IF(B626=TRUE,DataInput!B625,NA())","v":"SA"},{"$f":"IF($E626=DataInput!$B625,DataInput!C625,NA())","v":"SDAV"},{"$f":"IF($E626=DataInput!$B625,DataInput!D625,NA())","v":"Davenport"},{"$f":"IF($E626=DataInput!$B625,DataInput!E625,NA())","v":"ENet"},{"$f":"IF($E626=DataInput!$B625,DataInput!F625,NA())","v":"Summer"},{"$f":"IF($E626=DataInput!$B625,DataInput!G625,NA())","v":"Non-Coincident"},{"$f":"IF($E626=DataInput!$B625,DataInput!H625,NA())","v":2021},{"$f":"IF($E626=DataInput!$B625,DataInput!I625,NA())","v":"POE50"},{"$f":"IF($E626=DataInput!$B625,DataInput!J625,NA())","v":"NA"},{"$f":"IF($E626=DataInput!$B625,DataInput!K625,NA())","v":"NA"},null,null,"SA Davenport",null,null,null,null,false,null,null,{"$error":"#N/A"},{"$error":"#N/A"},{"$error":"#N/A"},{"$error":"#N/A"},{"$error":"#N/A"},{"$error":"#N/A"},{"$error":"#N/A"},{"$error":"#N/A"},{"$error":"#N/A"},{"$error":"#N/A"}]
[null,{"$f":"IF(DataInput!B626=$B$8,IF($B$9=$B$10,TRUE,IF(DataInput!E626=$B$9,TRUE,FALSE)))","v":true},null,null,{"$f":"IF(B627=TRUE,DataInput!B626,NA())","v":"SA"},{"$f":"IF($E627=DataInput!$B626,DataInput!C626,NA())","v":"SDAV"},{"$f":"IF($E627=DataInput!$B626,DataInput!D626,NA())","v":"Davenport"},{"$f":"IF($E627=DataInput!$B626,DataInput!E626,NA())","v":"ENet"},{"$f":"IF($E627=DataInput!$B626,DataInput!F626,NA())","v":"Summer"},{"$f":"IF($E627=DataInput!$B626,DataInput!G626,NA())","v":"Non-Coincident"},{"$f":"IF($E627=DataInput!$B626,DataInput!H626,NA())","v":2022},{"$f":"IF($E627=DataInput!$B626,DataInput!I626,NA())","v":"POE50"},{"$f":"IF($E627=DataInput!$B626,DataInput!J626,NA())","v":"NA"},{"$f":"IF($E627=DataInput!$B626,DataInput!K626,NA())","v":"NA"},null,null,"SA Davenport",null,null,null,null,false,null,null,{"$error":"#N/A"},{"$error":"#N/A"},{"$error":"#N/A"},{"$error":"#N/A"},{"$error":"#N/A"},{"$error":"#N/A"},{"$error":"#N/A"},{"$error":"#N/A"},{"$error":"#N/A"},{"$error":"#N/A"}]
[null,{"$f":"IF(DataInput!B627=$B$8,IF($B$9=$B$10,TRUE,IF(DataInput!E627=$B$9,TRUE,FALSE)))","v":true},null,null,{"$f":"IF(B628=TRUE,DataInput!B627,NA())","v":"SA"},{"$f":"IF($E628=DataInput!$B627,DataInput!C627,NA())","v":"SDAV"},{"$f":"IF($E628=DataInput!$B627,DataInput!D627,NA())","v":"Davenport"},{"$f":"IF($E628=DataInput!$B627,DataInput!E627,NA())","v":"ENet"},{"$f":"IF($E628=DataInput!$B627,DataInput!F627,NA())","v":"Summer"},{"$f":"IF($E628=DataInput!$B627,DataInput!G627,NA())","v":"Non-Coincident"},{"$f":"IF($E628=DataInput!$B627,DataInput!H627,NA())","v":2023},{"$f":"IF($E628=DataInput!$B627,DataInput!I627,NA())","v":"POE50"},{"$f":"IF($E628=DataInput!$B627,DataInput!J627,NA())","v":"NA"},{"$f":"IF($E628=DataInput!$B627,DataInput!K627,NA())","v":"NA"},null,null,"SA Davenport",null,null,null,null,false,null,null,{"$error":"#N/A"},{"$error":"#N/A"},{"$error":"#N/A"},{"$error":"#N/A"},{"$error":"#N/A"},{"$error":"#N/A"},{"$error":"#N/A"},{"$error":"#N/A"},{"$error":"#N/A"},{"$error":"#N/A"}]
[null,{"$f":"IF(DataInput!B628=$B$8,IF($B$9=$B$10,TRUE,IF(DataInput!E628=$B$9,TRUE,FALSE)))","v":true},null,null,{"$f":"IF(B629=TRUE,DataInput!B628,NA())","v":"SA"},{"$f":"IF($E629=DataInput!$B628,DataInput!C628,NA())","v":"SDAV"},{"$f":"IF($E629=DataInput!$B628,DataInput!D628,NA())","v":"Davenport"},{"$f":"IF($E629=DataInput!$B628,DataInput!E628,NA())","v":"ENet"},{"$f":"IF($E629=DataInput!$B628,DataInput!F628,NA())","v":"Summer"},{"$f":"IF($E629=DataInput!$B628,DataInput!G628,NA())","v":"Non-Coincident"},{"$f":"IF($E629=DataInput!$B628,DataInput!H628,NA())","v":2024},{"$f":"IF($E629=DataInput!$B628,DataInput!I628,NA())","v":"POE50"},{"$f":"IF($E629=DataInput!$B628,DataInput!J628,NA())","v":"NA"},{"$f":"IF($E629=DataInput!$B628,DataInput!K628,NA())","v":"NA"},null,null,"SA Davenport",null,null,null,null,false,null,null,{"$error":"#N/A"},{"$error":"#N/A"},{"$error":"#N/A"},{"$error":"#N/A"},{"$error":"#N/A"},{"$error":"#N/A"},{"$error":"#N/A"},{"$error":"#N/A"},{"$error":"#N/A"},{"$error":"#N/A"}]
[null,{"$f":"IF(DataInput!B629=$B$8,IF($B$9=$B$10,TRUE,IF(DataInput!E629=$B$9,TRUE,FALSE)))","v":true},null,null,{"$f":"IF(B630=TRUE,DataInput!B629,NA())","v":"SA"},{"$f":"IF($E630=DataInput!$B629,DataInput!C629,NA())","v":"SDAV"},{"$f":"IF($E630=DataInput!$B629,DataInput!D629,NA())","v":"Davenport"},{"$f":"IF($E630=DataInput!$B629,DataInput!E629,NA())","v":"ENet"},{"$f":"IF($E630=DataInput!$B629,DataInput!F629,NA())","v":"Summer"},{"$f":"IF($E630=DataInput!$B629,DataInput!G629,NA())","v":"Non-Coincident"},{"$f":"IF($E630=DataInput!$B629,DataInput!H629,NA())","v":2025},{"$f":"IF($E630=DataInput!$B629,DataInput!I629,NA())","v":"POE50"},{"$f":"IF($E630=DataInput!$B629,DataInput!J629,NA())","v":"NA"},{"$f":"IF($E630=DataInput!$B629,DataInput!K629,NA())","v":"NA"},null,null,"SA Davenport",null,null,null,null,false,null,null,{"$error":"#N/A"},{"$error":"#N/A"},{"$error":"#N/A"},{"$error":"#N/A"},{"$error":"#N/A"},{"$error":"#N/A"},{"$error":"#N/A"},{"$error":"#N/A"},{"$error":"#N/A"},{"$error":"#N/A"}]
[null,{"$f":"IF(DataInput!B630=$B$8,IF($B$9=$B$10,TRUE,IF(DataInput!E630=$B$9,TRUE,FALSE)))","v":true},null,null,{"$f":"IF(B631=TRUE,DataInput!B630,NA())","v":"SA"},{"$f":"IF($E631=DataInput!$B630,DataInput!C630,NA())","v":"SDAV"},{"$f":"IF($E631=DataInput!$B630,DataInput!D630,NA())","v":"Davenport"},{"$f":"IF($E631=DataInput!$B630,DataInput!E630,NA())","v":"ENet"},{"$f":"IF($E631=DataInput!$B630,DataInput!F630,NA())","v":"Summer"},{"$f":"IF($E631=DataInput!$B630,DataInput!G630,NA())","v":"Non-Coincident"},{"$f":"IF($E631=DataInput!$B630,DataInput!H630,NA())","v":2026},{"$f":"IF($E631=DataInput!$B630,DataInput!I630,NA())","v":"POE50"},{"$f":"IF($E631=DataInput!$B630,DataInput!J630,NA())","v":"NA"},{"$f":"IF($E631=DataInput!$B630,DataInput!K630,NA())","v":"NA"},null,null,"SA Davenport",null,null,null,null,false,null,null,{"$error":"#N/A"},{"$f":"IF($V631=TRUE,F631,NA())","v":{"$error":"#N/A"}},{"$f":"IF($V631=TRUE,G631,NA())","v":{"$error":"#N/A"}},{"$f":"IF($V631=TRUE,H631,NA())","v":{"$error":"#N/A"}},{"$f":"IF($V631=TRUE,I631,NA())","v":{"$error":"#N/A"}},{"$f":"IF($V631=TRUE,J631,NA())","v":{"$error":"#N/A"}},{"$f":"IF($V631=TRUE,K631,NA())","v":{"$error":"#N/A"}},{"$f":"IF($V631=TRUE,L631,NA())","v":{"$error":"#N/A"}},{"$f":"IF($V631=TRUE,M631,NA())","v":{"$error":"#N/A"}},{"$f":"IF($V631=TRUE,N631,NA())","v":{"$error":"#N/A"}}]
[null,{"$f":"IF(DataInput!B631=$B$8,IF($B$9=$B$10,TRUE,IF(DataInput!E631=$B$9,TRUE,FALSE)))","v":true},null,null,{"$f":"IF(B632=TRUE,DataInput!B631,NA())","v":"SA"},{"$f":"IF($E632=DataInput!$B631,DataInput!C631,NA())","v":"SDAV"},{"$f":"IF($E632=DataInput!$B631,DataInput!D631,NA())","v":"Davenport"},{"$f":"IF($E632=DataInput!$B631,DataInput!E631,NA())","v":"ENet"},{"$f":"IF($E632=DataInput!$B631,DataInput!F631,NA())","v":"Winter"},{"$f":"IF($E632=DataInput!$B631,DataInput!G631,NA())","v":"Non-Coincident"},{"$f":"IF($E632=DataInput!$B631,DataInput!H631,NA())","v":2016},{"$f":"IF($E632=DataInput!$B631,DataInput!I631,NA())","v":"POE10"},{"$f":"IF($E632=DataInput!$B631,DataInput!J631,NA())","v":"NA"},{"$f":"IF($E632=DataInput!$B631,DataInput!K631,NA())","v":"NA"},null,null,"SA Davenport",null,null,null,null,false,null,null,{"$error":"#N/A"},{"$error":"#N/A"},{"$error":"#N/A"},{"$error":"#N/A"},{"$error":"#N/A"},{"$error":"#N/A"},{"$error":"#N/A"},{"$error":"#N/A"},{"$error":"#N/A"},{"$error":"#N/A"}]
[null,{"$f":"IF(DataInput!B632=$B$8,IF($B$9=$B$10,TRUE,IF(DataInput!E632=$B$9,TRUE,FALSE)))","v":true},null,null,{"$f":"IF(B633=TRUE,DataInput!B632,NA())","v":"SA"},{"$f":"IF($E633=DataInput!$B632,DataInput!C632,NA())","v":"SDAV"},{"$f":"IF($E633=DataInput!$B632,DataInput!D632,NA())","v":"Davenport"},{"$f":"IF($E633=DataInput!$B632,DataInput!E632,NA())","v":"ENet"},{"$f":"IF($E633=DataInput!$B632,DataInput!F632,NA())","v":"Winter"},{"$f":"IF($E633=DataInput!$B632,DataInput!G632,NA())","v":"Non-Coincident"},{"$f":"IF($E633=DataInput!$B632,DataInput!H632,NA())","v":2017},{"$f":"IF($E633=DataInput!$B632,DataInput!I632,NA())","v":"POE10"},{"$f":"IF($E633=DataInput!$B632,DataInput!J632,NA())","v":"NA"},{"$f":"IF($E633=DataInput!$B632,DataInput!K632,NA())","v":"NA"},null,null,"SA Davenport",null,null,null,null,false,null,null,{"$error":"#N/A"},{"$error":"#N/A"},{"$error":"#N/A"},{"$error":"#N/A"},{"$error":"#N/A"},{"$error":"#N/A"},{"$error":"#N/A"},{"$error":"#N/A"},{"$error":"#N/A"},{"$error":"#N/A"}]
[null,{"$f":"IF(DataInput!B633=$B$8,IF($B$9=$B$10,TRUE,IF(DataInput!E633=$B$9,TRUE,FALSE)))","v":true},null,null,{"$f":"IF(B634=TRUE,DataInput!B633,NA())","v":"SA"},{"$f":"IF($E634=DataInput!$B633,DataInput!C633,NA())","v":"SDAV"},{"$f":"IF($E634=DataInput!$B633,DataInput!D633,NA())","v":"Davenport"},{"$f":"IF($E634=DataInput!$B633,DataInput!E633,NA())","v":"ENet"},{"$f":"IF($E634=DataInput!$B633,DataInput!F633,NA())","v":"Winter"},{"$f":"IF($E634=DataInput!$B633,DataInput!G633,NA())","v":"Non-Coincident"},{"$f":"IF($E634=DataInput!$B633,DataInput!H633,NA())","v":2018},{"$f":"IF($E634=DataInput!$B633,DataInput!I633,NA())","v":"POE10"},{"$f":"IF($E634=DataInput!$B633,DataInput!J633,NA())","v":"NA"},{"$f":"IF($E634=DataInput!$B633,DataInput!K633,NA())","v":"NA"},null,null,"SA Davenport",null,null,null,null,false,null,null,{"$error":"#N/A"},{"$error":"#N/A"},{"$error":"#N/A"},{"$error":"#N/A"},{"$error":"#N/A"},{"$error":"#N/A"},{"$error":"#N/A"},{"$error":"#N/A"},{"$error":"#N/A"},{"$error":"#N/A"}]
[null,{"$f":"IF(DataInput!B634=$B$8,IF($B$9=$B$10,TRUE,IF(DataInput!E634=$B$9,TRUE,FALSE)))","v":true},null,null,{"$f":"IF(B635=TRUE,DataInput!B634,NA())","v":"SA"},{"$f":"IF($E635=DataInput!$B634,DataInput!C634,NA())","v":"SDAV"},{"$f":"IF($E635=DataInput!$B634,DataInput!D634,NA())","v":"Davenport"},{"$f":"IF($E635=DataInput!$B634,DataInput!E634,NA())","v":"ENet"},{"$f":"IF($E635=DataInput!$B634,DataInput!F634,NA())","v":"Winter"},{"$f":"IF($E635=DataInput!$B634,DataInput!G634,NA())","v":"Non-Coincident"},{"$f":"IF($E635=DataInput!$B634,DataInput!H634,NA())","v":2019},{"$f":"IF($E635=DataInput!$B634,DataInput!I634,NA())","v":"POE10"},{"$f":"IF($E635=DataInput!$B634,DataInput!J634,NA())","v":"NA"},{"$f":"IF($E635=DataInput!$B634,DataInput!K634,NA())","v":"NA"},null,null,"SA Davenport",null,null,null,null,false,null,null,{"$error":"#N/A"},{"$error":"#N/A"},{"$error":"#N/A"},{"$error":"#N/A"},{"$error":"#N/A"},{"$error":"#N/A"},{"$error":"#N/A"},{"$error":"#N/A"},{"$error":"#N/A"},{"$error":"#N/A"}]
[null,{"$f":"IF(DataInput!B635=$B$8,IF($B$9=$B$10,TRUE,IF(DataInput!E635=$B$9,TRUE,FALSE)))","v":true},null,null,{"$f":"IF(B636=TRUE,DataInput!B635,NA())","v":"SA"},{"$f":"IF($E636=DataInput!$B635,DataInput!C635,NA())","v":"SDAV"},{"$f":"IF($E636=DataInput!$B635,DataInput!D635,NA())","v":"Davenport"},{"$f":"IF($E636=DataInput!$B635,DataInput!E635,NA())","v":"ENet"},{"$f":"IF($E636=DataInput!$B635,DataInput!F635,NA())","v":"Winter"},{"$f":"IF($E636=DataInput!$B635,DataInput!G635,NA())","v":"Non-Coincident"},{"$f":"IF($E636=DataInput!$B635,DataInput!H635,NA())","v":2020},{"$f":"IF($E636=DataInput!$B635,DataInput!I635,NA())","v":"POE10"},{"$f":"IF($E636=DataInput!$B635,DataInput!J635,NA())","v":"NA"},{"$f":"IF($E636=DataInput!$B635,DataInput!K635,NA())","v":"NA"},null,null,"SA Davenport",null,null,null,null,false,null,null,{"$error":"#N/A"},{"$error":"#N/A"},{"$error":"#N/A"},{"$error":"#N/A"},{"$error":"#N/A"},{"$error":"#N/A"},{"$error":"#N/A"},{"$error":"#N/A"},{"$error":"#N/A"},{"$error":"#N/A"}]
[null,{"$f":"IF(DataInput!B636=$B$8,IF($B$9=$B$10,TRUE,IF(DataInput!E636=$B$9,TRUE,FALSE)))","v":true},null,null,{"$f":"IF(B637=TRUE,DataInput!B636,NA())","v":"SA"},{"$f":"IF($E637=DataInput!$B636,DataInput!C636,NA())","v":"SDAV"},{"$f":"IF($E637=DataInput!$B636,DataInput!D636,NA())","v":"Davenport"},{"$f":"IF($E637=DataInput!$B636,DataInput!E636,NA())","v":"ENet"},{"$f":"IF($E637=DataInput!$B636,DataInput!F636,NA())","v":"Winter"},{"$f":"IF($E637=DataInput!$B636,DataInput!G636,NA())","v":"Non-Coincident"},{"$f":"IF($E637=DataInput!$B636,DataInput!H636,NA())","v":2021},{"$f":"IF($E637=DataInput!$B636,DataInput!I636,NA())","v":"POE10"},{"$f":"IF($E637=DataInput!$B636,DataInput!J636,NA())","v":"NA"},{"$f":"IF($E637=DataInput!$B636,DataInput!K636,NA())","v":"NA"},null,null,"SA Davenport",null,null,null,null,false,null,null,{"$error":"#N/A"},{"$error":"#N/A"},{"$error":"#N/A"},{"$error":"#N/A"},{"$error":"#N/A"},{"$error":"#N/A"},{"$error":"#N/A"},{"$error":"#N/A"},{"$error":"#N/A"},{"$error":"#N/A"}]
[null,{"$f":"IF(DataInput!B637=$B$8,IF($B$9=$B$10,TRUE,IF(DataInput!E637=$B$9,TRUE,FALSE)))","v":true},null,null,{"$f":"IF(B638=TRUE,DataInput!B637,NA())","v":"SA"},{"$f":"IF($E638=DataInput!$B637,DataInput!C637,NA())","v":"SDAV"},{"$f":"IF($E638=DataInput!$B637,DataInput!D637,NA())","v":"Davenport"},{"$f":"IF($E638=DataInput!$B637,DataInput!E637,NA())","v":"ENet"},{"$f":"IF($E638=DataInput!$B637,DataInput!F637,NA())","v":"Winter"},{"$f":"IF($E638=DataInput!$B637,DataInput!G637,NA())","v":"Non-Coincident"},{"$f":"IF($E638=DataInput!$B637,DataInput!H637,NA())","v":2022},{"$f":"IF($E638=DataInput!$B637,DataInput!I637,NA())","v":"POE10"},{"$f":"IF($E638=DataInput!$B637,DataInput!J637,NA())","v":"NA"},{"$f":"IF($E638=DataInput!$B637,DataInput!K637,NA())","v":"NA"},null,null,"SA Davenport",null,null,null,null,false,null,null,{"$error":"#N/A"},{"$error":"#N/A"},{"$error":"#N/A"},{"$error":"#N/A"},{"$error":"#N/A"},{"$error":"#N/A"},{"$error":"#N/A"},{"$error":"#N/A"},{"$error":"#N/A"},{"$error":"#N/A"}]
[null,{"$f":"IF(DataInput!B638=$B$8,IF($B$9=$B$10,TRUE,IF(DataInput!E638=$B$9,TRUE,FALSE)))","v":true},null,null,{"$f":"IF(B639=TRUE,DataInput!B638,NA())","v":"SA"},{"$f":"IF($E639=DataInput!$B638,DataInput!C638,NA())","v":"SDAV"},{"$f":"IF($E639=DataInput!$B638,DataInput!D638,NA())","v":"Davenport"},{"$f":"IF($E639=DataInput!$B638,DataInput!E638,NA())","v":"ENet"},{"$f":"IF($E639=DataInput!$B638,DataInput!F638,NA())","v":"Winter"},{"$f":"IF($E639=DataInput!$B638,DataInput!G638,NA())","v":"Non-Coincident"},{"$f":"IF($E639=DataInput!$B638,DataInput!H638,NA())","v":2023},{"$f":"IF($E639=DataInput!$B638,DataInput!I638,NA())","v":"POE10"},{"$f":"IF($E639=DataInput!$B638,DataInput!J638,NA())","v":"NA"},{"$f":"IF($E639=DataInput!$B638,DataInput!K638,NA())","v":"NA"},null,null,"SA Davenport",null,null,null,null,false,null,null,{"$error":"#N/A"},{"$error":"#N/A"},{"$error":"#N/A"},{"$error":"#N/A"},{"$error":"#N/A"},{"$error":"#N/A"},{"$error":"#N/A"},{"$error":"#N/A"},{"$error":"#N/A"},{"$error":"#N/A"}]
[null,{"$f":"IF(DataInput!B639=$B$8,IF($B$9=$B$10,TRUE,IF(DataInput!E639=$B$9,TRUE,FALSE)))","v":true},null,null,{"$f":"IF(B640=TRUE,DataInput!B639,NA())","v":"SA"},{"$f":"IF($E640=DataInput!$B639,DataInput!C639,NA())","v":"SDAV"},{"$f":"IF($E640=DataInput!$B639,DataInput!D639,NA())","v":"Davenport"},{"$f":"IF($E640=DataInput!$B639,DataInput!E639,NA())","v":"ENet"},{"$f":"IF($E640=DataInput!$B639,DataInput!F639,NA())","v":"Winter"},{"$f":"IF($E640=DataInput!$B639,DataInput!G639,NA())","v":"Non-Coincident"},{"$f":"IF($E640=DataInput!$B639,DataInput!H639,NA())","v":2024},{"$f":"IF($E640=DataInput!$B639,DataInput!I639,NA())","v":"POE10"},{"$f":"IF($E640=DataInput!$B639,DataInput!J639,NA())","v":"NA"},{"$f":"IF($E640=DataInput!$B639,DataInput!K639,NA())","v":"NA"},null,null,"SA Davenport",null,null,null,null,false,null,null,{"$error":"#N/A"},{"$error":"#N/A"},{"$error":"#N/A"},{"$error":"#N/A"},{"$error":"#N/A"},{"$error":"#N/A"},{"$error":"#N/A"},{"$error":"#N/A"},{"$error":"#N/A"},{"$error":"#N/A"}]
[null,{"$f":"IF(DataInput!B640=$B$8,IF($B$9=$B$10,TRUE,IF(DataInput!E640=$B$9,TRUE,FALSE)))","v":true},null,null,{"$f":"IF(B641=TRUE,DataInput!B640,NA())","v":"SA"},{"$f":"IF($E641=DataInput!$B640,DataInput!C640,NA())","v":"SDAV"},{"$f":"IF($E641=DataInput!$B640,DataInput!D640,NA())","v":"Davenport"},{"$f":"IF($E641=DataInput!$B640,DataInput!E640,NA())","v":"ENet"},{"$f":"IF($E641=DataInput!$B640,DataInput!F640,NA())","v":"Winter"},{"$f":"IF($E641=DataInput!$B640,DataInput!G640,NA())","v":"Non-Coincident"},{"$f":"IF($E641=DataInput!$B640,DataInput!H640,NA())","v":2025},{"$f":"IF($E641=DataInput!$B640,DataInput!I640,NA())","v":"POE10"},{"$f":"IF($E641=DataInput!$B640,DataInput!J640,NA())","v":"NA"},{"$f":"IF($E641=DataInput!$B640,DataInput!K640,NA())","v":"NA"},null,null,"SA Davenport",null,null,null,null,false,null,null,{"$error":"#N/A"},{"$error":"#N/A"},{"$error":"#N/A"},{"$error":"#N/A"},{"$error":"#N/A"},{"$error":"#N/A"},{"$error":"#N/A"},{"$error":"#N/A"},{"$error":"#N/A"},{"$error":"#N/A"}]
[null,{"$f":"IF(DataInput!B641=$B$8,IF($B$9=$B$10,TRUE,IF(DataInput!E641=$B$9,TRUE,FALSE)))","v":true},null,null,{"$f":"IF(B642=TRUE,DataInput!B641,NA())","v":"SA"},{"$f":"IF($E642=DataInput!$B641,DataInput!C641,NA())","v":"SDAV"},{"$f":"IF($E642=DataInput!$B641,DataInput!D641,NA())","v":"Davenport"},{"$f":"IF($E642=DataInput!$B641,DataInput!E641,NA())","v":"ENet"},{"$f":"IF($E642=DataInput!$B641,DataInput!F641,NA())","v":"Winter"},{"$f":"IF($E642=DataInput!$B641,DataInput!G641,NA())","v":"Non-Coincident"},{"$f":"IF($E642=DataInput!$B641,DataInput!H641,NA())","v":2016},{"$f":"IF($E642=DataInput!$B641,DataInput!I641,NA())","v":"POE50"},{"$f":"IF($E642=DataInput!$B641,DataInput!J641,NA())","v":"NA"},{"$f":"IF($E642=DataInput!$B641,DataInput!K641,NA())","v":"NA"},null,null,"SA Davenport",null,null,null,null,false,null,null,{"$error":"#N/A"},{"$error":"#N/A"},{"$error":"#N/A"},{"$error":"#N/A"},{"$error":"#N/A"},{"$error":"#N/A"},{"$error":"#N/A"},{"$error":"#N/A"},{"$error":"#N/A"},{"$error":"#N/A"}]
[null,{"$f":"IF(DataInput!B642=$B$8,IF($B$9=$B$10,TRUE,IF(DataInput!E642=$B$9,TRUE,FALSE)))","v":true},null,null,{"$f":"IF(B643=TRUE,DataInput!B642,NA())","v":"SA"},{"$f":"IF($E643=DataInput!$B642,DataInput!C642,NA())","v":"SDAV"},{"$f":"IF($E643=DataInput!$B642,DataInput!D642,NA())","v":"Davenport"},{"$f":"IF($E643=DataInput!$B642,DataInput!E642,NA())","v":"ENet"},{"$f":"IF($E643=DataInput!$B642,DataInput!F642,NA())","v":"Winter"},{"$f":"IF($E643=DataInput!$B642,DataInput!G642,NA())","v":"Non-Coincident"},{"$f":"IF($E643=DataInput!$B642,DataInput!H642,NA())","v":2017},{"$f":"IF($E643=DataInput!$B642,DataInput!I642,NA())","v":"POE50"},{"$f":"IF($E643=DataInput!$B642,DataInput!J642,NA())","v":"NA"},{"$f":"IF($E643=DataInput!$B642,DataInput!K642,NA())","v":"NA"},null,null,"SA Davenport",null,null,null,null,false,null,null,{"$error":"#N/A"},{"$error":"#N/A"},{"$error":"#N/A"},{"$error":"#N/A"},{"$error":"#N/A"},{"$error":"#N/A"},{"$error":"#N/A"},{"$error":"#N/A"},{"$error":"#N/A"},{"$error":"#N/A"}]
[null,{"$f":"IF(DataInput!B643=$B$8,IF($B$9=$B$10,TRUE,IF(DataInput!E643=$B$9,TRUE,FALSE)))","v":true},null,null,{"$f":"IF(B644=TRUE,DataInput!B643,NA())","v":"SA"},{"$f":"IF($E644=DataInput!$B643,DataInput!C643,NA())","v":"SDAV"},{"$f":"IF($E644=DataInput!$B643,DataInput!D643,NA())","v":"Davenport"},{"$f":"IF($E644=DataInput!$B643,DataInput!E643,NA())","v":"ENet"},{"$f":"IF($E644=DataInput!$B643,DataInput!F643,NA())","v":"Winter"},{"$f":"IF($E644=DataInput!$B643,DataInput!G643,NA())","v":"Non-Coincident"},{"$f":"IF($E644=DataInput!$B643,DataInput!H643,NA())","v":2018},{"$f":"IF($E644=DataInput!$B643,DataInput!I643,NA())","v":"POE50"},{"$f":"IF($E644=DataInput!$B643,DataInput!J643,NA())","v":"NA"},{"$f":"IF($E644=DataInput!$B643,DataInput!K643,NA())","v":"NA"},null,null,"SA Davenport",null,null,null,null,false,null,null,{"$error":"#N/A"},{"$error":"#N/A"},{"$error":"#N/A"},{"$error":"#N/A"},{"$error":"#N/A"},{"$error":"#N/A"},{"$error":"#N/A"},{"$error":"#N/A"},{"$error":"#N/A"},{"$error":"#N/A"}]
[null,{"$f":"IF(DataInput!B644=$B$8,IF($B$9=$B$10,TRUE,IF(DataInput!E644=$B$9,TRUE,FALSE)))","v":true},null,null,{"$f":"IF(B645=TRUE,DataInput!B644,NA())","v":"SA"},{"$f":"IF($E645=DataInput!$B644,DataInput!C644,NA())","v":"SDAV"},{"$f":"IF($E645=DataInput!$B644,DataInput!D644,NA())","v":"Davenport"},{"$f":"IF($E645=DataInput!$B644,DataInput!E644,NA())","v":"ENet"},{"$f":"IF($E645=DataInput!$B644,DataInput!F644,NA())","v":"Winter"},{"$f":"IF($E645=DataInput!$B644,DataInput!G644,NA())","v":"Non-Coincident"},{"$f":"IF($E645=DataInput!$B644,DataInput!H644,NA())","v":2019},{"$f":"IF($E645=DataInput!$B644,DataInput!I644,NA())","v":"POE50"},{"$f":"IF($E645=DataInput!$B644,DataInput!J644,NA())","v":"NA"},{"$f":"IF($E645=DataInput!$B644,DataInput!K644,NA())","v":"NA"},null,null,"SA Davenport",null,null,null,null,false,null,null,{"$error":"#N/A"},{"$error":"#N/A"},{"$error":"#N/A"},{"$error":"#N/A"},{"$error":"#N/A"},{"$error":"#N/A"},{"$error":"#N/A"},{"$error":"#N/A"},{"$error":"#N/A"},{"$error":"#N/A"}]
[null,{"$f":"IF(DataInput!B645=$B$8,IF($B$9=$B$10,TRUE,IF(DataInput!E645=$B$9,TRUE,FALSE)))","v":true},null,null,{"$f":"IF(B646=TRUE,DataInput!B645,NA())","v":"SA"},{"$f":"IF($E646=DataInput!$B645,DataInput!C645,NA())","v":"SDAV"},{"$f":"IF($E646=DataInput!$B645,DataInput!D645,NA())","v":"Davenport"},{"$f":"IF($E646=DataInput!$B645,DataInput!E645,NA())","v":"ENet"},{"$f":"IF($E646=DataInput!$B645,DataInput!F645,NA())","v":"Winter"},{"$f":"IF($E646=DataInput!$B645,DataInput!G645,NA())","v":"Non-Coincident"},{"$f":"IF($E646=DataInput!$B645,DataInput!H645,NA())","v":2020},{"$f":"IF($E646=DataInput!$B645,DataInput!I645,NA())","v":"POE50"},{"$f":"IF($E646=DataInput!$B645,DataInput!J645,NA())","v":"NA"},{"$f":"IF($E646=DataInput!$B645,DataInput!K645,NA())","v":"NA"},null,null,"SA Davenport",null,null,null,null,false,null,null,{"$error":"#N/A"},{"$error":"#N/A"},{"$error":"#N/A"},{"$error":"#N/A"},{"$error":"#N/A"},{"$error":"#N/A"},{"$error":"#N/A"},{"$error":"#N/A"},{"$error":"#N/A"},{"$error":"#N/A"}]
[null,{"$f":"IF(DataInput!B646=$B$8,IF($B$9=$B$10,TRUE,IF(DataInput!E646=$B$9,TRUE,FALSE)))","v":true},null,null,{"$f":"IF(B647=TRUE,DataInput!B646,NA())","v":"SA"},{"$f":"IF($E647=DataInput!$B646,DataInput!C646,NA())","v":"SDAV"},{"$f":"IF($E647=DataInput!$B646,DataInput!D646,NA())","v":"Davenport"},{"$f":"IF($E647=DataInput!$B646,DataInput!E646,NA())","v":"ENet"},{"$f":"IF($E647=DataInput!$B646,DataInput!F646,NA())","v":"Winter"},{"$f":"IF($E647=DataInput!$B646,DataInput!G646,NA())","v":"Non-Coincident"},{"$f":"IF($E647=DataInput!$B646,DataInput!H646,NA())","v":2021},{"$f":"IF($E647=DataInput!$B646,DataInput!I646,NA())","v":"POE50"},{"$f":"IF($E647=DataInput!$B646,DataInput!J646,NA())","v":"NA"},{"$f":"IF($E647=DataInput!$B646,DataInput!K646,NA())","v":"NA"},null,null,"SA Davenport",null,null,null,null,false,null,null,{"$error":"#N/A"},{"$error":"#N/A"},{"$error":"#N/A"},{"$error":"#N/A"},{"$error":"#N/A"},{"$error":"#N/A"},{"$error":"#N/A"},{"$error":"#N/A"},{"$error":"#N/A"},{"$error":"#N/A"}]
[null,{"$f":"IF(DataInput!B647=$B$8,IF($B$9=$B$10,TRUE,IF(DataInput!E647=$B$9,TRUE,FALSE)))","v":true},null,null,{"$f":"IF(B648=TRUE,DataInput!B647,NA())","v":"SA"},{"$f":"IF($E648=DataInput!$B647,DataInput!C647,NA())","v":"SDAV"},{"$f":"IF($E648=DataInput!$B647,DataInput!D647,NA())","v":"Davenport"},{"$f":"IF($E648=DataInput!$B647,DataInput!E647,NA())","v":"ENet"},{"$f":"IF($E648=DataInput!$B647,DataInput!F647,NA())","v":"Winter"},{"$f":"IF($E648=DataInput!$B647,DataInput!G647,NA())","v":"Non-Coincident"},{"$f":"IF($E648=DataInput!$B647,DataInput!H647,NA())","v":2022},{"$f":"IF($E648=DataInput!$B647,DataInput!I647,NA())","v":"POE50"},{"$f":"IF($E648=DataInput!$B647,DataInput!J647,NA())","v":"NA"},{"$f":"IF($E648=DataInput!$B647,DataInput!K647,NA())","v":"NA"},null,null,"SA Davenport",null,null,null,null,false,null,null,{"$error":"#N/A"},{"$error":"#N/A"},{"$error":"#N/A"},{"$error":"#N/A"},{"$error":"#N/A"},{"$error":"#N/A"},{"$error":"#N/A"},{"$error":"#N/A"},{"$error":"#N/A"},{"$error":"#N/A"}]
[null,{"$f":"IF(DataInput!B648=$B$8,IF($B$9=$B$10,TRUE,IF(DataInput!E648=$B$9,TRUE,FALSE)))","v":true},null,null,{"$f":"IF(B649=TRUE,DataInput!B648,NA())","v":"SA"},{"$f":"IF($E649=DataInput!$B648,DataInput!C648,NA())","v":"SDAV"},{"$f":"IF($E649=DataInput!$B648,DataInput!D648,NA())","v":"Davenport"},{"$f":"IF($E649=DataInput!$B648,DataInput!E648,NA())","v":"ENet"},{"$f":"IF($E649=DataInput!$B648,DataInput!F648,NA())","v":"Winter"},{"$f":"IF($E649=DataInput!$B648,DataInput!G648,NA())","v":"Non-Coincident"},{"$f":"IF($E649=DataInput!$B648,DataInput!H648,NA())","v":2023},{"$f":"IF($E649=DataInput!$B648,DataInput!I648,NA())","v":"POE50"},{"$f":"IF($E649=DataInput!$B648,DataInput!J648,NA())","v":"NA"},{"$f":"IF($E649=DataInput!$B648,DataInput!K648,NA())","v":"NA"},null,null,"SA Davenport",null,null,null,null,false,null,null,{"$error":"#N/A"},{"$error":"#N/A"},{"$error":"#N/A"},{"$error":"#N/A"},{"$error":"#N/A"},{"$error":"#N/A"},{"$error":"#N/A"},{"$error":"#N/A"},{"$error":"#N/A"},{"$error":"#N/A"}]
[null,{"$f":"IF(DataInput!B649=$B$8,IF($B$9=$B$10,TRUE,IF(DataInput!E649=$B$9,TRUE,FALSE)))","v":true},null,null,{"$f":"IF(B650=TRUE,DataInput!B649,NA())","v":"SA"},{"$f":"IF($E650=DataInput!$B649,DataInput!C649,NA())","v":"SDAV"},{"$f":"IF($E650=DataInput!$B649,DataInput!D649,NA())","v":"Davenport"},{"$f":"IF($E650=DataInput!$B649,DataInput!E649,NA())","v":"ENet"},{"$f":"IF($E650=DataInput!$B649,DataInput!F649,NA())","v":"Winter"},{"$f":"IF($E650=DataInput!$B649,DataInput!G649,NA())","v":"Non-Coincident"},{"$f":"IF($E650=DataInput!$B649,DataInput!H649,NA())","v":2024},{"$f":"IF($E650=DataInput!$B649,DataInput!I649,NA())","v":"POE50"},{"$f":"IF($E650=DataInput!$B649,DataInput!J649,NA())","v":"NA"},{"$f":"IF($E650=DataInput!$B649,DataInput!K649,NA())","v":"NA"},null,null,"SA Davenport",null,null,null,null,false,null,null,{"$error":"#N/A"},{"$error":"#N/A"},{"$error":"#N/A"},{"$error":"#N/A"},{"$error":"#N/A"},{"$error":"#N/A"},{"$error":"#N/A"},{"$error":"#N/A"},{"$error":"#N/A"},{"$error":"#N/A"}]
[null,{"$f":"IF(DataInput!B650=$B$8,IF($B$9=$B$10,TRUE,IF(DataInput!E650=$B$9,TRUE,FALSE)))","v":true},null,null,{"$f":"IF(B651=TRUE,DataInput!B650,NA())","v":"SA"},{"$f":"IF($E651=DataInput!$B650,DataInput!C650,NA())","v":"SDAV"},{"$f":"IF($E651=DataInput!$B650,DataInput!D650,NA())","v":"Davenport"},{"$f":"IF($E651=DataInput!$B650,DataInput!E650,NA())","v":"ENet"},{"$f":"IF($E651=DataInput!$B650,DataInput!F650,NA())","v":"Winter"},{"$f":"IF($E651=DataInput!$B650,DataInput!G650,NA())","v":"Non-Coincident"},{"$f":"IF($E651=DataInput!$B650,DataInput!H650,NA())","v":2025},{"$f":"IF($E651=DataInput!$B650,DataInput!I650,NA())","v":"POE50"},{"$f":"IF($E651=DataInput!$B650,DataInput!J650,NA())","v":"NA"},{"$f":"IF($E651=DataInput!$B650,DataInput!K650,NA())","v":"NA"},null,null,"SA Davenport",null,null,null,null,false,null,null,{"$error":"#N/A"},{"$error":"#N/A"},{"$error":"#N/A"},{"$error":"#N/A"},{"$error":"#N/A"},{"$error":"#N/A"},{"$error":"#N/A"},{"$error":"#N/A"},{"$error":"#N/A"},{"$error":"#N/A"}]
[null,{"$f":"IF(DataInput!B651=$B$8,IF($B$9=$B$10,TRUE,IF(DataInput!E651=$B$9,TRUE,FALSE)))","v":true},null,null,{"$f":"IF(B652=TRUE,DataInput!B651,NA())","v":"SA"},{"$f":"IF($E652=DataInput!$B651,DataInput!C651,NA())","v":"SDAW"},{"$f":"IF($E652=DataInput!$B651,DataInput!D651,NA())","v":"Davenport West"},{"$f":"IF($E652=DataInput!$B651,DataInput!E651,NA())","v":"SAPN"},{"$f":"IF($E652=DataInput!$B651,DataInput!F651,NA())","v":"Summer"},{"$f":"IF($E652=DataInput!$B651,DataInput!G651,NA())","v":"Non-Coincident"},{"$f":"IF($E652=DataInput!$B651,DataInput!H651,NA())","v":2017},{"$f":"IF($E652=DataInput!$B651,DataInput!I651,NA())","v":"POE10"},{"$f":"IF($E652=DataInput!$B651,DataInput!J651,NA())","v":32.411275073854398},{"$f":"IF($E652=DataInput!$B651,DataInput!K651,NA())","v":0.93877246198659003},null,null,{"$f":"IF(OR(ISERROR(E652),ISERROR(G652)),\"  \",E652&\" \"&G652)","v":"SA Davenport West"},null,null,null,null,{"$f":"IF(ISERROR(G652),FALSE,IF($V$9=G652,TRUE,FALSE))","v":false},null,null,{"$f":"IF($V652=TRUE,E652,NA())","v":{"$error":"#N/A"}},{"$error":"#N/A"},{"$error":"#N/A"},{"$error":"#N/A"},{"$error":"#N/A"},{"$error":"#N/A"},{"$error":"#N/A"},{"$error":"#N/A"},{"$error":"#N/A"},{"$error":"#N/A"}]
[null,{"$f":"IF(DataInput!B652=$B$8,IF($B$9=$B$10,TRUE,IF(DataInput!E652=$B$9,TRUE,FALSE)))","v":true},null,null,{"$f":"IF(B653=TRUE,DataInput!B652,NA())","v":"SA"},{"$f":"IF($E653=DataInput!$B652,DataInput!C652,NA())","v":"SDAW"},{"$f":"IF($E653=DataInput!$B652,DataInput!D652,NA())","v":"Davenport West"},{"$f":"IF($E653=DataInput!$B652,DataInput!E652,NA())","v":"SAPN"},{"$f":"IF($E653=DataInput!$B652,DataInput!F652,NA())","v":"Summer"},{"$f":"IF($E653=DataInput!$B652,DataInput!G652,NA())","v":"Non-Coincident"},{"$f":"IF($E653=DataInput!$B652,DataInput!H652,NA())","v":2018},{"$f":"IF($E653=DataInput!$B652,DataInput!I652,NA())","v":"POE10"},{"$f":"IF($E653=DataInput!$B652,DataInput!J652,NA())","v":35.166864401981698},{"$f":"IF($E653=DataInput!$B652,DataInput!K652,NA())","v":0.92984718230512098},null,null,"SA Davenport West",null,null,null,null,false,null,null,{"$error":"#N/A"},{"$error":"#N/A"},{"$error":"#N/A"},{"$error":"#N/A"},{"$error":"#N/A"},{"$error":"#N/A"},{"$error":"#N/A"},{"$error":"#N/A"},{"$error":"#N/A"},{"$error":"#N/A"}]
[null,{"$f":"IF(DataInput!B653=$B$8,IF($B$9=$B$10,TRUE,IF(DataInput!E653=$B$9,TRUE,FALSE)))","v":true},null,null,{"$f":"IF(B654=TRUE,DataInput!B653,NA())","v":"SA"},{"$f":"IF($E654=DataInput!$B653,DataInput!C653,NA())","v":"SDAW"},{"$f":"IF($E654=DataInput!$B653,DataInput!D653,NA())","v":"Davenport West"},{"$f":"IF($E654=DataInput!$B653,DataInput!E653,NA())","v":"SAPN"},{"$f":"IF($E654=DataInput!$B653,DataInput!F653,NA())","v":"Summer"},{"$f":"IF($E654=DataInput!$B653,DataInput!G653,NA())","v":"Non-Coincident"},{"$f":"IF($E654=DataInput!$B653,DataInput!H653,NA())","v":2019},{"$f":"IF($E654=DataInput!$B653,DataInput!I653,NA())","v":"POE10"},{"$f":"IF($E654=DataInput!$B653,DataInput!J653,NA())","v":35.180899475201699},{"$f":"IF($E654=DataInput!$B653,DataInput!K653,NA())","v":0.93675252714337098},null,null,"SA Davenport West",null,null,null,null,false,null,null,{"$error":"#N/A"},{"$error":"#N/A"},{"$error":"#N/A"},{"$error":"#N/A"},{"$error":"#N/A"},{"$error":"#N/A"},{"$error":"#N/A"},{"$error":"#N/A"},{"$error":"#N/A"},{"$error":"#N/A"}]
[null,{"$f":"IF(DataInput!B654=$B$8,IF($B$9=$B$10,TRUE,IF(DataInput!E654=$B$9,TRUE,FALSE)))","v":true},null,null,{"$f":"IF(B655=TRUE,DataInput!B654,NA())","v":"SA"},{"$f":"IF($E655=DataInput!$B654,DataInput!C654,NA())","v":"SDAW"},{"$f":"IF($E655=DataInput!$B654,DataInput!D654,NA())","v":"Davenport West"},{"$f":"IF($E655=DataInput!$B654,DataInput!E654,NA())","v":"SAPN"},{"$f":"IF($E655=DataInput!$B654,DataInput!F654,NA())","v":"Summer"},{"$f":"IF($E655=DataInput!$B654,DataInput!G654,NA())","v":"Non-Coincident"},{"$f":"IF($E655=DataInput!$B654,DataInput!H654,NA())","v":2020},{"$f":"IF($E655=DataInput!$B654,DataInput!I654,NA())","v":"POE10"},{"$f":"IF($E655=DataInput!$B654,DataInput!J654,NA())","v":34.188915771718797},{"$f":"IF($E655=DataInput!$B654,DataInput!K654,NA())","v":0.92961189829621704},null,null,"SA Davenport West",null,null,null,null,false,null,null,{"$error":"#N/A"},{"$error":"#N/A"},{"$error":"#N/A"},{"$error":"#N/A"},{"$error":"#N/A"},{"$error":"#N/A"},{"$error":"#N/A"},{"$error":"#N/A"},{"$error":"#N/A"},{"$error":"#N/A"}]
[null,{"$f":"IF(DataInput!B655=$B$8,IF($B$9=$B$10,TRUE,IF(DataInput!E655=$B$9,TRUE,FALSE)))","v":true},null,null,{"$f":"IF(B656=TRUE,DataInput!B655,NA())","v":"SA"},{"$f":"IF($E656=DataInput!$B655,DataInput!C655,NA())","v":"SDAW"},{"$f":"IF($E656=DataInput!$B655,DataInput!D655,NA())","v":"Davenport West"},{"$f":"IF($E656=DataInput!$B655,DataInput!E655,NA())","v":"SAPN"},{"$f":"IF($E656=DataInput!$B655,DataInput!F655,NA())","v":"Summer"},{"$f":"IF($E656=DataInput!$B655,DataInput!G655,NA())","v":"Non-Coincident"},{"$f":"IF($E656=DataInput!$B655,DataInput!H655,NA())","v":2021},{"$f":"IF($E656=DataInput!$B655,DataInput!I655,NA())","v":"POE10"},{"$f":"IF($E656=DataInput!$B655,DataInput!J655,NA())","v":33.295403282024502},{"$f":"IF($E656=DataInput!$B655,DataInput!K655,NA())","v":0.93949557421960495},null,null,"SA Davenport West",null,null,null,null,false,null,null,{"$error":"#N/A"},{"$error":"#N/A"},{"$error":"#N/A"},{"$error":"#N/A"},{"$error":"#N/A"},{"$error":"#N/A"},{"$error":"#N/A"},{"$error":"#N/A"},{"$error":"#N/A"},{"$error":"#N/A"}]
[null,{"$f":"IF(DataInput!B656=$B$8,IF($B$9=$B$10,TRUE,IF(DataInput!E656=$B$9,TRUE,FALSE)))","v":true},null,null,{"$f":"IF(B657=TRUE,DataInput!B656,NA())","v":"SA"},{"$f":"IF($E657=DataInput!$B656,DataInput!C656,NA())","v":"SDAW"},{"$f":"IF($E657=DataInput!$B656,DataInput!D656,NA())","v":"Davenport West"},{"$f":"IF($E657=DataInput!$B656,DataInput!E656,NA())","v":"SAPN"},{"$f":"IF($E657=DataInput!$B656,DataInput!F656,NA())","v":"Summer"},{"$f":"IF($E657=DataInput!$B656,DataInput!G656,NA())","v":"Non-Coincident"},{"$f":"IF($E657=DataInput!$B656,DataInput!H656,NA())","v":2022},{"$f":"IF($E657=DataInput!$B656,DataInput!I656,NA())","v":"POE10"},{"$f":"IF($E657=DataInput!$B656,DataInput!J656,NA())","v":32.438960230889698},{"$f":"IF($E657=DataInput!$B656,DataInput!K656,NA())","v":0.93960117774754703},null,null,"SA Davenport West",null,null,null,null,false,null,null,{"$error":"#N/A"},{"$error":"#N/A"},{"$error":"#N/A"},{"$error":"#N/A"},{"$error":"#N/A"},{"$error":"#N/A"},{"$error":"#N/A"},{"$error":"#N/A"},{"$error":"#N/A"},{"$error":"#N/A"}]
[null,{"$f":"IF(DataInput!B657=$B$8,IF($B$9=$B$10,TRUE,IF(DataInput!E657=$B$9,TRUE,FALSE)))","v":true},null,null,{"$f":"IF(B658=TRUE,DataInput!B657,NA())","v":"SA"},{"$f":"IF($E658=DataInput!$B657,DataInput!C657,NA())","v":"SDAW"},{"$f":"IF($E658=DataInput!$B657,DataInput!D657,NA())","v":"Davenport West"},{"$f":"IF($E658=DataInput!$B657,DataInput!E657,NA())","v":"SAPN"},{"$f":"IF($E658=DataInput!$B657,DataInput!F657,NA())","v":"Summer"},{"$f":"IF($E658=DataInput!$B657,DataInput!G657,NA())","v":"Non-Coincident"},{"$f":"IF($E658=DataInput!$B657,DataInput!H657,NA())","v":2023},{"$f":"IF($E658=DataInput!$B657,DataInput!I657,NA())","v":"POE10"},{"$f":"IF($E658=DataInput!$B657,DataInput!J657,NA())","v":31.880635689056099},{"$f":"IF($E658=DataInput!$B657,DataInput!K657,NA())","v":0.93971806494507604},null,null,"SA Davenport West",null,null,null,null,false,null,null,{"$error":"#N/A"},{"$error":"#N/A"},{"$error":"#N/A"},{"$error":"#N/A"},{"$error":"#N/A"},{"$error":"#N/A"},{"$error":"#N/A"},{"$error":"#N/A"},{"$error":"#N/A"},{"$error":"#N/A"}]
[null,{"$f":"IF(DataInput!B658=$B$8,IF($B$9=$B$10,TRUE,IF(DataInput!E658=$B$9,TRUE,FALSE)))","v":true},null,null,{"$f":"IF(B659=TRUE,DataInput!B658,NA())","v":"SA"},{"$f":"IF($E659=DataInput!$B658,DataInput!C658,NA())","v":"SDAW"},{"$f":"IF($E659=DataInput!$B658,DataInput!D658,NA())","v":"Davenport West"},{"$f":"IF($E659=DataInput!$B658,DataInput!E658,NA())","v":"SAPN"},{"$f":"IF($E659=DataInput!$B658,DataInput!F658,NA())","v":"Summer"},{"$f":"IF($E659=DataInput!$B658,DataInput!G658,NA())","v":"Non-Coincident"},{"$f":"IF($E659=DataInput!$B658,DataInput!H658,NA())","v":2024},{"$f":"IF($E659=DataInput!$B658,DataInput!I658,NA())","v":"POE10"},{"$f":"IF($E659=DataInput!$B658,DataInput!J658,NA())","v":31.647188118340601},{"$f":"IF($E659=DataInput!$B658,DataInput!K658,NA())","v":0.939833948223047},null,null,"SA Davenport West",null,null,null,null,false,null,null,{"$error":"#N/A"},{"$error":"#N/A"},{"$error":"#N/A"},{"$error":"#N/A"},{"$error":"#N/A"},{"$error":"#N/A"},{"$error":"#N/A"},{"$error":"#N/A"},{"$error":"#N/A"},{"$error":"#N/A"}]
[null,{"$f":"IF(DataInput!B659=$B$8,IF($B$9=$B$10,TRUE,IF(DataInput!E659=$B$9,TRUE,FALSE)))","v":true},null,null,{"$f":"IF(B660=TRUE,DataInput!B659,NA())","v":"SA"},{"$f":"IF($E660=DataInput!$B659,DataInput!C659,NA())","v":"SDAW"},{"$f":"IF($E660=DataInput!$B659,DataInput!D659,NA())","v":"Davenport West"},{"$f":"IF($E660=DataInput!$B659,DataInput!E659,NA())","v":"SAPN"},{"$f":"IF($E660=DataInput!$B659,DataInput!F659,NA())","v":"Summer"},{"$f":"IF($E660=DataInput!$B659,DataInput!G659,NA())","v":"Non-Coincident"},{"$f":"IF($E660=DataInput!$B659,DataInput!H659,NA())","v":2025},{"$f":"IF($E660=DataInput!$B659,DataInput!I659,NA())","v":"POE10"},{"$f":"IF($E660=DataInput!$B659,DataInput!J659,NA())","v":31.1593548752681},{"$f":"IF($E660=DataInput!$B659,DataInput!K659,NA())","v":0.93994981444039605},null,null,"SA Davenport West",null,null,null,null,false,null,null,{"$error":"#N/A"},{"$error":"#N/A"},{"$error":"#N/A"},{"$error":"#N/A"},{"$error":"#N/A"},{"$error":"#N/A"},{"$error":"#N/A"},{"$error":"#N/A"},{"$error":"#N/A"},{"$error":"#N/A"}]
[null,{"$f":"IF(DataInput!B660=$B$8,IF($B$9=$B$10,TRUE,IF(DataInput!E660=$B$9,TRUE,FALSE)))","v":true},null,null,{"$f":"IF(B661=TRUE,DataInput!B660,NA())","v":"SA"},{"$f":"IF($E661=DataInput!$B660,DataInput!C660,NA())","v":"SDAW"},{"$f":"IF($E661=DataInput!$B660,DataInput!D660,NA())","v":"Davenport West"},{"$f":"IF($E661=DataInput!$B660,DataInput!E660,NA())","v":"SAPN"},{"$f":"IF($E661=DataInput!$B660,DataInput!F660,NA())","v":"Summer"},{"$f":"IF($E661=DataInput!$B660,DataInput!G660,NA())","v":"Non-Coincident"},{"$f":"IF($E661=DataInput!$B660,DataInput!H660,NA())","v":2026},{"$f":"IF($E661=DataInput!$B660,DataInput!I660,NA())","v":"POE10"},{"$f":"IF($E661=DataInput!$B660,DataInput!J660,NA())","v":30.499871579828898},{"$f":"IF($E661=DataInput!$B660,DataInput!K660,NA())","v":0.94006321036168305},null,null,"SA Davenport West",null,null,null,null,false,null,null,{"$error":"#N/A"},{"$error":"#N/A"},{"$error":"#N/A"},{"$error":"#N/A"},{"$error":"#N/A"},{"$error":"#N/A"},{"$error":"#N/A"},{"$error":"#N/A"},{"$error":"#N/A"},{"$error":"#N/A"}]
[null,{"$f":"IF(DataInput!B661=$B$8,IF($B$9=$B$10,TRUE,IF(DataInput!E661=$B$9,TRUE,FALSE)))","v":true},null,null,{"$f":"IF(B662=TRUE,DataInput!B661,NA())","v":"SA"},{"$f":"IF($E662=DataInput!$B661,DataInput!C661,NA())","v":"SDAW"},{"$f":"IF($E662=DataInput!$B661,DataInput!D661,NA())","v":"Davenport West"},{"$f":"IF($E662=DataInput!$B661,DataInput!E661,NA())","v":"SAPN"},{"$f":"IF($E662=DataInput!$B661,DataInput!F661,NA())","v":"Summer"},{"$f":"IF($E662=DataInput!$B661,DataInput!G661,NA())","v":"Non-Coincident"},{"$f":"IF($E662=DataInput!$B661,DataInput!H661,NA())","v":2017},{"$f":"IF($E662=DataInput!$B661,DataInput!I661,NA())","v":"POE50"},{"$f":"IF($E662=DataInput!$B661,DataInput!J661,NA())","v":30.005721277855301},{"$f":"IF($E662=DataInput!$B661,DataInput!K661,NA())","v":0.91197767897010296},null,null,"SA Davenport West",null,null,null,null,false,null,null,{"$error":"#N/A"},{"$error":"#N/A"},{"$error":"#N/A"},{"$error":"#N/A"},{"$error":"#N/A"},{"$error":"#N/A"},{"$error":"#N/A"},{"$error":"#N/A"},{"$error":"#N/A"},{"$error":"#N/A"}]
[null,{"$f":"IF(DataInput!B662=$B$8,IF($B$9=$B$10,TRUE,IF(DataInput!E662=$B$9,TRUE,FALSE)))","v":true},null,null,{"$f":"IF(B663=TRUE,DataInput!B662,NA())","v":"SA"},{"$f":"IF($E663=DataInput!$B662,DataInput!C662,NA())","v":"SDAW"},{"$f":"IF($E663=DataInput!$B662,DataInput!D662,NA())","v":"Davenport West"},{"$f":"IF($E663=DataInput!$B662,DataInput!E662,NA())","v":"SAPN"},{"$f":"IF($E663=DataInput!$B662,DataInput!F662,NA())","v":"Summer"},{"$f":"IF($E663=DataInput!$B662,DataInput!G662,NA())","v":"Non-Coincident"},{"$f":"IF($E663=DataInput!$B662,DataInput!H662,NA())","v":2018},{"$f":"IF($E663=DataInput!$B662,DataInput!I662,NA())","v":"POE50"},{"$f":"IF($E663=DataInput!$B662,DataInput!J662,NA())","v":32.739926106883097},{"$f":"IF($E663=DataInput!$B662,DataInput!K662,NA())","v":0.90315820756226495},null,null,"SA Davenport West",null,null,null,null,false,null,null,{"$error":"#N/A"},{"$error":"#N/A"},{"$error":"#N/A"},{"$error":"#N/A"},{"$error":"#N/A"},{"$error":"#N/A"},{"$error":"#N/A"},{"$error":"#N/A"},{"$error":"#N/A"},{"$error":"#N/A"}]
[null,{"$f":"IF(DataInput!B663=$B$8,IF($B$9=$B$10,TRUE,IF(DataInput!E663=$B$9,TRUE,FALSE)))","v":true},null,null,{"$f":"IF(B664=TRUE,DataInput!B663,NA())","v":"SA"},{"$f":"IF($E664=DataInput!$B663,DataInput!C663,NA())","v":"SDAW"},{"$f":"IF($E664=DataInput!$B663,DataInput!D663,NA())","v":"Davenport West"},{"$f":"IF($E664=DataInput!$B663,DataInput!E663,NA())","v":"SAPN"},{"$f":"IF($E664=DataInput!$B663,DataInput!F663,NA())","v":"Summer"},{"$f":"IF($E664=DataInput!$B663,DataInput!G663,NA())","v":"Non-Coincident"},{"$f":"IF($E664=DataInput!$B663,DataInput!H663,NA())","v":2019},{"$f":"IF($E664=DataInput!$B663,DataInput!I663,NA())","v":"POE50"},{"$f":"IF($E664=DataInput!$B663,DataInput!J663,NA())","v":32.3433406241775},{"$f":"IF($E664=DataInput!$B663,DataInput!K663,NA())","v":0.89914864713434295},null,null,"SA Davenport West",null,null,null,null,false,null,null,{"$error":"#N/A"},{"$error":"#N/A"},{"$error":"#N/A"},{"$error":"#N/A"},{"$error":"#N/A"},{"$error":"#N/A"},{"$error":"#N/A"},{"$error":"#N/A"},{"$error":"#N/A"},{"$error":"#N/A"}]
[null,{"$f":"IF(DataInput!B664=$B$8,IF($B$9=$B$10,TRUE,IF(DataInput!E664=$B$9,TRUE,FALSE)))","v":true},null,null,{"$f":"IF(B665=TRUE,DataInput!B664,NA())","v":"SA"},{"$f":"IF($E665=DataInput!$B664,DataInput!C664,NA())","v":"SDAW"},{"$f":"IF($E665=DataInput!$B664,DataInput!D664,NA())","v":"Davenport West"},{"$f":"IF($E665=DataInput!$B664,DataInput!E664,NA())","v":"SAPN"},{"$f":"IF($E665=DataInput!$B664,DataInput!F664,NA())","v":"Summer"},{"$f":"IF($E665=DataInput!$B664,DataInput!G664,NA())","v":"Non-Coincident"},{"$f":"IF($E665=DataInput!$B664,DataInput!H664,NA())","v":2020},{"$f":"IF($E665=DataInput!$B664,DataInput!I664,NA())","v":"POE50"},{"$f":"IF($E665=DataInput!$B664,DataInput!J664,NA())","v":31.5810277593866},{"$f":"IF($E665=DataInput!$B664,DataInput!K664,NA())","v":0.90113072428017604},null,null,"SA Davenport West",null,null,null,null,false,null,null,{"$error":"#N/A"},{"$error":"#N/A"},{"$error":"#N/A"},{"$error":"#N/A"},{"$error":"#N/A"},{"$error":"#N/A"},{"$error":"#N/A"},{"$error":"#N/A"},{"$error":"#N/A"},{"$error":"#N/A"}]
[null,{"$f":"IF(DataInput!B665=$B$8,IF($B$9=$B$10,TRUE,IF(DataInput!E665=$B$9,TRUE,FALSE)))","v":true},null,null,{"$f":"IF(B666=TRUE,DataInput!B665,NA())","v":"SA"},{"$f":"IF($E666=DataInput!$B665,DataInput!C665,NA())","v":"SDAW"},{"$f":"IF($E666=DataInput!$B665,DataInput!D665,NA())","v":"Davenport West"},{"$f":"IF($E666=DataInput!$B665,DataInput!E665,NA())","v":"SAPN"},{"$f":"IF($E666=DataInput!$B665,DataInput!F665,NA())","v":"Summer"},{"$f":"IF($E666=DataInput!$B665,DataInput!G665,NA())","v":"Non-Coincident"},{"$f":"IF($E666=DataInput!$B665,DataInput!H665,NA())","v":2021},{"$f":"IF($E666=DataInput!$B665,DataInput!I665,NA())","v":"POE50"},{"$f":"IF($E666=DataInput!$B665,DataInput!J665,NA())","v":30.850464673169501},{"$f":"IF($E666=DataInput!$B665,DataInput!K665,NA())","v":0.91268288614456805},null,null,"SA Davenport West",null,null,null,null,false,null,null,{"$error":"#N/A"},{"$error":"#N/A"},{"$error":"#N/A"},{"$error":"#N/A"},{"$error":"#N/A"},{"$error":"#N/A"},{"$error":"#N/A"},{"$error":"#N/A"},{"$error":"#N/A"},{"$error":"#N/A"}]
[null,{"$f":"IF(DataInput!B666=$B$8,IF($B$9=$B$10,TRUE,IF(DataInput!E666=$B$9,TRUE,FALSE)))","v":true},null,null,{"$f":"IF(B667=TRUE,DataInput!B666,NA())","v":"SA"},{"$f":"IF($E667=DataInput!$B666,DataInput!C666,NA())","v":"SDAW"},{"$f":"IF($E667=DataInput!$B666,DataInput!D666,NA())","v":"Davenport West"},{"$f":"IF($E667=DataInput!$B666,DataInput!E666,NA())","v":"SAPN"},{"$f":"IF($E667=DataInput!$B666,DataInput!F666,NA())","v":"Summer"},{"$f":"IF($E667=DataInput!$B666,DataInput!G666,NA())","v":"Non-Coincident"},{"$f":"IF($E667=DataInput!$B666,DataInput!H666,NA())","v":2022},{"$f":"IF($E667=DataInput!$B666,DataInput!I666,NA())","v":"POE50"},{"$f":"IF($E667=DataInput!$B666,DataInput!J666,NA())","v":29.797792109036902},{"$f":"IF($E667=DataInput!$B666,DataInput!K666,NA())","v":0.91279815201159797},null,null,"SA Davenport West",null,null,null,null,false,null,null,{"$error":"#N/A"},{"$error":"#N/A"},{"$error":"#N/A"},{"$error":"#N/A"},{"$error":"#N/A"},{"$error":"#N/A"},{"$error":"#N/A"},{"$error":"#N/A"},{"$error":"#N/A"},{"$error":"#N/A"}]
[null,{"$f":"IF(DataInput!B667=$B$8,IF($B$9=$B$10,TRUE,IF(DataInput!E667=$B$9,TRUE,FALSE)))","v":true},null,null,{"$f":"IF(B668=TRUE,DataInput!B667,NA())","v":"SA"},{"$f":"IF($E668=DataInput!$B667,DataInput!C667,NA())","v":"SDAW"},{"$f":"IF($E668=DataInput!$B667,DataInput!D667,NA())","v":"Davenport West"},{"$f":"IF($E668=DataInput!$B667,DataInput!E667,NA())","v":"SAPN"},{"$f":"IF($E668=DataInput!$B667,DataInput!F667,NA())","v":"Summer"},{"$f":"IF($E668=DataInput!$B667,DataInput!G667,NA())","v":"Non-Coincident"},{"$f":"IF($E668=DataInput!$B667,DataInput!H667,NA())","v":2023},{"$f":"IF($E668=DataInput!$B667,DataInput!I667,NA())","v":"POE50"},{"$f":"IF($E668=DataInput!$B667,DataInput!J667,NA())","v":29.471394198507699},{"$f":"IF($E668=DataInput!$B667,DataInput!K667,NA())","v":0.91291160097855595},null,null,"SA Davenport West",null,null,null,null,false,null,null,{"$error":"#N/A"},{"$error":"#N/A"},{"$error":"#N/A"},{"$error":"#N/A"},{"$error":"#N/A"},{"$error":"#N/A"},{"$error":"#N/A"},{"$error":"#N/A"},{"$error":"#N/A"},{"$error":"#N/A"}]
[null,{"$f":"IF(DataInput!B668=$B$8,IF($B$9=$B$10,TRUE,IF(DataInput!E668=$B$9,TRUE,FALSE)))","v":true},null,null,{"$f":"IF(B669=TRUE,DataInput!B668,NA())","v":"SA"},{"$f":"IF($E669=DataInput!$B668,DataInput!C668,NA())","v":"SDAW"},{"$f":"IF($E669=DataInput!$B668,DataInput!D668,NA())","v":"Davenport West"},{"$f":"IF($E669=DataInput!$B668,DataInput!E668,NA())","v":"SAPN"},{"$f":"IF($E669=DataInput!$B668,DataInput!F668,NA())","v":"Summer"},{"$f":"IF($E669=DataInput!$B668,DataInput!G668,NA())","v":"Non-Coincident"},{"$f":"IF($E669=DataInput!$B668,DataInput!H668,NA())","v":2024},{"$f":"IF($E669=DataInput!$B668,DataInput!I668,NA())","v":"POE50"},{"$f":"IF($E669=DataInput!$B668,DataInput!J668,NA())","v":29.176786584959},{"$f":"IF($E669=DataInput!$B668,DataInput!K668,NA())","v":0.91302686386626797},null,null,"SA Davenport West",null,null,null,null,false,null,null,{"$error":"#N/A"},{"$error":"#N/A"},{"$error":"#N/A"},{"$error":"#N/A"},{"$error":"#N/A"},{"$error":"#N/A"},{"$error":"#N/A"},{"$error":"#N/A"},{"$error":"#N/A"},{"$error":"#N/A"}]
[null,{"$f":"IF(DataInput!B669=$B$8,IF($B$9=$B$10,TRUE,IF(DataInput!E669=$B$9,TRUE,FALSE)))","v":true},null,null,{"$f":"IF(B670=TRUE,DataInput!B669,NA())","v":"SA"},{"$f":"IF($E670=DataInput!$B669,DataInput!C669,NA())","v":"SDAW"},{"$f":"IF($E670=DataInput!$B669,DataInput!D669,NA())","v":"Davenport West"},{"$f":"IF($E670=DataInput!$B669,DataInput!E669,NA())","v":"SAPN"},{"$f":"IF($E670=DataInput!$B669,DataInput!F669,NA())","v":"Summer"},{"$f":"IF($E670=DataInput!$B669,DataInput!G669,NA())","v":"Non-Coincident"},{"$f":"IF($E670=DataInput!$B669,DataInput!H669,NA())","v":2025},{"$f":"IF($E670=DataInput!$B669,DataInput!I669,NA())","v":"POE50"},{"$f":"IF($E670=DataInput!$B669,DataInput!J669,NA())","v":29.024214658804802},{"$f":"IF($E670=DataInput!$B669,DataInput!K669,NA())","v":0.913136913709649},null,null,"SA Davenport West",null,null,null,null,false,null,null,{"$error":"#N/A"},{"$error":"#N/A"},{"$error":"#N/A"},{"$error":"#N/A"},{"$error":"#N/A"},{"$error":"#N/A"},{"$error":"#N/A"},{"$error":"#N/A"},{"$error":"#N/A"},{"$error":"#N/A"}]
[null,{"$f":"IF(DataInput!B670=$B$8,IF($B$9=$B$10,TRUE,IF(DataInput!E670=$B$9,TRUE,FALSE)))","v":true},null,null,{"$f":"IF(B671=TRUE,DataInput!B670,NA())","v":"SA"},{"$f":"IF($E671=DataInput!$B670,DataInput!C670,NA())","v":"SDAW"},{"$f":"IF($E671=DataInput!$B670,DataInput!D670,NA())","v":"Davenport West"},{"$f":"IF($E671=DataInput!$B670,DataInput!E670,NA())","v":"SAPN"},{"$f":"IF($E671=DataInput!$B670,DataInput!F670,NA())","v":"Summer"},{"$f":"IF($E671=DataInput!$B670,DataInput!G670,NA())","v":"Non-Coincident"},{"$f":"IF($E671=DataInput!$B670,DataInput!H670,NA())","v":2026},{"$f":"IF($E671=DataInput!$B670,DataInput!I670,NA())","v":"POE50"},{"$f":"IF($E671=DataInput!$B670,DataInput!J670,NA())","v":28.7327019872242},{"$f":"IF($E671=DataInput!$B670,DataInput!K670,NA())","v":0.91323856150560501},null,null,"SA Davenport West",null,null,null,null,false,null,null,{"$error":"#N/A"},{"$error":"#N/A"},{"$error":"#N/A"},{"$error":"#N/A"},{"$error":"#N/A"},{"$error":"#N/A"},{"$error":"#N/A"},{"$error":"#N/A"},{"$error":"#N/A"},{"$error":"#N/A"}]
[null,{"$f":"IF(DataInput!B671=$B$8,IF($B$9=$B$10,TRUE,IF(DataInput!E671=$B$9,TRUE,FALSE)))","v":true},null,null,{"$f":"IF(B672=TRUE,DataInput!B671,NA())","v":"SA"},{"$f":"IF($E672=DataInput!$B671,DataInput!C671,NA())","v":"SDAW"},{"$f":"IF($E672=DataInput!$B671,DataInput!D671,NA())","v":"Davenport West"},{"$f":"IF($E672=DataInput!$B671,DataInput!E671,NA())","v":"SAPN"},{"$f":"IF($E672=DataInput!$B671,DataInput!F671,NA())","v":"Winter"},{"$f":"IF($E672=DataInput!$B671,DataInput!G671,NA())","v":"Non-Coincident"},{"$f":"IF($E672=DataInput!$B671,DataInput!H671,NA())","v":2016},{"$f":"IF($E672=DataInput!$B671,DataInput!I671,NA())","v":"POE10"},{"$f":"IF($E672=DataInput!$B671,DataInput!J671,NA())","v":24.098924399837401},{"$f":"IF($E672=DataInput!$B671,DataInput!K671,NA())","v":0.95021988926826395},null,null,"SA Davenport West",null,null,null,null,false,null,null,{"$error":"#N/A"},{"$error":"#N/A"},{"$error":"#N/A"},{"$error":"#N/A"},{"$error":"#N/A"},{"$error":"#N/A"},{"$error":"#N/A"},{"$error":"#N/A"},{"$error":"#N/A"},{"$error":"#N/A"}]
[null,{"$f":"IF(DataInput!B672=$B$8,IF($B$9=$B$10,TRUE,IF(DataInput!E672=$B$9,TRUE,FALSE)))","v":true},null,null,{"$f":"IF(B673=TRUE,DataInput!B672,NA())","v":"SA"},{"$f":"IF($E673=DataInput!$B672,DataInput!C672,NA())","v":"SDAW"},{"$f":"IF($E673=DataInput!$B672,DataInput!D672,NA())","v":"Davenport West"},{"$f":"IF($E673=DataInput!$B672,DataInput!E672,NA())","v":"SAPN"},{"$f":"IF($E673=DataInput!$B672,DataInput!F672,NA())","v":"Winter"},{"$f":"IF($E673=DataInput!$B672,DataInput!G672,NA())","v":"Non-Coincident"},{"$f":"IF($E673=DataInput!$B672,DataInput!H672,NA())","v":2017},{"$f":"IF($E673=DataInput!$B672,DataInput!I672,NA())","v":"POE10"},{"$f":"IF($E673=DataInput!$B672,DataInput!J672,NA())","v":24.1844341446293},{"$f":"IF($E673=DataInput!$B672,DataInput!K672,NA())","v":0.94837298330854902},null,null,"SA Davenport West",null,null,null,null,false,null,null,{"$error":"#N/A"},{"$error":"#N/A"},{"$error":"#N/A"},{"$error":"#N/A"},{"$error":"#N/A"},{"$error":"#N/A"},{"$error":"#N/A"},{"$error":"#N/A"},{"$error":"#N/A"},{"$error":"#N/A"}]
[null,{"$f":"IF(DataInput!B673=$B$8,IF($B$9=$B$10,TRUE,IF(DataInput!E673=$B$9,TRUE,FALSE)))","v":true},null,null,{"$f":"IF(B674=TRUE,DataInput!B673,NA())","v":"SA"},{"$f":"IF($E674=DataInput!$B673,DataInput!C673,NA())","v":"SDAW"},{"$f":"IF($E674=DataInput!$B673,DataInput!D673,NA())","v":"Davenport West"},{"$f":"IF($E674=DataInput!$B673,DataInput!E673,NA())","v":"SAPN"},{"$f":"IF($E674=DataInput!$B673,DataInput!F673,NA())","v":"Winter"},{"$f":"IF($E674=DataInput!$B673,DataInput!G673,NA())","v":"Non-Coincident"},{"$f":"IF($E674=DataInput!$B673,DataInput!H673,NA())","v":2018},{"$f":"IF($E674=DataInput!$B673,DataInput!I673,NA())","v":"POE10"},{"$f":"IF($E674=DataInput!$B673,DataInput!J673,NA())","v":27.369282174207399},{"$f":"IF($E674=DataInput!$B673,DataInput!K673,NA())","v":0.94981113454254096},null,null,"SA Davenport West",null,null,null,null,false,null,null,{"$error":"#N/A"},{"$error":"#N/A"},{"$error":"#N/A"},{"$error":"#N/A"},{"$error":"#N/A"},{"$error":"#N/A"},{"$error":"#N/A"},{"$error":"#N/A"},{"$error":"#N/A"},{"$error":"#N/A"}]
[null,{"$f":"IF(DataInput!B674=$B$8,IF($B$9=$B$10,TRUE,IF(DataInput!E674=$B$9,TRUE,FALSE)))","v":true},null,null,{"$f":"IF(B675=TRUE,DataInput!B674,NA())","v":"SA"},{"$f":"IF($E675=DataInput!$B674,DataInput!C674,NA())","v":"SDAW"},{"$f":"IF($E675=DataInput!$B674,DataInput!D674,NA())","v":"Davenport West"},{"$f":"IF($E675=DataInput!$B674,DataInput!E674,NA())","v":"SAPN"},{"$f":"IF($E675=DataInput!$B674,DataInput!F674,NA())","v":"Winter"},{"$f":"IF($E675=DataInput!$B674,DataInput!G674,NA())","v":"Non-Coincident"},{"$f":"IF($E675=DataInput!$B674,DataInput!H674,NA())","v":2019},{"$f":"IF($E675=DataInput!$B674,DataInput!I674,NA())","v":"POE10"},{"$f":"IF($E675=DataInput!$B674,DataInput!J674,NA())","v":27.6345542002969},{"$f":"IF($E675=DataInput!$B674,DataInput!K674,NA())","v":0.95297102899748298},null,null,"SA Davenport West",null,null,null,null,false,null,null,{"$error":"#N/A"},{"$error":"#N/A"},{"$error":"#N/A"},{"$error":"#N/A"},{"$error":"#N/A"},{"$error":"#N/A"},{"$error":"#N/A"},{"$error":"#N/A"},{"$error":"#N/A"},{"$error":"#N/A"}]
[null,{"$f":"IF(DataInput!B675=$B$8,IF($B$9=$B$10,TRUE,IF(DataInput!E675=$B$9,TRUE,FALSE)))","v":true},null,null,{"$f":"IF(B676=TRUE,DataInput!B675,NA())","v":"SA"},{"$f":"IF($E676=DataInput!$B675,DataInput!C675,NA())","v":"SDAW"},{"$f":"IF($E676=DataInput!$B675,DataInput!D675,NA())","v":"Davenport West"},{"$f":"IF($E676=DataInput!$B675,DataInput!E675,NA())","v":"SAPN"},{"$f":"IF($E676=DataInput!$B675,DataInput!F675,NA())","v":"Winter"},{"$f":"IF($E676=DataInput!$B675,DataInput!G675,NA())","v":"Non-Coincident"},{"$f":"IF($E676=DataInput!$B675,DataInput!H675,NA())","v":2020},{"$f":"IF($E676=DataInput!$B675,DataInput!I675,NA())","v":"POE10"},{"$f":"IF($E676=DataInput!$B675,DataInput!J675,NA())","v":27.786696036994002},{"$f":"IF($E676=DataInput!$B675,DataInput!K675,NA())","v":0.95177344388828},null,null,"SA Davenport West",null,null,null,null,false,null,null,{"$error":"#N/A"},{"$error":"#N/A"},{"$error":"#N/A"},{"$error":"#N/A"},{"$error":"#N/A"},{"$error":"#N/A"},{"$error":"#N/A"},{"$error":"#N/A"},{"$error":"#N/A"},{"$error":"#N/A"}]
[null,{"$f":"IF(DataInput!B676=$B$8,IF($B$9=$B$10,TRUE,IF(DataInput!E676=$B$9,TRUE,FALSE)))","v":true},null,null,{"$f":"IF(B677=TRUE,DataInput!B676,NA())","v":"SA"},{"$f":"IF($E677=DataInput!$B676,DataInput!C676,NA())","v":"SDAW"},{"$f":"IF($E677=DataInput!$B676,DataInput!D676,NA())","v":"Davenport West"},{"$f":"IF($E677=DataInput!$B676,DataInput!E676,NA())","v":"SAPN"},{"$f":"IF($E677=DataInput!$B676,DataInput!F676,NA())","v":"Winter"},{"$f":"IF($E677=DataInput!$B676,DataInput!G676,NA())","v":"Non-Coincident"},{"$f":"IF($E677=DataInput!$B676,DataInput!H676,NA())","v":2021},{"$f":"IF($E677=DataInput!$B676,DataInput!I676,NA())","v":"POE10"},{"$f":"IF($E677=DataInput!$B676,DataInput!J676,NA())","v":27.904369603764302},{"$f":"IF($E677=DataInput!$B676,DataInput!K676,NA())","v":0.95182461662742901},null,null,"SA Davenport West",null,null,null,null,false,null,null,{"$error":"#N/A"},{"$error":"#N/A"},{"$error":"#N/A"},{"$error":"#N/A"},{"$error":"#N/A"},{"$error":"#N/A"},{"$error":"#N/A"},{"$error":"#N/A"},{"$error":"#N/A"},{"$error":"#N/A"}]
[null,{"$f":"IF(DataInput!B677=$B$8,IF($B$9=$B$10,TRUE,IF(DataInput!E677=$B$9,TRUE,FALSE)))","v":true},null,null,{"$f":"IF(B678=TRUE,DataInput!B677,NA())","v":"SA"},{"$f":"IF($E678=DataInput!$B677,DataInput!C677,NA())","v":"SDAW"},{"$f":"IF($E678=DataInput!$B677,DataInput!D677,NA())","v":"Davenport West"},{"$f":"IF($E678=DataInput!$B677,DataInput!E677,NA())","v":"SAPN"},{"$f":"IF($E678=DataInput!$B677,DataInput!F677,NA())","v":"Winter"},{"$f":"IF($E678=DataInput!$B677,DataInput!G677,NA())","v":"Non-Coincident"},{"$f":"IF($E678=DataInput!$B677,DataInput!H677,NA())","v":2022},{"$f":"IF($E678=DataInput!$B677,DataInput!I677,NA())","v":"POE10"},{"$f":"IF($E678=DataInput!$B677,DataInput!J677,NA())","v":28.0284230474937},{"$f":"IF($E678=DataInput!$B677,DataInput!K677,NA())","v":0.95187753928997898},null,null,"SA Davenport West",null,null,null,null,false,null,null,{"$error":"#N/A"},{"$error":"#N/A"},{"$error":"#N/A"},{"$error":"#N/A"},{"$error":"#N/A"},{"$error":"#N/A"},{"$error":"#N/A"},{"$error":"#N/A"},{"$error":"#N/A"},{"$error":"#N/A"}]
[null,{"$f":"IF(DataInput!B678=$B$8,IF($B$9=$B$10,TRUE,IF(DataInput!E678=$B$9,TRUE,FALSE)))","v":true},null,null,{"$f":"IF(B679=TRUE,DataInput!B678,NA())","v":"SA"},{"$f":"IF($E679=DataInput!$B678,DataInput!C678,NA())","v":"SDAW"},{"$f":"IF($E679=DataInput!$B678,DataInput!D678,NA())","v":"Davenport West"},{"$f":"IF($E679=DataInput!$B678,DataInput!E678,NA())","v":"SAPN"},{"$f":"IF($E679=DataInput!$B678,DataInput!F678,NA())","v":"Winter"},{"$f":"IF($E679=DataInput!$B678,DataInput!G678,NA())","v":"Non-Coincident"},{"$f":"IF($E679=DataInput!$B678,DataInput!H678,NA())","v":2023},{"$f":"IF($E679=DataInput!$B678,DataInput!I678,NA())","v":"POE10"},{"$f":"IF($E679=DataInput!$B678,DataInput!J678,NA())","v":28.099103525534399},{"$f":"IF($E679=DataInput!$B678,DataInput!K678,NA())","v":0.95193207343226305},null,null,"SA Davenport West",null,null,null,null,false,null,null,{"$error":"#N/A"},{"$error":"#N/A"},{"$error":"#N/A"},{"$error":"#N/A"},{"$error":"#N/A"},{"$error":"#N/A"},{"$error":"#N/A"},{"$error":"#N/A"},{"$error":"#N/A"},{"$error":"#N/A"}]
[null,{"$f":"IF(DataInput!B679=$B$8,IF($B$9=$B$10,TRUE,IF(DataInput!E679=$B$9,TRUE,FALSE)))","v":true},null,null,{"$f":"IF(B680=TRUE,DataInput!B679,NA())","v":"SA"},{"$f":"IF($E680=DataInput!$B679,DataInput!C679,NA())","v":"SDAW"},{"$f":"IF($E680=DataInput!$B679,DataInput!D679,NA())","v":"Davenport West"},{"$f":"IF($E680=DataInput!$B679,DataInput!E679,NA())","v":"SAPN"},{"$f":"IF($E680=DataInput!$B679,DataInput!F679,NA())","v":"Winter"},{"$f":"IF($E680=DataInput!$B679,DataInput!G679,NA())","v":"Non-Coincident"},{"$f":"IF($E680=DataInput!$B679,DataInput!H679,NA())","v":2024},{"$f":"IF($E680=DataInput!$B679,DataInput!I679,NA())","v":"POE10"},{"$f":"IF($E680=DataInput!$B679,DataInput!J679,NA())","v":28.168426500147302},{"$f":"IF($E680=DataInput!$B679,DataInput!K679,NA())","v":0.95198809040293797},null,null,"SA Davenport West",null,null,null,null,false,null,null,{"$error":"#N/A"},{"$error":"#N/A"},{"$error":"#N/A"},{"$error":"#N/A"},{"$error":"#N/A"},{"$error":"#N/A"},{"$error":"#N/A"},{"$error":"#N/A"},{"$error":"#N/A"},{"$error":"#N/A"}]
[null,{"$f":"IF(DataInput!B680=$B$8,IF($B$9=$B$10,TRUE,IF(DataInput!E680=$B$9,TRUE,FALSE)))","v":true},null,null,{"$f":"IF(B681=TRUE,DataInput!B680,NA())","v":"SA"},{"$f":"IF($E681=DataInput!$B680,DataInput!C680,NA())","v":"SDAW"},{"$f":"IF($E681=DataInput!$B680,DataInput!D680,NA())","v":"Davenport West"},{"$f":"IF($E681=DataInput!$B680,DataInput!E680,NA())","v":"SAPN"},{"$f":"IF($E681=DataInput!$B680,DataInput!F680,NA())","v":"Winter"},{"$f":"IF($E681=DataInput!$B680,DataInput!G680,NA())","v":"Non-Coincident"},{"$f":"IF($E681=DataInput!$B680,DataInput!H680,NA())","v":2025},{"$f":"IF($E681=DataInput!$B680,DataInput!I680,NA())","v":"POE10"},{"$f":"IF($E681=DataInput!$B680,DataInput!J680,NA())","v":28.145558577712698},{"$f":"IF($E681=DataInput!$B680,DataInput!K680,NA())","v":0.952045475385082},null,null,"SA Davenport West",null,null,null,null,false,null,null,{"$error":"#N/A"},{"$error":"#N/A"},{"$error":"#N/A"},{"$error":"#N/A"},{"$error":"#N/A"},{"$error":"#N/A"},{"$error":"#N/A"},{"$error":"#N/A"},{"$error":"#N/A"},{"$error":"#N/A"}]
[null,{"$f":"IF(DataInput!B681=$B$8,IF($B$9=$B$10,TRUE,IF(DataInput!E681=$B$9,TRUE,FALSE)))","v":true},null,null,{"$f":"IF(B682=TRUE,DataInput!B681,NA())","v":"SA"},{"$f":"IF($E682=DataInput!$B681,DataInput!C681,NA())","v":"SDAW"},{"$f":"IF($E682=DataInput!$B681,DataInput!D681,NA())","v":"Davenport West"},{"$f":"IF($E682=DataInput!$B681,DataInput!E681,NA())","v":"SAPN"},{"$f":"IF($E682=DataInput!$B681,DataInput!F681,NA())","v":"Winter"},{"$f":"IF($E682=DataInput!$B681,DataInput!G681,NA())","v":"Non-Coincident"},{"$f":"IF($E682=DataInput!$B681,DataInput!H681,NA())","v":2016},{"$f":"IF($E682=DataInput!$B681,DataInput!I681,NA())","v":"POE50"},{"$f":"IF($E682=DataInput!$B681,DataInput!J681,NA())","v":23.2099742252014},{"$f":"IF($E682=DataInput!$B681,DataInput!K681,NA())","v":0.95285844626921301},null,null,"SA Davenport West",null,null,null,null,false,null,null,{"$error":"#N/A"},{"$error":"#N/A"},{"$error":"#N/A"},{"$error":"#N/A"},{"$error":"#N/A"},{"$error":"#N/A"},{"$error":"#N/A"},{"$error":"#N/A"},{"$error":"#N/A"},{"$error":"#N/A"}]
[null,{"$f":"IF(DataInput!B682=$B$8,IF($B$9=$B$10,TRUE,IF(DataInput!E682=$B$9,TRUE,FALSE)))","v":true},null,null,{"$f":"IF(B683=TRUE,DataInput!B682,NA())","v":"SA"},{"$f":"IF($E683=DataInput!$B682,DataInput!C682,NA())","v":"SDAW"},{"$f":"IF($E683=DataInput!$B682,DataInput!D682,NA())","v":"Davenport West"},{"$f":"IF($E683=DataInput!$B682,DataInput!E682,NA())","v":"SAPN"},{"$f":"IF($E683=DataInput!$B682,DataInput!F682,NA())","v":"Winter"},{"$f":"IF($E683=DataInput!$B682,DataInput!G682,NA())","v":"Non-Coincident"},{"$f":"IF($E683=DataInput!$B682,DataInput!H682,NA())","v":2017},{"$f":"IF($E683=DataInput!$B682,DataInput!I682,NA())","v":"POE50"},{"$f":"IF($E683=DataInput!$B682,DataInput!J682,NA())","v":23.2903859941901},{"$f":"IF($E683=DataInput!$B682,DataInput!K682,NA())","v":0.95056647580823805},null,null,"SA Davenport West",null,null,null,null,false,null,null,{"$error":"#N/A"},{"$error":"#N/A"},{"$error":"#N/A"},{"$error":"#N/A"},{"$error":"#N/A"},{"$error":"#N/A"},{"$error":"#N/A"},{"$error":"#N/A"},{"$error":"#N/A"},{"$error":"#N/A"}]
[null,{"$f":"IF(DataInput!B683=$B$8,IF($B$9=$B$10,TRUE,IF(DataInput!E683=$B$9,TRUE,FALSE)))","v":true},null,null,{"$f":"IF(B684=TRUE,DataInput!B683,NA())","v":"SA"},{"$f":"IF($E684=DataInput!$B683,DataInput!C683,NA())","v":"SDAW"},{"$f":"IF($E684=DataInput!$B683,DataInput!D683,NA())","v":"Davenport West"},{"$f":"IF($E684=DataInput!$B683,DataInput!E683,NA())","v":"SAPN"},{"$f":"IF($E684=DataInput!$B683,DataInput!F683,NA())","v":"Winter"},{"$f":"IF($E684=DataInput!$B683,DataInput!G683,NA())","v":"Non-Coincident"},{"$f":"IF($E684=DataInput!$B683,DataInput!H683,NA())","v":2018},{"$f":"IF($E684=DataInput!$B683,DataInput!I683,NA())","v":"POE50"},{"$f":"IF($E684=DataInput!$B683,DataInput!J683,NA())","v":26.473501565781302},{"$f":"IF($E684=DataInput!$B683,DataInput!K683,NA())","v":0.95234756568519896},null,null,"SA Davenport West",null,null,null,null,false,null,null,{"$error":"#N/A"},{"$error":"#N/A"},{"$error":"#N/A"},{"$error":"#N/A"},{"$error":"#N/A"},{"$error":"#N/A"},{"$error":"#N/A"},{"$error":"#N/A"},{"$error":"#N/A"},{"$error":"#N/A"}]
[null,{"$f":"IF(DataInput!B684=$B$8,IF($B$9=$B$10,TRUE,IF(DataInput!E684=$B$9,TRUE,FALSE)))","v":true},null,null,{"$f":"IF(B685=TRUE,DataInput!B684,NA())","v":"SA"},{"$f":"IF($E685=DataInput!$B684,DataInput!C684,NA())","v":"SDAW"},{"$f":"IF($E685=DataInput!$B684,DataInput!D684,NA())","v":"Davenport West"},{"$f":"IF($E685=DataInput!$B684,DataInput!E684,NA())","v":"SAPN"},{"$f":"IF($E685=DataInput!$B684,DataInput!F684,NA())","v":"Winter"},{"$f":"IF($E685=DataInput!$B684,DataInput!G684,NA())","v":"Non-Coincident"},{"$f":"IF($E685=DataInput!$B684,DataInput!H684,NA())","v":2019},{"$f":"IF($E685=DataInput!$B684,DataInput!I684,NA())","v":"POE50"},{"$f":"IF($E685=DataInput!$B684,DataInput!J684,NA())","v":26.7672853003419},{"$f":"IF($E685=DataInput!$B684,DataInput!K684,NA())","v":0.95605101643732604},null,null,"SA Davenport West",null,null,null,null,false,null,null,{"$error":"#N/A"},{"$error":"#N/A"},{"$error":"#N/A"},{"$error":"#N/A"},{"$error":"#N/A"},{"$error":"#N/A"},{"$error":"#N/A"},{"$error":"#N/A"},{"$error":"#N/A"},{"$error":"#N/A"}]
[null,{"$f":"IF(DataInput!B685=$B$8,IF($B$9=$B$10,TRUE,IF(DataInput!E685=$B$9,TRUE,FALSE)))","v":true},null,null,{"$f":"IF(B686=TRUE,DataInput!B685,NA())","v":"SA"},{"$f":"IF($E686=DataInput!$B685,DataInput!C685,NA())","v":"SDAW"},{"$f":"IF($E686=DataInput!$B685,DataInput!D685,NA())","v":"Davenport West"},{"$f":"IF($E686=DataInput!$B685,DataInput!E685,NA())","v":"SAPN"},{"$f":"IF($E686=DataInput!$B685,DataInput!F685,NA())","v":"Winter"},{"$f":"IF($E686=DataInput!$B685,DataInput!G685,NA())","v":"Non-Coincident"},{"$f":"IF($E686=DataInput!$B685,DataInput!H685,NA())","v":2020},{"$f":"IF($E686=DataInput!$B685,DataInput!I685,NA())","v":"POE50"},{"$f":"IF($E686=DataInput!$B685,DataInput!J685,NA())","v":26.983364099323701},{"$f":"IF($E686=DataInput!$B685,DataInput!K685,NA())","v":0.95448095638290997},null,null,"SA Davenport West",null,null,null,null,false,null,null,{"$error":"#N/A"},{"$error":"#N/A"},{"$error":"#N/A"},{"$error":"#N/A"},{"$error":"#N/A"},{"$error":"#N/A"},{"$error":"#N/A"},{"$error":"#N/A"},{"$error":"#N/A"},{"$error":"#N/A"}]
[null,{"$f":"IF(DataInput!B686=$B$8,IF($B$9=$B$10,TRUE,IF(DataInput!E686=$B$9,TRUE,FALSE)))","v":true},null,null,{"$f":"IF(B687=TRUE,DataInput!B686,NA())","v":"SA"},{"$f":"IF($E687=DataInput!$B686,DataInput!C686,NA())","v":"SDAW"},{"$f":"IF($E687=DataInput!$B686,DataInput!D686,NA())","v":"Davenport West"},{"$f":"IF($E687=DataInput!$B686,DataInput!E686,NA())","v":"SAPN"},{"$f":"IF($E687=DataInput!$B686,DataInput!F686,NA())","v":"Winter"},{"$f":"IF($E687=DataInput!$B686,DataInput!G686,NA())","v":"Non-Coincident"},{"$f":"IF($E687=DataInput!$B686,DataInput!H686,NA())","v":2021},{"$f":"IF($E687=DataInput!$B686,DataInput!I686,NA())","v":"POE50"},{"$f":"IF($E687=DataInput!$B686,DataInput!J686,NA())","v":27.089288418106399},{"$f":"IF($E687=DataInput!$B686,DataInput!K686,NA())","v":0.95453563123299301},null,null,"SA Davenport West",null,null,null,null,false,null,null,{"$error":"#N/A"},{"$error":"#N/A"},{"$error":"#N/A"},{"$error":"#N/A"},{"$error":"#N/A"},{"$error":"#N/A"},{"$error":"#N/A"},{"$error":"#N/A"},{"$error":"#N/A"},{"$error":"#N/A"}]
[null,{"$f":"IF(DataInput!B687=$B$8,IF($B$9=$B$10,TRUE,IF(DataInput!E687=$B$9,TRUE,FALSE)))","v":true},null,null,{"$f":"IF(B688=TRUE,DataInput!B687,NA())","v":"SA"},{"$f":"IF($E688=DataInput!$B687,DataInput!C687,NA())","v":"SDAW"},{"$f":"IF($E688=DataInput!$B687,DataInput!D687,NA())","v":"Davenport West"},{"$f":"IF($E688=DataInput!$B687,DataInput!E687,NA())","v":"SAPN"},{"$f":"IF($E688=DataInput!$B687,DataInput!F687,NA())","v":"Winter"},{"$f":"IF($E688=DataInput!$B687,DataInput!G687,NA())","v":"Non-Coincident"},{"$f":"IF($E688=DataInput!$B687,DataInput!H687,NA())","v":2022},{"$f":"IF($E688=DataInput!$B687,DataInput!I687,NA())","v":"POE50"},{"$f":"IF($E688=DataInput!$B687,DataInput!J687,NA())","v":27.1624144796025},{"$f":"IF($E688=DataInput!$B687,DataInput!K687,NA())","v":0.954592324464554},null,null,"SA Davenport West",null,null,null,null,false,null,null,{"$error":"#N/A"},{"$error":"#N/A"},{"$error":"#N/A"},{"$error":"#N/A"},{"$error":"#N/A"},{"$error":"#N/A"},{"$error":"#N/A"},{"$error":"#N/A"},{"$error":"#N/A"},{"$error":"#N/A"}]
[null,{"$f":"IF(DataInput!B688=$B$8,IF($B$9=$B$10,TRUE,IF(DataInput!E688=$B$9,TRUE,FALSE)))","v":true},null,null,{"$f":"IF(B689=TRUE,DataInput!B688,NA())","v":"SA"},{"$f":"IF($E689=DataInput!$B688,DataInput!C688,NA())","v":"SDAW"},{"$f":"IF($E689=DataInput!$B688,DataInput!D688,NA())","v":"Davenport West"},{"$f":"IF($E689=DataInput!$B688,DataInput!E688,NA())","v":"SAPN"},{"$f":"IF($E689=DataInput!$B688,DataInput!F688,NA())","v":"Winter"},{"$f":"IF($E689=DataInput!$B688,DataInput!G688,NA())","v":"Non-Coincident"},{"$f":"IF($E689=DataInput!$B688,DataInput!H688,NA())","v":2023},{"$f":"IF($E689=DataInput!$B688,DataInput!I688,NA())","v":"POE50"},{"$f":"IF($E689=DataInput!$B688,DataInput!J688,NA())","v":27.203264642652201},{"$f":"IF($E689=DataInput!$B688,DataInput!K688,NA())","v":0.954650895698827},null,null,"SA Davenport West",null,null,null,null,false,null,null,{"$error":"#N/A"},{"$error":"#N/A"},{"$error":"#N/A"},{"$error":"#N/A"},{"$error":"#N/A"},{"$error":"#N/A"},{"$error":"#N/A"},{"$error":"#N/A"},{"$error":"#N/A"},{"$error":"#N/A"}]
[null,{"$f":"IF(DataInput!B689=$B$8,IF($B$9=$B$10,TRUE,IF(DataInput!E689=$B$9,TRUE,FALSE)))","v":true},null,null,{"$f":"IF(B690=TRUE,DataInput!B689,NA())","v":"SA"},{"$f":"IF($E690=DataInput!$B689,DataInput!C689,NA())","v":"SDAW"},{"$f":"IF($E690=DataInput!$B689,DataInput!D689,NA())","v":"Davenport West"},{"$f":"IF($E690=DataInput!$B689,DataInput!E689,NA())","v":"SAPN"},{"$f":"IF($E690=DataInput!$B689,DataInput!F689,NA())","v":"Winter"},{"$f":"IF($E690=DataInput!$B689,DataInput!G689,NA())","v":"Non-Coincident"},{"$f":"IF($E690=DataInput!$B689,DataInput!H689,NA())","v":2024},{"$f":"IF($E690=DataInput!$B689,DataInput!I689,NA())","v":"POE50"},{"$f":"IF($E690=DataInput!$B689,DataInput!J689,NA())","v":27.265992823504298},{"$f":"IF($E690=DataInput!$B689,DataInput!K689,NA())","v":0.95471121154780803},null,null,"SA Davenport West",null,null,null,null,false,null,null,{"$error":"#N/A"},{"$error":"#N/A"},{"$error":"#N/A"},{"$error":"#N/A"},{"$error":"#N/A"},{"$error":"#N/A"},{"$error":"#N/A"},{"$error":"#N/A"},{"$error":"#N/A"},{"$error":"#N/A"}]
[null,{"$f":"IF(DataInput!B690=$B$8,IF($B$9=$B$10,TRUE,IF(DataInput!E690=$B$9,TRUE,FALSE)))","v":true},null,null,{"$f":"IF(B691=TRUE,DataInput!B690,NA())","v":"SA"},{"$f":"IF($E691=DataInput!$B690,DataInput!C690,NA())","v":"SDAW"},{"$f":"IF($E691=DataInput!$B690,DataInput!D690,NA())","v":"Davenport West"},{"$f":"IF($E691=DataInput!$B690,DataInput!E690,NA())","v":"SAPN"},{"$f":"IF($E691=DataInput!$B690,DataInput!F690,NA())","v":"Winter"},{"$f":"IF($E691=DataInput!$B690,DataInput!G690,NA())","v":"Non-Coincident"},{"$f":"IF($E691=DataInput!$B690,DataInput!H690,NA())","v":2025},{"$f":"IF($E691=DataInput!$B690,DataInput!I690,NA())","v":"POE50"},{"$f":"IF($E691=DataInput!$B690,DataInput!J690,NA())","v":27.287627481054798},{"$f":"IF($E691=DataInput!$B690,DataInput!K690,NA())","v":0.95477315070274904},null,null,"SA Davenport West",null,null,null,null,false,null,null,{"$error":"#N/A"},{"$error":"#N/A"},{"$error":"#N/A"},{"$error":"#N/A"},{"$error":"#N/A"},{"$error":"#N/A"},{"$error":"#N/A"},{"$error":"#N/A"},{"$error":"#N/A"},{"$error":"#N/A"}]
[null,{"$f":"IF(DataInput!B691=$B$8,IF($B$9=$B$10,TRUE,IF(DataInput!E691=$B$9,TRUE,FALSE)))","v":true},null,null,{"$f":"IF(B692=TRUE,DataInput!B691,NA())","v":"SA"},{"$f":"IF($E692=DataInput!$B691,DataInput!C691,NA())","v":"SDRN"},{"$f":"IF($E692=DataInput!$B691,DataInput!D691,NA())","v":"Dorrien"},{"$f":"IF($E692=DataInput!$B691,DataInput!E691,NA())","v":"SAPN"},{"$f":"IF($E692=DataInput!$B691,DataInput!F691,NA())","v":"Summer"},{"$f":"IF($E692=DataInput!$B691,DataInput!G691,NA())","v":"Non-Coincident"},{"$f":"IF($E692=DataInput!$B691,DataInput!H691,NA())","v":2017},{"$f":"IF($E692=DataInput!$B691,DataInput!I691,NA())","v":"POE10"},{"$f":"IF($E692=DataInput!$B691,DataInput!J691,NA())","v":61.0395776946418},{"$f":"IF($E692=DataInput!$B691,DataInput!K691,NA())","v":0.85066664219271904},null,null,"SA Dorrien",null,null,null,null,false,null,null,{"$error":"#N/A"},{"$error":"#N/A"},{"$error":"#N/A"},{"$error":"#N/A"},{"$error":"#N/A"},{"$error":"#N/A"},{"$error":"#N/A"},{"$error":"#N/A"},{"$error":"#N/A"},{"$error":"#N/A"}]
[null,{"$f":"IF(DataInput!B692=$B$8,IF($B$9=$B$10,TRUE,IF(DataInput!E692=$B$9,TRUE,FALSE)))","v":true},null,null,{"$f":"IF(B693=TRUE,DataInput!B692,NA())","v":"SA"},{"$f":"IF($E693=DataInput!$B692,DataInput!C692,NA())","v":"SDRN"},{"$f":"IF($E693=DataInput!$B692,DataInput!D692,NA())","v":"Dorrien"},{"$f":"IF($E693=DataInput!$B692,DataInput!E692,NA())","v":"SAPN"},{"$f":"IF($E693=DataInput!$B692,DataInput!F692,NA())","v":"Summer"},{"$f":"IF($E693=DataInput!$B692,DataInput!G692,NA())","v":"Non-Coincident"},{"$f":"IF($E693=DataInput!$B692,DataInput!H692,NA())","v":2018},{"$f":"IF($E693=DataInput!$B692,DataInput!I692,NA())","v":"POE10"},{"$f":"IF($E693=DataInput!$B692,DataInput!J692,NA())","v":60.616406106999797},{"$f":"IF($E693=DataInput!$B692,DataInput!K692,NA())","v":0.84257901925456802},null,null,"SA Dorrien",null,null,null,null,false,null,null,{"$error":"#N/A"},{"$error":"#N/A"},{"$error":"#N/A"},{"$error":"#N/A"},{"$error":"#N/A"},{"$error":"#N/A"},{"$error":"#N/A"},{"$error":"#N/A"},{"$error":"#N/A"},{"$error":"#N/A"}]
[null,{"$f":"IF(DataInput!B693=$B$8,IF($B$9=$B$10,TRUE,IF(DataInput!E693=$B$9,TRUE,FALSE)))","v":true},null,null,{"$f":"IF(B694=TRUE,DataInput!B693,NA())","v":"SA"},{"$f":"IF($E694=DataInput!$B693,DataInput!C693,NA())","v":"SDRN"},{"$f":"IF($E694=DataInput!$B693,DataInput!D693,NA())","v":"Dorrien"},{"$f":"IF($E694=DataInput!$B693,DataInput!E693,NA())","v":"SAPN"},{"$f":"IF($E694=DataInput!$B693,DataInput!F693,NA())","v":"Summer"},{"$f":"IF($E694=DataInput!$B693,DataInput!G693,NA())","v":"Non-Coincident"},{"$f":"IF($E694=DataInput!$B693,DataInput!H693,NA())","v":2019},{"$f":"IF($E694=DataInput!$B693,DataInput!I693,NA())","v":"POE10"},{"$f":"IF($E694=DataInput!$B693,DataInput!J693,NA())","v":60.408548746947702},{"$f":"IF($E694=DataInput!$B693,DataInput!K693,NA())","v":0.84883628259003796},null,null,"SA Dorrien",null,null,null,null,false,null,null,{"$error":"#N/A"},{"$error":"#N/A"},{"$error":"#N/A"},{"$error":"#N/A"},{"$error":"#N/A"},{"$error":"#N/A"},{"$error":"#N/A"},{"$error":"#N/A"},{"$error":"#N/A"},{"$error":"#N/A"}]
[null,{"$f":"IF(DataInput!B694=$B$8,IF($B$9=$B$10,TRUE,IF(DataInput!E694=$B$9,TRUE,FALSE)))","v":true},null,null,{"$f":"IF(B695=TRUE,DataInput!B694,NA())","v":"SA"},{"$f":"IF($E695=DataInput!$B694,DataInput!C694,NA())","v":"SDRN"},{"$f":"IF($E695=DataInput!$B694,DataInput!D694,NA())","v":"Dorrien"},{"$f":"IF($E695=DataInput!$B694,DataInput!E694,NA())","v":"SAPN"},{"$f":"IF($E695=DataInput!$B694,DataInput!F694,NA())","v":"Summer"},{"$f":"IF($E695=DataInput!$B694,DataInput!G694,NA())","v":"Non-Coincident"},{"$f":"IF($E695=DataInput!$B694,DataInput!H694,NA())","v":2020},{"$f":"IF($E695=DataInput!$B694,DataInput!I694,NA())","v":"POE10"},{"$f":"IF($E695=DataInput!$B694,DataInput!J694,NA())","v":58.484373665263398},{"$f":"IF($E695=DataInput!$B694,DataInput!K694,NA())","v":0.84236581715723402},null,null,"SA Dorrien",null,null,null,null,false,null,null,{"$error":"#N/A"},{"$f":"IF($V695=TRUE,F695,NA())","v":{"$error":"#N/A"}},{"$f":"IF($V695=TRUE,G695,NA())","v":{"$error":"#N/A"}},{"$f":"IF($V695=TRUE,H695,NA())","v":{"$error":"#N/A"}},{"$f":"IF($V695=TRUE,I695,NA())","v":{"$error":"#N/A"}},{"$f":"IF($V695=TRUE,J695,NA())","v":{"$error":"#N/A"}},{"$f":"IF($V695=TRUE,K695,NA())","v":{"$error":"#N/A"}},{"$f":"IF($V695=TRUE,L695,NA())","v":{"$error":"#N/A"}},{"$f":"IF($V695=TRUE,M695,NA())","v":{"$error":"#N/A"}},{"$f":"IF($V695=TRUE,N695,NA())","v":{"$error":"#N/A"}}]
[null,{"$f":"IF(DataInput!B695=$B$8,IF($B$9=$B$10,TRUE,IF(DataInput!E695=$B$9,TRUE,FALSE)))","v":true},null,null,{"$f":"IF(B696=TRUE,DataInput!B695,NA())","v":"SA"},{"$f":"IF($E696=DataInput!$B695,DataInput!C695,NA())","v":"SDRN"},{"$f":"IF($E696=DataInput!$B695,DataInput!D695,NA())","v":"Dorrien"},{"$f":"IF($E696=DataInput!$B695,DataInput!E695,NA())","v":"SAPN"},{"$f":"IF($E696=DataInput!$B695,DataInput!F695,NA())","v":"Summer"},{"$f":"IF($E696=DataInput!$B695,DataInput!G695,NA())","v":"Non-Coincident"},{"$f":"IF($E696=DataInput!$B695,DataInput!H695,NA())","v":2021},{"$f":"IF($E696=DataInput!$B695,DataInput!I695,NA())","v":"POE10"},{"$f":"IF($E696=DataInput!$B695,DataInput!J695,NA())","v":56.7453628888344},{"$f":"IF($E696=DataInput!$B695,DataInput!K695,NA())","v":0.85132188878344806},null,null,"SA Dorrien",null,null,null,null,false,null,null,{"$error":"#N/A"},{"$error":"#N/A"},{"$error":"#N/A"},{"$error":"#N/A"},{"$error":"#N/A"},{"$error":"#N/A"},{"$error":"#N/A"},{"$error":"#N/A"},{"$error":"#N/A"},{"$error":"#N/A"}]
[null,{"$f":"IF(DataInput!B696=$B$8,IF($B$9=$B$10,TRUE,IF(DataInput!E696=$B$9,TRUE,FALSE)))","v":true},null,null,{"$f":"IF(B697=TRUE,DataInput!B696,NA())","v":"SA"},{"$f":"IF($E697=DataInput!$B696,DataInput!C696,NA())","v":"SDRN"},{"$f":"IF($E697=DataInput!$B696,DataInput!D696,NA())","v":"Dorrien"},{"$f":"IF($E697=DataInput!$B696,DataInput!E696,NA())","v":"SAPN"},{"$f":"IF($E697=DataInput!$B696,DataInput!F696,NA())","v":"Summer"},{"$f":"IF($E697=DataInput!$B696,DataInput!G696,NA())","v":"Non-Coincident"},{"$f":"IF($E697=DataInput!$B696,DataInput!H696,NA())","v":2022},{"$f":"IF($E697=DataInput!$B696,DataInput!I696,NA())","v":"POE10"},{"$f":"IF($E697=DataInput!$B696,DataInput!J696,NA())","v":55.082406785308798},{"$f":"IF($E697=DataInput!$B696,DataInput!K696,NA())","v":0.85141758119258404},null,null,"SA Dorrien",null,null,null,null,false,null,null,{"$error":"#N/A"},{"$error":"#N/A"},{"$error":"#N/A"},{"$error":"#N/A"},{"$error":"#N/A"},{"$error":"#N/A"},{"$error":"#N/A"},{"$error":"#N/A"},{"$error":"#N/A"},{"$error":"#N/A"}]
[null,{"$f":"IF(DataInput!B697=$B$8,IF($B$9=$B$10,TRUE,IF(DataInput!E697=$B$9,TRUE,FALSE)))","v":true},null,null,{"$f":"IF(B698=TRUE,DataInput!B697,NA())","v":"SA"},{"$f":"IF($E698=DataInput!$B697,DataInput!C697,NA())","v":"SDRN"},{"$f":"IF($E698=DataInput!$B697,DataInput!D697,NA())","v":"Dorrien"},{"$f":"IF($E698=DataInput!$B697,DataInput!E697,NA())","v":"SAPN"},{"$f":"IF($E698=DataInput!$B697,DataInput!F697,NA())","v":"Summer"},{"$f":"IF($E698=DataInput!$B697,DataInput!G697,NA())","v":"Non-Coincident"},{"$f":"IF($E698=DataInput!$B697,DataInput!H697,NA())","v":2023},{"$f":"IF($E698=DataInput!$B697,DataInput!I697,NA())","v":"POE10"},{"$f":"IF($E698=DataInput!$B697,DataInput!J697,NA())","v":53.934665391061401},{"$f":"IF($E698=DataInput!$B697,DataInput!K697,NA())","v":0.85152349827458595},null,null,"SA Dorrien",null,null,null,null,false,null,null,{"$error":"#N/A"},{"$error":"#N/A"},{"$error":"#N/A"},{"$error":"#N/A"},{"$error":"#N/A"},{"$error":"#N/A"},{"$error":"#N/A"},{"$error":"#N/A"},{"$error":"#N/A"},{"$error":"#N/A"}]
[null,{"$f":"IF(DataInput!B698=$B$8,IF($B$9=$B$10,TRUE,IF(DataInput!E698=$B$9,TRUE,FALSE)))","v":true},null,null,{"$f":"IF(B699=TRUE,DataInput!B698,NA())","v":"SA"},{"$f":"IF($E699=DataInput!$B698,DataInput!C698,NA())","v":"SDRN"},{"$f":"IF($E699=DataInput!$B698,DataInput!D698,NA())","v":"Dorrien"},{"$f":"IF($E699=DataInput!$B698,DataInput!E698,NA())","v":"SAPN"},{"$f":"IF($E699=DataInput!$B698,DataInput!F698,NA())","v":"Summer"},{"$f":"IF($E699=DataInput!$B698,DataInput!G698,NA())","v":"Non-Coincident"},{"$f":"IF($E699=DataInput!$B698,DataInput!H698,NA())","v":2024},{"$f":"IF($E699=DataInput!$B698,DataInput!I698,NA())","v":"POE10"},{"$f":"IF($E699=DataInput!$B698,DataInput!J698,NA())","v":53.341026578419097},{"$f":"IF($E699=DataInput!$B698,DataInput!K698,NA())","v":0.85162850565704495},null,null,"SA Dorrien",null,null,null,null,false,null,null,{"$error":"#N/A"},{"$error":"#N/A"},{"$error":"#N/A"},{"$error":"#N/A"},{"$error":"#N/A"},{"$error":"#N/A"},{"$error":"#N/A"},{"$error":"#N/A"},{"$error":"#N/A"},{"$error":"#N/A"}]
[null,{"$f":"IF(DataInput!B699=$B$8,IF($B$9=$B$10,TRUE,IF(DataInput!E699=$B$9,TRUE,FALSE)))","v":true},null,null,{"$f":"IF(B700=TRUE,DataInput!B699,NA())","v":"SA"},{"$f":"IF($E700=DataInput!$B699,DataInput!C699,NA())","v":"SDRN"},{"$f":"IF($E700=DataInput!$B699,DataInput!D699,NA())","v":"Dorrien"},{"$f":"IF($E700=DataInput!$B699,DataInput!E699,NA())","v":"SAPN"},{"$f":"IF($E700=DataInput!$B699,DataInput!F699,NA())","v":"Summer"},{"$f":"IF($E700=DataInput!$B699,DataInput!G699,NA())","v":"Non-Coincident"},{"$f":"IF($E700=DataInput!$B699,DataInput!H699,NA())","v":2025},{"$f":"IF($E700=DataInput!$B699,DataInput!I699,NA())","v":"POE10"},{"$f":"IF($E700=DataInput!$B699,DataInput!J699,NA())","v":52.321746599593297},{"$f":"IF($E700=DataInput!$B699,DataInput!K699,NA())","v":0.85173349758005801},null,null,"SA Dorrien",null,null,null,null,false,null,null,{"$error":"#N/A"},{"$error":"#N/A"},{"$error":"#N/A"},{"$error":"#N/A"},{"$error":"#N/A"},{"$error":"#N/A"},{"$error":"#N/A"},{"$error":"#N/A"},{"$error":"#N/A"},{"$error":"#N/A"}]
[null,{"$f":"IF(DataInput!B700=$B$8,IF($B$9=$B$10,TRUE,IF(DataInput!E700=$B$9,TRUE,FALSE)))","v":true},null,null,{"$f":"IF(B701=TRUE,DataInput!B700,NA())","v":"SA"},{"$f":"IF($E701=DataInput!$B700,DataInput!C700,NA())","v":"SDRN"},{"$f":"IF($E701=DataInput!$B700,DataInput!D700,NA())","v":"Dorrien"},{"$f":"IF($E701=DataInput!$B700,DataInput!E700,NA())","v":"SAPN"},{"$f":"IF($E701=DataInput!$B700,DataInput!F700,NA())","v":"Summer"},{"$f":"IF($E701=DataInput!$B700,DataInput!G700,NA())","v":"Non-Coincident"},{"$f":"IF($E701=DataInput!$B700,DataInput!H700,NA())","v":2026},{"$f":"IF($E701=DataInput!$B700,DataInput!I700,NA())","v":"POE10"},{"$f":"IF($E701=DataInput!$B700,DataInput!J700,NA())","v":50.980537297193699},{"$f":"IF($E701=DataInput!$B700,DataInput!K700,NA())","v":0.85183625104962102},null,null,"SA Dorrien",null,null,null,null,false,null,null,{"$error":"#N/A"},{"$error":"#N/A"},{"$error":"#N/A"},{"$error":"#N/A"},{"$error":"#N/A"},{"$error":"#N/A"},{"$error":"#N/A"},{"$error":"#N/A"},{"$error":"#N/A"},{"$error":"#N/A"}]
[null,{"$f":"IF(DataInput!B701=$B$8,IF($B$9=$B$10,TRUE,IF(DataInput!E701=$B$9,TRUE,FALSE)))","v":true},null,null,{"$f":"IF(B702=TRUE,DataInput!B701,NA())","v":"SA"},{"$f":"IF($E702=DataInput!$B701,DataInput!C701,NA())","v":"SDRN"},{"$f":"IF($E702=DataInput!$B701,DataInput!D701,NA())","v":"Dorrien"},{"$f":"IF($E702=DataInput!$B701,DataInput!E701,NA())","v":"SAPN"},{"$f":"IF($E702=DataInput!$B701,DataInput!F701,NA())","v":"Summer"},{"$f":"IF($E702=DataInput!$B701,DataInput!G701,NA())","v":"Non-Coincident"},{"$f":"IF($E702=DataInput!$B701,DataInput!H701,NA())","v":2017},{"$f":"IF($E702=DataInput!$B701,DataInput!I701,NA())","v":"POE50"},{"$f":"IF($E702=DataInput!$B701,DataInput!J701,NA())","v":56.551364720997199},{"$f":"IF($E702=DataInput!$B701,DataInput!K701,NA())","v":0.82638660733881697},null,null,"SA Dorrien",null,null,null,null,false,null,null,{"$error":"#N/A"},{"$error":"#N/A"},{"$error":"#N/A"},{"$error":"#N/A"},{"$error":"#N/A"},{"$error":"#N/A"},{"$error":"#N/A"},{"$error":"#N/A"},{"$error":"#N/A"},{"$error":"#N/A"}]
[null,{"$f":"IF(DataInput!B702=$B$8,IF($B$9=$B$10,TRUE,IF(DataInput!E702=$B$9,TRUE,FALSE)))","v":true},null,null,{"$f":"IF(B703=TRUE,DataInput!B702,NA())","v":"SA"},{"$f":"IF($E703=DataInput!$B702,DataInput!C702,NA())","v":"SDRN"},{"$f":"IF($E703=DataInput!$B702,DataInput!D702,NA())","v":"Dorrien"},{"$f":"IF($E703=DataInput!$B702,DataInput!E702,NA())","v":"SAPN"},{"$f":"IF($E703=DataInput!$B702,DataInput!F702,NA())","v":"Summer"},{"$f":"IF($E703=DataInput!$B702,DataInput!G702,NA())","v":"Non-Coincident"},{"$f":"IF($E703=DataInput!$B702,DataInput!H702,NA())","v":2018},{"$f":"IF($E703=DataInput!$B702,DataInput!I702,NA())","v":"POE50"},{"$f":"IF($E703=DataInput!$B702,DataInput!J702,NA())","v":56.100889043118002},{"$f":"IF($E703=DataInput!$B702,DataInput!K702,NA())","v":0.81839486233966796},null,null,"SA Dorrien",null,null,null,null,false,null,null,{"$error":"#N/A"},{"$error":"#N/A"},{"$error":"#N/A"},{"$error":"#N/A"},{"$error":"#N/A"},{"$error":"#N/A"},{"$error":"#N/A"},{"$error":"#N/A"},{"$error":"#N/A"},{"$error":"#N/A"}]
[null,{"$f":"IF(DataInput!B703=$B$8,IF($B$9=$B$10,TRUE,IF(DataInput!E703=$B$9,TRUE,FALSE)))","v":true},null,null,{"$f":"IF(B704=TRUE,DataInput!B703,NA())","v":"SA"},{"$f":"IF($E704=DataInput!$B703,DataInput!C703,NA())","v":"SDRN"},{"$f":"IF($E704=DataInput!$B703,DataInput!D703,NA())","v":"Dorrien"},{"$f":"IF($E704=DataInput!$B703,DataInput!E703,NA())","v":"SAPN"},{"$f":"IF($E704=DataInput!$B703,DataInput!F703,NA())","v":"Summer"},{"$f":"IF($E704=DataInput!$B703,DataInput!G703,NA())","v":"Non-Coincident"},{"$f":"IF($E704=DataInput!$B703,DataInput!H703,NA())","v":2019},{"$f":"IF($E704=DataInput!$B703,DataInput!I703,NA())","v":"POE50"},{"$f":"IF($E704=DataInput!$B703,DataInput!J703,NA())","v":55.200008825313603},{"$f":"IF($E704=DataInput!$B703,DataInput!K703,NA())","v":0.814761607803557},null,null,"SA Dorrien",null,null,null,null,false,null,null,{"$error":"#N/A"},{"$error":"#N/A"},{"$error":"#N/A"},{"$error":"#N/A"},{"$error":"#N/A"},{"$error":"#N/A"},{"$error":"#N/A"},{"$error":"#N/A"},{"$error":"#N/A"},{"$error":"#N/A"}]
[null,{"$f":"IF(DataInput!B704=$B$8,IF($B$9=$B$10,TRUE,IF(DataInput!E704=$B$9,TRUE,FALSE)))","v":true},null,null,{"$f":"IF(B705=TRUE,DataInput!B704,NA())","v":"SA"},{"$f":"IF($E705=DataInput!$B704,DataInput!C704,NA())","v":"SDRN"},{"$f":"IF($E705=DataInput!$B704,DataInput!D704,NA())","v":"Dorrien"},{"$f":"IF($E705=DataInput!$B704,DataInput!E704,NA())","v":"SAPN"},{"$f":"IF($E705=DataInput!$B704,DataInput!F704,NA())","v":"Summer"},{"$f":"IF($E705=DataInput!$B704,DataInput!G704,NA())","v":"Non-Coincident"},{"$f":"IF($E705=DataInput!$B704,DataInput!H704,NA())","v":2020},{"$f":"IF($E705=DataInput!$B704,DataInput!I704,NA())","v":"POE50"},{"$f":"IF($E705=DataInput!$B704,DataInput!J704,NA())","v":53.686991830073197},{"$f":"IF($E705=DataInput!$B704,DataInput!K704,NA())","v":0.81655766273538199},null,null,"SA Dorrien",null,null,null,null,false,null,null,{"$error":"#N/A"},{"$error":"#N/A"},{"$error":"#N/A"},{"$error":"#N/A"},{"$error":"#N/A"},{"$error":"#N/A"},{"$error":"#N/A"},{"$error":"#N/A"},{"$error":"#N/A"},{"$error":"#N/A"}]
[null,{"$f":"IF(DataInput!B705=$B$8,IF($B$9=$B$10,TRUE,IF(DataInput!E705=$B$9,TRUE,FALSE)))","v":true},null,null,{"$f":"IF(B706=TRUE,DataInput!B705,NA())","v":"SA"},{"$f":"IF($E706=DataInput!$B705,DataInput!C705,NA())","v":"SDRN"},{"$f":"IF($E706=DataInput!$B705,DataInput!D705,NA())","v":"Dorrien"},{"$f":"IF($E706=DataInput!$B705,DataInput!E705,NA())","v":"SAPN"},{"$f":"IF($E706=DataInput!$B705,DataInput!F705,NA())","v":"Summer"},{"$f":"IF($E706=DataInput!$B705,DataInput!G705,NA())","v":"Non-Coincident"},{"$f":"IF($E706=DataInput!$B705,DataInput!H705,NA())","v":2021},{"$f":"IF($E706=DataInput!$B705,DataInput!I705,NA())","v":"POE50"},{"$f":"IF($E706=DataInput!$B705,DataInput!J705,NA())","v":52.2419898983539},{"$f":"IF($E706=DataInput!$B705,DataInput!K705,NA())","v":0.82702562929934897},null,null,"SA Dorrien",null,null,null,null,false,null,null,{"$error":"#N/A"},{"$error":"#N/A"},{"$error":"#N/A"},{"$error":"#N/A"},{"$error":"#N/A"},{"$error":"#N/A"},{"$error":"#N/A"},{"$error":"#N/A"},{"$error":"#N/A"},{"$error":"#N/A"}]
[null,{"$f":"IF(DataInput!B706=$B$8,IF($B$9=$B$10,TRUE,IF(DataInput!E706=$B$9,TRUE,FALSE)))","v":true},null,null,{"$f":"IF(B707=TRUE,DataInput!B706,NA())","v":"SA"},{"$f":"IF($E707=DataInput!$B706,DataInput!C706,NA())","v":"SDRN"},{"$f":"IF($E707=DataInput!$B706,DataInput!D706,NA())","v":"Dorrien"},{"$f":"IF($E707=DataInput!$B706,DataInput!E706,NA())","v":"SAPN"},{"$f":"IF($E707=DataInput!$B706,DataInput!F706,NA())","v":"Summer"},{"$f":"IF($E707=DataInput!$B706,DataInput!G706,NA())","v":"Non-Coincident"},{"$f":"IF($E707=DataInput!$B706,DataInput!H706,NA())","v":2022},{"$f":"IF($E707=DataInput!$B706,DataInput!I706,NA())","v":"POE50"},{"$f":"IF($E707=DataInput!$B706,DataInput!J706,NA())","v":50.264644028584399},{"$f":"IF($E707=DataInput!$B706,DataInput!K706,NA())","v":0.82713007721621501},null,null,"SA Dorrien",null,null,null,null,false,null,null,{"$error":"#N/A"},{"$error":"#N/A"},{"$error":"#N/A"},{"$error":"#N/A"},{"$error":"#N/A"},{"$error":"#N/A"},{"$error":"#N/A"},{"$error":"#N/A"},{"$error":"#N/A"},{"$error":"#N/A"}]
[null,{"$f":"IF(DataInput!B707=$B$8,IF($B$9=$B$10,TRUE,IF(DataInput!E707=$B$9,TRUE,FALSE)))","v":true},null,null,{"$f":"IF(B708=TRUE,DataInput!B707,NA())","v":"SA"},{"$f":"IF($E708=DataInput!$B707,DataInput!C707,NA())","v":"SDRN"},{"$f":"IF($E708=DataInput!$B707,DataInput!D707,NA())","v":"Dorrien"},{"$f":"IF($E708=DataInput!$B707,DataInput!E707,NA())","v":"SAPN"},{"$f":"IF($E708=DataInput!$B707,DataInput!F707,NA())","v":"Summer"},{"$f":"IF($E708=DataInput!$B707,DataInput!G707,NA())","v":"Non-Coincident"},{"$f":"IF($E708=DataInput!$B707,DataInput!H707,NA())","v":2023},{"$f":"IF($E708=DataInput!$B707,DataInput!I707,NA())","v":"POE50"},{"$f":"IF($E708=DataInput!$B707,DataInput!J707,NA())","v":49.521202892226697},{"$f":"IF($E708=DataInput!$B707,DataInput!K707,NA())","v":0.827232878752999},null,null,"SA Dorrien",null,null,null,null,false,null,null,{"$error":"#N/A"},{"$error":"#N/A"},{"$error":"#N/A"},{"$error":"#N/A"},{"$error":"#N/A"},{"$error":"#N/A"},{"$error":"#N/A"},{"$error":"#N/A"},{"$error":"#N/A"},{"$error":"#N/A"}]
[null,{"$f":"IF(DataInput!B708=$B$8,IF($B$9=$B$10,TRUE,IF(DataInput!E708=$B$9,TRUE,FALSE)))","v":true},null,null,{"$f":"IF(B709=TRUE,DataInput!B708,NA())","v":"SA"},{"$f":"IF($E709=DataInput!$B708,DataInput!C708,NA())","v":"SDRN"},{"$f":"IF($E709=DataInput!$B708,DataInput!D708,NA())","v":"Dorrien"},{"$f":"IF($E709=DataInput!$B708,DataInput!E708,NA())","v":"SAPN"},{"$f":"IF($E709=DataInput!$B708,DataInput!F708,NA())","v":"Summer"},{"$f":"IF($E709=DataInput!$B708,DataInput!G708,NA())","v":"Non-Coincident"},{"$f":"IF($E709=DataInput!$B708,DataInput!H708,NA())","v":2024},{"$f":"IF($E709=DataInput!$B708,DataInput!I708,NA())","v":"POE50"},{"$f":"IF($E709=DataInput!$B708,DataInput!J708,NA())","v":48.834429557015298},{"$f":"IF($E709=DataInput!$B708,DataInput!K708,NA())","v":0.82733732397016302},null,null,"SA Dorrien",null,null,null,null,false,null,null,{"$error":"#N/A"},{"$error":"#N/A"},{"$error":"#N/A"},{"$error":"#N/A"},{"$error":"#N/A"},{"$error":"#N/A"},{"$error":"#N/A"},{"$error":"#N/A"},{"$error":"#N/A"},{"$error":"#N/A"}]
[null,{"$f":"IF(DataInput!B709=$B$8,IF($B$9=$B$10,TRUE,IF(DataInput!E709=$B$9,TRUE,FALSE)))","v":true},null,null,{"$f":"IF(B710=TRUE,DataInput!B709,NA())","v":"SA"},{"$f":"IF($E710=DataInput!$B709,DataInput!C709,NA())","v":"SDRN"},{"$f":"IF($E710=DataInput!$B709,DataInput!D709,NA())","v":"Dorrien"},{"$f":"IF($E710=DataInput!$B709,DataInput!E709,NA())","v":"SAPN"},{"$f":"IF($E710=DataInput!$B709,DataInput!F709,NA())","v":"Summer"},{"$f":"IF($E710=DataInput!$B709,DataInput!G709,NA())","v":"Non-Coincident"},{"$f":"IF($E710=DataInput!$B709,DataInput!H709,NA())","v":2025},{"$f":"IF($E710=DataInput!$B709,DataInput!I709,NA())","v":"POE50"},{"$f":"IF($E710=DataInput!$B709,DataInput!J709,NA())","v":48.327750745056498},{"$f":"IF($E710=DataInput!$B709,DataInput!K709,NA())","v":0.82743704539844598},null,null,"SA Dorrien",null,null,null,null,false,null,null,{"$error":"#N/A"},{"$error":"#N/A"},{"$error":"#N/A"},{"$error":"#N/A"},{"$error":"#N/A"},{"$error":"#N/A"},{"$error":"#N/A"},{"$error":"#N/A"},{"$error":"#N/A"},{"$error":"#N/A"}]
[null,{"$f":"IF(DataInput!B710=$B$8,IF($B$9=$B$10,TRUE,IF(DataInput!E710=$B$9,TRUE,FALSE)))","v":true},null,null,{"$f":"IF(B711=TRUE,DataInput!B710,NA())","v":"SA"},{"$f":"IF($E711=DataInput!$B710,DataInput!C710,NA())","v":"SDRN"},{"$f":"IF($E711=DataInput!$B710,DataInput!D710,NA())","v":"Dorrien"},{"$f":"IF($E711=DataInput!$B710,DataInput!E710,NA())","v":"SAPN"},{"$f":"IF($E711=DataInput!$B710,DataInput!F710,NA())","v":"Summer"},{"$f":"IF($E711=DataInput!$B710,DataInput!G710,NA())","v":"Non-Coincident"},{"$f":"IF($E711=DataInput!$B710,DataInput!H710,NA())","v":2026},{"$f":"IF($E711=DataInput!$B710,DataInput!I710,NA())","v":"POE50"},{"$f":"IF($E711=DataInput!$B710,DataInput!J710,NA())","v":47.542410588273},{"$f":"IF($E711=DataInput!$B710,DataInput!K710,NA())","v":0.827529153329573},null,null,"SA Dorrien",null,null,null,null,false,null,null,{"$error":"#N/A"},{"$error":"#N/A"},{"$error":"#N/A"},{"$error":"#N/A"},{"$error":"#N/A"},{"$error":"#N/A"},{"$error":"#N/A"},{"$error":"#N/A"},{"$error":"#N/A"},{"$error":"#N/A"}]
[null,{"$f":"IF(DataInput!B711=$B$8,IF($B$9=$B$10,TRUE,IF(DataInput!E711=$B$9,TRUE,FALSE)))","v":true},null,null,{"$f":"IF(B712=TRUE,DataInput!B711,NA())","v":"SA"},{"$f":"IF($E712=DataInput!$B711,DataInput!C711,NA())","v":"SDRN"},{"$f":"IF($E712=DataInput!$B711,DataInput!D711,NA())","v":"Dorrien"},{"$f":"IF($E712=DataInput!$B711,DataInput!E711,NA())","v":"SAPN"},{"$f":"IF($E712=DataInput!$B711,DataInput!F711,NA())","v":"Winter"},{"$f":"IF($E712=DataInput!$B711,DataInput!G711,NA())","v":"Non-Coincident"},{"$f":"IF($E712=DataInput!$B711,DataInput!H711,NA())","v":2016},{"$f":"IF($E712=DataInput!$B711,DataInput!I711,NA())","v":"POE10"},{"$f":"IF($E712=DataInput!$B711,DataInput!J711,NA())","v":44.865704449051698},{"$f":"IF($E712=DataInput!$B711,DataInput!K711,NA())","v":1},null,null,"SA Dorrien",null,null,null,null,false,null,null,{"$error":"#N/A"},{"$error":"#N/A"},{"$error":"#N/A"},{"$error":"#N/A"},{"$error":"#N/A"},{"$error":"#N/A"},{"$error":"#N/A"},{"$error":"#N/A"},{"$error":"#N/A"},{"$error":"#N/A"}]
[null,{"$f":"IF(DataInput!B712=$B$8,IF($B$9=$B$10,TRUE,IF(DataInput!E712=$B$9,TRUE,FALSE)))","v":true},null,null,{"$f":"IF(B713=TRUE,DataInput!B712,NA())","v":"SA"},{"$f":"IF($E713=DataInput!$B712,DataInput!C712,NA())","v":"SDRN"},{"$f":"IF($E713=DataInput!$B712,DataInput!D712,NA())","v":"Dorrien"},{"$f":"IF($E713=DataInput!$B712,DataInput!E712,NA())","v":"SAPN"},{"$f":"IF($E713=DataInput!$B712,DataInput!F712,NA())","v":"Winter"},{"$f":"IF($E713=DataInput!$B712,DataInput!G712,NA())","v":"Non-Coincident"},{"$f":"IF($E713=DataInput!$B712,DataInput!H712,NA())","v":2017},{"$f":"IF($E713=DataInput!$B712,DataInput!I712,NA())","v":"POE10"},{"$f":"IF($E713=DataInput!$B712,DataInput!J712,NA())","v":44.040057349631901},{"$f":"IF($E713=DataInput!$B712,DataInput!K712,NA())","v":0.99855568018160201},null,null,"SA Dorrien",null,null,null,null,false,null,null,{"$error":"#N/A"},{"$error":"#N/A"},{"$error":"#N/A"},{"$error":"#N/A"},{"$error":"#N/A"},{"$error":"#N/A"},{"$error":"#N/A"},{"$error":"#N/A"},{"$error":"#N/A"},{"$error":"#N/A"}]
[null,{"$f":"IF(DataInput!B713=$B$8,IF($B$9=$B$10,TRUE,IF(DataInput!E713=$B$9,TRUE,FALSE)))","v":true},null,null,{"$f":"IF(B714=TRUE,DataInput!B713,NA())","v":"SA"},{"$f":"IF($E714=DataInput!$B713,DataInput!C713,NA())","v":"SDRN"},{"$f":"IF($E714=DataInput!$B713,DataInput!D713,NA())","v":"Dorrien"},{"$f":"IF($E714=DataInput!$B713,DataInput!E713,NA())","v":"SAPN"},{"$f":"IF($E714=DataInput!$B713,DataInput!F713,NA())","v":"Winter"},{"$f":"IF($E714=DataInput!$B713,DataInput!G713,NA())","v":"Non-Coincident"},{"$f":"IF($E714=DataInput!$B713,DataInput!H713,NA())","v":2018},{"$f":"IF($E714=DataInput!$B713,DataInput!I713,NA())","v":"POE10"},{"$f":"IF($E714=DataInput!$B713,DataInput!J713,NA())","v":43.2743642667863},{"$f":"IF($E714=DataInput!$B713,DataInput!K713,NA())","v":1},null,null,"SA Dorrien",null,null,null,null,false,null,null,{"$error":"#N/A"},{"$error":"#N/A"},{"$error":"#N/A"},{"$error":"#N/A"},{"$error":"#N/A"},{"$error":"#N/A"},{"$error":"#N/A"},{"$error":"#N/A"},{"$error":"#N/A"},{"$error":"#N/A"}]
[null,{"$f":"IF(DataInput!B714=$B$8,IF($B$9=$B$10,TRUE,IF(DataInput!E714=$B$9,TRUE,FALSE)))","v":true},null,null,{"$f":"IF(B715=TRUE,DataInput!B714,NA())","v":"SA"},{"$f":"IF($E715=DataInput!$B714,DataInput!C714,NA())","v":"SDRN"},{"$f":"IF($E715=DataInput!$B714,DataInput!D714,NA())","v":"Dorrien"},{"$f":"IF($E715=DataInput!$B714,DataInput!E714,NA())","v":"SAPN"},{"$f":"IF($E715=DataInput!$B714,DataInput!F714,NA())","v":"Winter"},{"$f":"IF($E715=DataInput!$B714,DataInput!G714,NA())","v":"Non-Coincident"},{"$f":"IF($E715=DataInput!$B714,DataInput!H714,NA())","v":2019},{"$f":"IF($E715=DataInput!$B714,DataInput!I714,NA())","v":"POE10"},{"$f":"IF($E715=DataInput!$B714,DataInput!J714,NA())","v":42.955469587004302},{"$f":"IF($E715=DataInput!$B714,DataInput!K714,NA())","v":1},null,null,"SA Dorrien",null,null,null,null,false,null,null,{"$error":"#N/A"},{"$error":"#N/A"},{"$error":"#N/A"},{"$error":"#N/A"},{"$error":"#N/A"},{"$error":"#N/A"},{"$error":"#N/A"},{"$error":"#N/A"},{"$error":"#N/A"},{"$error":"#N/A"}]
[null,{"$f":"IF(DataInput!B715=$B$8,IF($B$9=$B$10,TRUE,IF(DataInput!E715=$B$9,TRUE,FALSE)))","v":true},null,null,{"$f":"IF(B716=TRUE,DataInput!B715,NA())","v":"SA"},{"$f":"IF($E716=DataInput!$B715,DataInput!C715,NA())","v":"SDRN"},{"$f":"IF($E716=DataInput!$B715,DataInput!D715,NA())","v":"Dorrien"},{"$f":"IF($E716=DataInput!$B715,DataInput!E715,NA())","v":"SAPN"},{"$f":"IF($E716=DataInput!$B715,DataInput!F715,NA())","v":"Winter"},{"$f":"IF($E716=DataInput!$B715,DataInput!G715,NA())","v":"Non-Coincident"},{"$f":"IF($E716=DataInput!$B715,DataInput!H715,NA())","v":2020},{"$f":"IF($E716=DataInput!$B715,DataInput!I715,NA())","v":"POE10"},{"$f":"IF($E716=DataInput!$B715,DataInput!J715,NA())","v":42.293466787941199},{"$f":"IF($E716=DataInput!$B715,DataInput!K715,NA())","v":1},null,null,{"$f":"IF(OR(ISERROR(E716),ISERROR(G716)),\"  \",E716&\" \"&G716)","v":"SA Dorrien"},null,null,null,null,{"$f":"IF(ISERROR(G716),FALSE,IF($V$9=G716,TRUE,FALSE))","v":false},null,null,{"$f":"IF($V716=TRUE,E716,NA())","v":{"$error":"#N/A"}},{"$error":"#N/A"},{"$error":"#N/A"},{"$error":"#N/A"},{"$error":"#N/A"},{"$error":"#N/A"},{"$error":"#N/A"},{"$error":"#N/A"},{"$error":"#N/A"},{"$error":"#N/A"}]
[null,{"$f":"IF(DataInput!B716=$B$8,IF($B$9=$B$10,TRUE,IF(DataInput!E716=$B$9,TRUE,FALSE)))","v":true},null,null,{"$f":"IF(B717=TRUE,DataInput!B716,NA())","v":"SA"},{"$f":"IF($E717=DataInput!$B716,DataInput!C716,NA())","v":"SDRN"},{"$f":"IF($E717=DataInput!$B716,DataInput!D716,NA())","v":"Dorrien"},{"$f":"IF($E717=DataInput!$B716,DataInput!E716,NA())","v":"SAPN"},{"$f":"IF($E717=DataInput!$B716,DataInput!F716,NA())","v":"Winter"},{"$f":"IF($E717=DataInput!$B716,DataInput!G716,NA())","v":"Non-Coincident"},{"$f":"IF($E717=DataInput!$B716,DataInput!H716,NA())","v":2021},{"$f":"IF($E717=DataInput!$B716,DataInput!I716,NA())","v":"POE10"},{"$f":"IF($E717=DataInput!$B716,DataInput!J716,NA())","v":41.672931192298797},{"$f":"IF($E717=DataInput!$B716,DataInput!K716,NA())","v":1},null,null,"SA Dorrien",null,null,null,null,false,null,null,{"$error":"#N/A"},{"$error":"#N/A"},{"$error":"#N/A"},{"$error":"#N/A"},{"$error":"#N/A"},{"$error":"#N/A"},{"$error":"#N/A"},{"$error":"#N/A"},{"$error":"#N/A"},{"$error":"#N/A"}]
[null,{"$f":"IF(DataInput!B717=$B$8,IF($B$9=$B$10,TRUE,IF(DataInput!E717=$B$9,TRUE,FALSE)))","v":true},null,null,{"$f":"IF(B718=TRUE,DataInput!B717,NA())","v":"SA"},{"$f":"IF($E718=DataInput!$B717,DataInput!C717,NA())","v":"SDRN"},{"$f":"IF($E718=DataInput!$B717,DataInput!D717,NA())","v":"Dorrien"},{"$f":"IF($E718=DataInput!$B717,DataInput!E717,NA())","v":"SAPN"},{"$f":"IF($E718=DataInput!$B717,DataInput!F717,NA())","v":"Winter"},{"$f":"IF($E718=DataInput!$B717,DataInput!G717,NA())","v":"Non-Coincident"},{"$f":"IF($E718=DataInput!$B717,DataInput!H717,NA())","v":2022},{"$f":"IF($E718=DataInput!$B717,DataInput!I717,NA())","v":"POE10"},{"$f":"IF($E718=DataInput!$B717,DataInput!J717,NA())","v":41.1023418425494},{"$f":"IF($E718=DataInput!$B717,DataInput!K717,NA())","v":1},null,null,"SA Dorrien",null,null,null,null,false,null,null,{"$error":"#N/A"},{"$error":"#N/A"},{"$error":"#N/A"},{"$error":"#N/A"},{"$error":"#N/A"},{"$error":"#N/A"},{"$error":"#N/A"},{"$error":"#N/A"},{"$error":"#N/A"},{"$error":"#N/A"}]
[null,{"$f":"IF(DataInput!B718=$B$8,IF($B$9=$B$10,TRUE,IF(DataInput!E718=$B$9,TRUE,FALSE)))","v":true},null,null,{"$f":"IF(B719=TRUE,DataInput!B718,NA())","v":"SA"},{"$f":"IF($E719=DataInput!$B718,DataInput!C718,NA())","v":"SDRN"},{"$f":"IF($E719=DataInput!$B718,DataInput!D718,NA())","v":"Dorrien"},{"$f":"IF($E719=DataInput!$B718,DataInput!E718,NA())","v":"SAPN"},{"$f":"IF($E719=DataInput!$B718,DataInput!F718,NA())","v":"Winter"},{"$f":"IF($E719=DataInput!$B718,DataInput!G718,NA())","v":"Non-Coincident"},{"$f":"IF($E719=DataInput!$B718,DataInput!H718,NA())","v":2023},{"$f":"IF($E719=DataInput!$B718,DataInput!I718,NA())","v":"POE10"},{"$f":"IF($E719=DataInput!$B718,DataInput!J718,NA())","v":40.496024642004002},{"$f":"IF($E719=DataInput!$B718,DataInput!K718,NA())","v":1},null,null,"SA Dorrien",null,null,null,null,false,null,null,{"$error":"#N/A"},{"$error":"#N/A"},{"$error":"#N/A"},{"$error":"#N/A"},{"$error":"#N/A"},{"$error":"#N/A"},{"$error":"#N/A"},{"$error":"#N/A"},{"$error":"#N/A"},{"$error":"#N/A"}]
[null,{"$f":"IF(DataInput!B719=$B$8,IF($B$9=$B$10,TRUE,IF(DataInput!E719=$B$9,TRUE,FALSE)))","v":true},null,null,{"$f":"IF(B720=TRUE,DataInput!B719,NA())","v":"SA"},{"$f":"IF($E720=DataInput!$B719,DataInput!C719,NA())","v":"SDRN"},{"$f":"IF($E720=DataInput!$B719,DataInput!D719,NA())","v":"Dorrien"},{"$f":"IF($E720=DataInput!$B719,DataInput!E719,NA())","v":"SAPN"},{"$f":"IF($E720=DataInput!$B719,DataInput!F719,NA())","v":"Winter"},{"$f":"IF($E720=DataInput!$B719,DataInput!G719,NA())","v":"Non-Coincident"},{"$f":"IF($E720=DataInput!$B719,DataInput!H719,NA())","v":2024},{"$f":"IF($E720=DataInput!$B719,DataInput!I719,NA())","v":"POE10"},{"$f":"IF($E720=DataInput!$B719,DataInput!J719,NA())","v":39.931798697546903},{"$f":"IF($E720=DataInput!$B719,DataInput!K719,NA())","v":1},null,null,"SA Dorrien",null,null,null,null,false,null,null,{"$error":"#N/A"},{"$error":"#N/A"},{"$error":"#N/A"},{"$error":"#N/A"},{"$error":"#N/A"},{"$error":"#N/A"},{"$error":"#N/A"},{"$error":"#N/A"},{"$error":"#N/A"},{"$error":"#N/A"}]
[null,{"$f":"IF(DataInput!B720=$B$8,IF($B$9=$B$10,TRUE,IF(DataInput!E720=$B$9,TRUE,FALSE)))","v":true},null,null,{"$f":"IF(B721=TRUE,DataInput!B720,NA())","v":"SA"},{"$f":"IF($E721=DataInput!$B720,DataInput!C720,NA())","v":"SDRN"},{"$f":"IF($E721=DataInput!$B720,DataInput!D720,NA())","v":"Dorrien"},{"$f":"IF($E721=DataInput!$B720,DataInput!E720,NA())","v":"SAPN"},{"$f":"IF($E721=DataInput!$B720,DataInput!F720,NA())","v":"Winter"},{"$f":"IF($E721=DataInput!$B720,DataInput!G720,NA())","v":"Non-Coincident"},{"$f":"IF($E721=DataInput!$B720,DataInput!H720,NA())","v":2025},{"$f":"IF($E721=DataInput!$B720,DataInput!I720,NA())","v":"POE10"},{"$f":"IF($E721=DataInput!$B720,DataInput!J720,NA())","v":39.282545756344},{"$f":"IF($E721=DataInput!$B720,DataInput!K720,NA())","v":1},null,null,"SA Dorrien",null,null,null,null,false,null,null,{"$error":"#N/A"},{"$error":"#N/A"},{"$error":"#N/A"},{"$error":"#N/A"},{"$error":"#N/A"},{"$error":"#N/A"},{"$error":"#N/A"},{"$error":"#N/A"},{"$error":"#N/A"},{"$error":"#N/A"}]
[null,{"$f":"IF(DataInput!B721=$B$8,IF($B$9=$B$10,TRUE,IF(DataInput!E721=$B$9,TRUE,FALSE)))","v":true},null,null,{"$f":"IF(B722=TRUE,DataInput!B721,NA())","v":"SA"},{"$f":"IF($E722=DataInput!$B721,DataInput!C721,NA())","v":"SDRN"},{"$f":"IF($E722=DataInput!$B721,DataInput!D721,NA())","v":"Dorrien"},{"$f":"IF($E722=DataInput!$B721,DataInput!E721,NA())","v":"SAPN"},{"$f":"IF($E722=DataInput!$B721,DataInput!F721,NA())","v":"Winter"},{"$f":"IF($E722=DataInput!$B721,DataInput!G721,NA())","v":"Non-Coincident"},{"$f":"IF($E722=DataInput!$B721,DataInput!H721,NA())","v":2016},{"$f":"IF($E722=DataInput!$B721,DataInput!I721,NA())","v":"POE50"},{"$f":"IF($E722=DataInput!$B721,DataInput!J721,NA())","v":43.350009599546098},{"$f":"IF($E722=DataInput!$B721,DataInput!K721,NA())","v":1},null,null,"SA Dorrien",null,null,null,null,false,null,null,{"$error":"#N/A"},{"$error":"#N/A"},{"$error":"#N/A"},{"$error":"#N/A"},{"$error":"#N/A"},{"$error":"#N/A"},{"$error":"#N/A"},{"$error":"#N/A"},{"$error":"#N/A"},{"$error":"#N/A"}]
[null,{"$f":"IF(DataInput!B722=$B$8,IF($B$9=$B$10,TRUE,IF(DataInput!E722=$B$9,TRUE,FALSE)))","v":true},null,null,{"$f":"IF(B723=TRUE,DataInput!B722,NA())","v":"SA"},{"$f":"IF($E723=DataInput!$B722,DataInput!C722,NA())","v":"SDRN"},{"$f":"IF($E723=DataInput!$B722,DataInput!D722,NA())","v":"Dorrien"},{"$f":"IF($E723=DataInput!$B722,DataInput!E722,NA())","v":"SAPN"},{"$f":"IF($E723=DataInput!$B722,DataInput!F722,NA())","v":"Winter"},{"$f":"IF($E723=DataInput!$B722,DataInput!G722,NA())","v":"Non-Coincident"},{"$f":"IF($E723=DataInput!$B722,DataInput!H722,NA())","v":2017},{"$f":"IF($E723=DataInput!$B722,DataInput!I722,NA())","v":"POE50"},{"$f":"IF($E723=DataInput!$B722,DataInput!J722,NA())","v":42.424472959251702},{"$f":"IF($E723=DataInput!$B722,DataInput!K722,NA())","v":1},null,null,"SA Dorrien",null,null,null,null,false,null,null,{"$error":"#N/A"},{"$error":"#N/A"},{"$error":"#N/A"},{"$error":"#N/A"},{"$error":"#N/A"},{"$error":"#N/A"},{"$error":"#N/A"},{"$error":"#N/A"},{"$error":"#N/A"},{"$error":"#N/A"}]
[null,{"$f":"IF(DataInput!B723=$B$8,IF($B$9=$B$10,TRUE,IF(DataInput!E723=$B$9,TRUE,FALSE)))","v":true},null,null,{"$f":"IF(B724=TRUE,DataInput!B723,NA())","v":"SA"},{"$f":"IF($E724=DataInput!$B723,DataInput!C723,NA())","v":"SDRN"},{"$f":"IF($E724=DataInput!$B723,DataInput!D723,NA())","v":"Dorrien"},{"$f":"IF($E724=DataInput!$B723,DataInput!E723,NA())","v":"SAPN"},{"$f":"IF($E724=DataInput!$B723,DataInput!F723,NA())","v":"Winter"},{"$f":"IF($E724=DataInput!$B723,DataInput!G723,NA())","v":"Non-Coincident"},{"$f":"IF($E724=DataInput!$B723,DataInput!H723,NA())","v":2018},{"$f":"IF($E724=DataInput!$B723,DataInput!I723,NA())","v":"POE50"},{"$f":"IF($E724=DataInput!$B723,DataInput!J723,NA())","v":41.727461753673097},{"$f":"IF($E724=DataInput!$B723,DataInput!K723,NA())","v":1},null,null,"SA Dorrien",null,null,null,null,false,null,null,{"$error":"#N/A"},{"$error":"#N/A"},{"$error":"#N/A"},{"$error":"#N/A"},{"$error":"#N/A"},{"$error":"#N/A"},{"$error":"#N/A"},{"$error":"#N/A"},{"$error":"#N/A"},{"$error":"#N/A"}]
[null,{"$f":"IF(DataInput!B724=$B$8,IF($B$9=$B$10,TRUE,IF(DataInput!E724=$B$9,TRUE,FALSE)))","v":true},null,null,{"$f":"IF(B725=TRUE,DataInput!B724,NA())","v":"SA"},{"$f":"IF($E725=DataInput!$B724,DataInput!C724,NA())","v":"SDRN"},{"$f":"IF($E725=DataInput!$B724,DataInput!D724,NA())","v":"Dorrien"},{"$f":"IF($E725=DataInput!$B724,DataInput!E724,NA())","v":"SAPN"},{"$f":"IF($E725=DataInput!$B724,DataInput!F724,NA())","v":"Winter"},{"$f":"IF($E725=DataInput!$B724,DataInput!G724,NA())","v":"Non-Coincident"},{"$f":"IF($E725=DataInput!$B724,DataInput!H724,NA())","v":2019},{"$f":"IF($E725=DataInput!$B724,DataInput!I724,NA())","v":"POE50"},{"$f":"IF($E725=DataInput!$B724,DataInput!J724,NA())","v":41.468174401135101},{"$f":"IF($E725=DataInput!$B724,DataInput!K724,NA())","v":1},null,null,"SA Dorrien",null,null,null,null,false,null,null,{"$error":"#N/A"},{"$error":"#N/A"},{"$error":"#N/A"},{"$error":"#N/A"},{"$error":"#N/A"},{"$error":"#N/A"},{"$error":"#N/A"},{"$error":"#N/A"},{"$error":"#N/A"},{"$error":"#N/A"}]
[null,{"$f":"IF(DataInput!B725=$B$8,IF($B$9=$B$10,TRUE,IF(DataInput!E725=$B$9,TRUE,FALSE)))","v":true},null,null,{"$f":"IF(B726=TRUE,DataInput!B725,NA())","v":"SA"},{"$f":"IF($E726=DataInput!$B725,DataInput!C725,NA())","v":"SDRN"},{"$f":"IF($E726=DataInput!$B725,DataInput!D725,NA())","v":"Dorrien"},{"$f":"IF($E726=DataInput!$B725,DataInput!E725,NA())","v":"SAPN"},{"$f":"IF($E726=DataInput!$B725,DataInput!F725,NA())","v":"Winter"},{"$f":"IF($E726=DataInput!$B725,DataInput!G725,NA())","v":"Non-Coincident"},{"$f":"IF($E726=DataInput!$B725,DataInput!H725,NA())","v":2020},{"$f":"IF($E726=DataInput!$B725,DataInput!I725,NA())","v":"POE50"},{"$f":"IF($E726=DataInput!$B725,DataInput!J725,NA())","v":40.889828066135799},{"$f":"IF($E726=DataInput!$B725,DataInput!K725,NA())","v":1},null,null,"SA Dorrien",null,null,null,null,false,null,null,{"$error":"#N/A"},{"$error":"#N/A"},{"$error":"#N/A"},{"$error":"#N/A"},{"$error":"#N/A"},{"$error":"#N/A"},{"$error":"#N/A"},{"$error":"#N/A"},{"$error":"#N/A"},{"$error":"#N/A"}]
[null,{"$f":"IF(DataInput!B726=$B$8,IF($B$9=$B$10,TRUE,IF(DataInput!E726=$B$9,TRUE,FALSE)))","v":true},null,null,{"$f":"IF(B727=TRUE,DataInput!B726,NA())","v":"SA"},{"$f":"IF($E727=DataInput!$B726,DataInput!C726,NA())","v":"SDRN"},{"$f":"IF($E727=DataInput!$B726,DataInput!D726,NA())","v":"Dorrien"},{"$f":"IF($E727=DataInput!$B726,DataInput!E726,NA())","v":"SAPN"},{"$f":"IF($E727=DataInput!$B726,DataInput!F726,NA())","v":"Winter"},{"$f":"IF($E727=DataInput!$B726,DataInput!G726,NA())","v":"Non-Coincident"},{"$f":"IF($E727=DataInput!$B726,DataInput!H726,NA())","v":2021},{"$f":"IF($E727=DataInput!$B726,DataInput!I726,NA())","v":"POE50"},{"$f":"IF($E727=DataInput!$B726,DataInput!J726,NA())","v":40.254942211604202},{"$f":"IF($E727=DataInput!$B726,DataInput!K726,NA())","v":1},null,null,"SA Dorrien",null,null,null,null,false,null,null,{"$error":"#N/A"},{"$error":"#N/A"},{"$error":"#N/A"},{"$error":"#N/A"},{"$error":"#N/A"},{"$error":"#N/A"},{"$error":"#N/A"},{"$error":"#N/A"},{"$error":"#N/A"},{"$error":"#N/A"}]
[null,{"$f":"IF(DataInput!B727=$B$8,IF($B$9=$B$10,TRUE,IF(DataInput!E727=$B$9,TRUE,FALSE)))","v":true},null,null,{"$f":"IF(B728=TRUE,DataInput!B727,NA())","v":"SA"},{"$f":"IF($E728=DataInput!$B727,DataInput!C727,NA())","v":"SDRN"},{"$f":"IF($E728=DataInput!$B727,DataInput!D727,NA())","v":"Dorrien"},{"$f":"IF($E728=DataInput!$B727,DataInput!E727,NA())","v":"SAPN"},{"$f":"IF($E728=DataInput!$B727,DataInput!F727,NA())","v":"Winter"},{"$f":"IF($E728=DataInput!$B727,DataInput!G727,NA())","v":"Non-Coincident"},{"$f":"IF($E728=DataInput!$B727,DataInput!H727,NA())","v":2022},{"$f":"IF($E728=DataInput!$B727,DataInput!I727,NA())","v":"POE50"},{"$f":"IF($E728=DataInput!$B727,DataInput!J727,NA())","v":39.617203164206202},{"$f":"IF($E728=DataInput!$B727,DataInput!K727,NA())","v":1},null,null,"SA Dorrien",null,null,null,null,false,null,null,{"$error":"#N/A"},{"$error":"#N/A"},{"$error":"#N/A"},{"$error":"#N/A"},{"$error":"#N/A"},{"$error":"#N/A"},{"$error":"#N/A"},{"$error":"#N/A"},{"$error":"#N/A"},{"$error":"#N/A"}]
[null,{"$f":"IF(DataInput!B728=$B$8,IF($B$9=$B$10,TRUE,IF(DataInput!E728=$B$9,TRUE,FALSE)))","v":true},null,null,{"$f":"IF(B729=TRUE,DataInput!B728,NA())","v":"SA"},{"$f":"IF($E729=DataInput!$B728,DataInput!C728,NA())","v":"SDRN"},{"$f":"IF($E729=DataInput!$B728,DataInput!D728,NA())","v":"Dorrien"},{"$f":"IF($E729=DataInput!$B728,DataInput!E728,NA())","v":"SAPN"},{"$f":"IF($E729=DataInput!$B728,DataInput!F728,NA())","v":"Winter"},{"$f":"IF($E729=DataInput!$B728,DataInput!G728,NA())","v":"Non-Coincident"},{"$f":"IF($E729=DataInput!$B728,DataInput!H728,NA())","v":2023},{"$f":"IF($E729=DataInput!$B728,DataInput!I728,NA())","v":"POE50"},{"$f":"IF($E729=DataInput!$B728,DataInput!J728,NA())","v":38.980527738516599},{"$f":"IF($E729=DataInput!$B728,DataInput!K728,NA())","v":1},null,null,"SA Dorrien",null,null,null,null,false,null,null,{"$error":"#N/A"},{"$error":"#N/A"},{"$error":"#N/A"},{"$error":"#N/A"},{"$error":"#N/A"},{"$error":"#N/A"},{"$error":"#N/A"},{"$error":"#N/A"},{"$error":"#N/A"},{"$error":"#N/A"}]
[null,{"$f":"IF(DataInput!B729=$B$8,IF($B$9=$B$10,TRUE,IF(DataInput!E729=$B$9,TRUE,FALSE)))","v":true},null,null,{"$f":"IF(B730=TRUE,DataInput!B729,NA())","v":"SA"},{"$f":"IF($E730=DataInput!$B729,DataInput!C729,NA())","v":"SDRN"},{"$f":"IF($E730=DataInput!$B729,DataInput!D729,NA())","v":"Dorrien"},{"$f":"IF($E730=DataInput!$B729,DataInput!E729,NA())","v":"SAPN"},{"$f":"IF($E730=DataInput!$B729,DataInput!F729,NA())","v":"Winter"},{"$f":"IF($E730=DataInput!$B729,DataInput!G729,NA())","v":"Non-Coincident"},{"$f":"IF($E730=DataInput!$B729,DataInput!H729,NA())","v":2024},{"$f":"IF($E730=DataInput!$B729,DataInput!I729,NA())","v":"POE50"},{"$f":"IF($E730=DataInput!$B729,DataInput!J729,NA())","v":38.423352963088099},{"$f":"IF($E730=DataInput!$B729,DataInput!K729,NA())","v":1},null,null,"SA Dorrien",null,null,null,null,false,null,null,{"$error":"#N/A"},{"$error":"#N/A"},{"$error":"#N/A"},{"$error":"#N/A"},{"$error":"#N/A"},{"$error":"#N/A"},{"$error":"#N/A"},{"$error":"#N/A"},{"$error":"#N/A"},{"$error":"#N/A"}]
[null,{"$f":"IF(DataInput!B730=$B$8,IF($B$9=$B$10,TRUE,IF(DataInput!E730=$B$9,TRUE,FALSE)))","v":true},null,null,{"$f":"IF(B731=TRUE,DataInput!B730,NA())","v":"SA"},{"$f":"IF($E731=DataInput!$B730,DataInput!C730,NA())","v":"SDRN"},{"$f":"IF($E731=DataInput!$B730,DataInput!D730,NA())","v":"Dorrien"},{"$f":"IF($E731=DataInput!$B730,DataInput!E730,NA())","v":"SAPN"},{"$f":"IF($E731=DataInput!$B730,DataInput!F730,NA())","v":"Winter"},{"$f":"IF($E731=DataInput!$B730,DataInput!G730,NA())","v":"Non-Coincident"},{"$f":"IF($E731=DataInput!$B730,DataInput!H730,NA())","v":2025},{"$f":"IF($E731=DataInput!$B730,DataInput!I730,NA())","v":"POE50"},{"$f":"IF($E731=DataInput!$B730,DataInput!J730,NA())","v":37.856074029465397},{"$f":"IF($E731=DataInput!$B730,DataInput!K730,NA())","v":1},null,null,"SA Dorrien",null,null,null,null,false,null,null,{"$error":"#N/A"},{"$error":"#N/A"},{"$error":"#N/A"},{"$error":"#N/A"},{"$error":"#N/A"},{"$error":"#N/A"},{"$error":"#N/A"},{"$error":"#N/A"},{"$error":"#N/A"},{"$error":"#N/A"}]
[null,{"$f":"IF(DataInput!B731=$B$8,IF($B$9=$B$10,TRUE,IF(DataInput!E731=$B$9,TRUE,FALSE)))","v":true},null,null,{"$f":"IF(B732=TRUE,DataInput!B731,NA())","v":"SA"},{"$f":"IF($E732=DataInput!$B731,DataInput!C731,NA())","v":"SHUM"},{"$f":"IF($E732=DataInput!$B731,DataInput!D731,NA())","v":"Hummocks"},{"$f":"IF($E732=DataInput!$B731,DataInput!E731,NA())","v":"SAPN"},{"$f":"IF($E732=DataInput!$B731,DataInput!F731,NA())","v":"Summer"},{"$f":"IF($E732=DataInput!$B731,DataInput!G731,NA())","v":"Non-Coincident"},{"$f":"IF($E732=DataInput!$B731,DataInput!H731,NA())","v":2017},{"$f":"IF($E732=DataInput!$B731,DataInput!I731,NA())","v":"POE10"},{"$f":"IF($E732=DataInput!$B731,DataInput!J731,NA())","v":14.668467995456},{"$f":"IF($E732=DataInput!$B731,DataInput!K731,NA())","v":0.89623369843298895},null,null,"SA Hummocks",null,null,null,null,false,null,null,{"$error":"#N/A"},{"$error":"#N/A"},{"$error":"#N/A"},{"$error":"#N/A"},{"$error":"#N/A"},{"$error":"#N/A"},{"$error":"#N/A"},{"$error":"#N/A"},{"$error":"#N/A"},{"$error":"#N/A"}]
[null,{"$f":"IF(DataInput!B732=$B$8,IF($B$9=$B$10,TRUE,IF(DataInput!E732=$B$9,TRUE,FALSE)))","v":true},null,null,{"$f":"IF(B733=TRUE,DataInput!B732,NA())","v":"SA"},{"$f":"IF($E733=DataInput!$B732,DataInput!C732,NA())","v":"SHUM"},{"$f":"IF($E733=DataInput!$B732,DataInput!D732,NA())","v":"Hummocks"},{"$f":"IF($E733=DataInput!$B732,DataInput!E732,NA())","v":"SAPN"},{"$f":"IF($E733=DataInput!$B732,DataInput!F732,NA())","v":"Summer"},{"$f":"IF($E733=DataInput!$B732,DataInput!G732,NA())","v":"Non-Coincident"},{"$f":"IF($E733=DataInput!$B732,DataInput!H732,NA())","v":2018},{"$f":"IF($E733=DataInput!$B732,DataInput!I732,NA())","v":"POE10"},{"$f":"IF($E733=DataInput!$B732,DataInput!J732,NA())","v":14.8047933834492},{"$f":"IF($E733=DataInput!$B732,DataInput!K732,NA())","v":0.88771285153730395},null,null,"SA Hummocks",null,null,null,null,false,null,null,{"$error":"#N/A"},{"$error":"#N/A"},{"$error":"#N/A"},{"$error":"#N/A"},{"$error":"#N/A"},{"$error":"#N/A"},{"$error":"#N/A"},{"$error":"#N/A"},{"$error":"#N/A"},{"$error":"#N/A"}]
[null,{"$f":"IF(DataInput!B733=$B$8,IF($B$9=$B$10,TRUE,IF(DataInput!E733=$B$9,TRUE,FALSE)))","v":true},null,null,{"$f":"IF(B734=TRUE,DataInput!B733,NA())","v":"SA"},{"$f":"IF($E734=DataInput!$B733,DataInput!C733,NA())","v":"SHUM"},{"$f":"IF($E734=DataInput!$B733,DataInput!D733,NA())","v":"Hummocks"},{"$f":"IF($E734=DataInput!$B733,DataInput!E733,NA())","v":"SAPN"},{"$f":"IF($E734=DataInput!$B733,DataInput!F733,NA())","v":"Summer"},{"$f":"IF($E734=DataInput!$B733,DataInput!G733,NA())","v":"Non-Coincident"},{"$f":"IF($E734=DataInput!$B733,DataInput!H733,NA())","v":2019},{"$f":"IF($E734=DataInput!$B733,DataInput!I733,NA())","v":"POE10"},{"$f":"IF($E734=DataInput!$B733,DataInput!J733,NA())","v":14.992881929244501},{"$f":"IF($E734=DataInput!$B733,DataInput!K733,NA())","v":0.89430529325661501},null,null,"SA Hummocks",null,null,null,null,false,null,null,{"$error":"#N/A"},{"$error":"#N/A"},{"$error":"#N/A"},{"$error":"#N/A"},{"$error":"#N/A"},{"$error":"#N/A"},{"$error":"#N/A"},{"$error":"#N/A"},{"$error":"#N/A"},{"$error":"#N/A"}]
[null,{"$f":"IF(DataInput!B734=$B$8,IF($B$9=$B$10,TRUE,IF(DataInput!E734=$B$9,TRUE,FALSE)))","v":true},null,null,{"$f":"IF(B735=TRUE,DataInput!B734,NA())","v":"SA"},{"$f":"IF($E735=DataInput!$B734,DataInput!C734,NA())","v":"SHUM"},{"$f":"IF($E735=DataInput!$B734,DataInput!D734,NA())","v":"Hummocks"},{"$f":"IF($E735=DataInput!$B734,DataInput!E734,NA())","v":"SAPN"},{"$f":"IF($E735=DataInput!$B734,DataInput!F734,NA())","v":"Summer"},{"$f":"IF($E735=DataInput!$B734,DataInput!G734,NA())","v":"Non-Coincident"},{"$f":"IF($E735=DataInput!$B734,DataInput!H734,NA())","v":2020},{"$f":"IF($E735=DataInput!$B734,DataInput!I734,NA())","v":"POE10"},{"$f":"IF($E735=DataInput!$B734,DataInput!J734,NA())","v":14.7483580648209},{"$f":"IF($E735=DataInput!$B734,DataInput!K734,NA())","v":0.88748822899454705},null,null,"SA Hummocks",null,null,null,null,false,null,null,{"$error":"#N/A"},{"$error":"#N/A"},{"$error":"#N/A"},{"$error":"#N/A"},{"$error":"#N/A"},{"$error":"#N/A"},{"$error":"#N/A"},{"$error":"#N/A"},{"$error":"#N/A"},{"$error":"#N/A"}]
[null,{"$f":"IF(DataInput!B735=$B$8,IF($B$9=$B$10,TRUE,IF(DataInput!E735=$B$9,TRUE,FALSE)))","v":true},null,null,{"$f":"IF(B736=TRUE,DataInput!B735,NA())","v":"SA"},{"$f":"IF($E736=DataInput!$B735,DataInput!C735,NA())","v":"SHUM"},{"$f":"IF($E736=DataInput!$B735,DataInput!D735,NA())","v":"Hummocks"},{"$f":"IF($E736=DataInput!$B735,DataInput!E735,NA())","v":"SAPN"},{"$f":"IF($E736=DataInput!$B735,DataInput!F735,NA())","v":"Summer"},{"$f":"IF($E736=DataInput!$B735,DataInput!G735,NA())","v":"Non-Coincident"},{"$f":"IF($E736=DataInput!$B735,DataInput!H735,NA())","v":2021},{"$f":"IF($E736=DataInput!$B735,DataInput!I735,NA())","v":"POE10"},{"$f":"IF($E736=DataInput!$B735,DataInput!J735,NA())","v":14.5379116891247},{"$f":"IF($E736=DataInput!$B735,DataInput!K735,NA())","v":0.89692404415276505},null,null,"SA Hummocks",null,null,null,null,false,null,null,{"$error":"#N/A"},{"$error":"#N/A"},{"$error":"#N/A"},{"$error":"#N/A"},{"$error":"#N/A"},{"$error":"#N/A"},{"$error":"#N/A"},{"$error":"#N/A"},{"$error":"#N/A"},{"$error":"#N/A"}]
[null,{"$f":"IF(DataInput!B736=$B$8,IF($B$9=$B$10,TRUE,IF(DataInput!E736=$B$9,TRUE,FALSE)))","v":true},null,null,{"$f":"IF(B737=TRUE,DataInput!B736,NA())","v":"SA"},{"$f":"IF($E737=DataInput!$B736,DataInput!C736,NA())","v":"SHUM"},{"$f":"IF($E737=DataInput!$B736,DataInput!D736,NA())","v":"Hummocks"},{"$f":"IF($E737=DataInput!$B736,DataInput!E736,NA())","v":"SAPN"},{"$f":"IF($E737=DataInput!$B736,DataInput!F736,NA())","v":"Summer"},{"$f":"IF($E737=DataInput!$B736,DataInput!G736,NA())","v":"Non-Coincident"},{"$f":"IF($E737=DataInput!$B736,DataInput!H736,NA())","v":2022},{"$f":"IF($E737=DataInput!$B736,DataInput!I736,NA())","v":"POE10"},{"$f":"IF($E737=DataInput!$B736,DataInput!J736,NA())","v":14.3354025693859},{"$f":"IF($E737=DataInput!$B736,DataInput!K736,NA())","v":0.89702486244926205},null,null,"SA Hummocks",null,null,null,null,false,null,null,{"$error":"#N/A"},{"$error":"#N/A"},{"$error":"#N/A"},{"$error":"#N/A"},{"$error":"#N/A"},{"$error":"#N/A"},{"$error":"#N/A"},{"$error":"#N/A"},{"$error":"#N/A"},{"$error":"#N/A"}]
[null,{"$f":"IF(DataInput!B737=$B$8,IF($B$9=$B$10,TRUE,IF(DataInput!E737=$B$9,TRUE,FALSE)))","v":true},null,null,{"$f":"IF(B738=TRUE,DataInput!B737,NA())","v":"SA"},{"$f":"IF($E738=DataInput!$B737,DataInput!C737,NA())","v":"SHUM"},{"$f":"IF($E738=DataInput!$B737,DataInput!D737,NA())","v":"Hummocks"},{"$f":"IF($E738=DataInput!$B737,DataInput!E737,NA())","v":"SAPN"},{"$f":"IF($E738=DataInput!$B737,DataInput!F737,NA())","v":"Summer"},{"$f":"IF($E738=DataInput!$B737,DataInput!G737,NA())","v":"Non-Coincident"},{"$f":"IF($E738=DataInput!$B737,DataInput!H737,NA())","v":2023},{"$f":"IF($E738=DataInput!$B737,DataInput!I737,NA())","v":"POE10"},{"$f":"IF($E738=DataInput!$B737,DataInput!J737,NA())","v":14.2577371772914},{"$f":"IF($E738=DataInput!$B737,DataInput!K737,NA())","v":0.89713645311641799},null,null,"SA Hummocks",null,null,null,null,false,null,null,{"$error":"#N/A"},{"$error":"#N/A"},{"$error":"#N/A"},{"$error":"#N/A"},{"$error":"#N/A"},{"$error":"#N/A"},{"$error":"#N/A"},{"$error":"#N/A"},{"$error":"#N/A"},{"$error":"#N/A"}]
[null,{"$f":"IF(DataInput!B738=$B$8,IF($B$9=$B$10,TRUE,IF(DataInput!E738=$B$9,TRUE,FALSE)))","v":true},null,null,{"$f":"IF(B739=TRUE,DataInput!B738,NA())","v":"SA"},{"$f":"IF($E739=DataInput!$B738,DataInput!C738,NA())","v":"SHUM"},{"$f":"IF($E739=DataInput!$B738,DataInput!D738,NA())","v":"Hummocks"},{"$f":"IF($E739=DataInput!$B738,DataInput!E738,NA())","v":"SAPN"},{"$f":"IF($E739=DataInput!$B738,DataInput!F738,NA())","v":"Summer"},{"$f":"IF($E739=DataInput!$B738,DataInput!G738,NA())","v":"Non-Coincident"},{"$f":"IF($E739=DataInput!$B738,DataInput!H738,NA())","v":2024},{"$f":"IF($E739=DataInput!$B738,DataInput!I738,NA())","v":"POE10"},{"$f":"IF($E739=DataInput!$B738,DataInput!J738,NA())","v":14.3215833086849},{"$f":"IF($E739=DataInput!$B738,DataInput!K738,NA())","v":0.89724708535480102},null,null,"SA Hummocks",null,null,null,null,false,null,null,{"$error":"#N/A"},{"$error":"#N/A"},{"$error":"#N/A"},{"$error":"#N/A"},{"$error":"#N/A"},{"$error":"#N/A"},{"$error":"#N/A"},{"$error":"#N/A"},{"$error":"#N/A"},{"$error":"#N/A"}]
[null,{"$f":"IF(DataInput!B739=$B$8,IF($B$9=$B$10,TRUE,IF(DataInput!E739=$B$9,TRUE,FALSE)))","v":true},null,null,{"$f":"IF(B740=TRUE,DataInput!B739,NA())","v":"SA"},{"$f":"IF($E740=DataInput!$B739,DataInput!C739,NA())","v":"SHUM"},{"$f":"IF($E740=DataInput!$B739,DataInput!D739,NA())","v":"Hummocks"},{"$f":"IF($E740=DataInput!$B739,DataInput!E739,NA())","v":"SAPN"},{"$f":"IF($E740=DataInput!$B739,DataInput!F739,NA())","v":"Summer"},{"$f":"IF($E740=DataInput!$B739,DataInput!G739,NA())","v":"Non-Coincident"},{"$f":"IF($E740=DataInput!$B739,DataInput!H739,NA())","v":2025},{"$f":"IF($E740=DataInput!$B739,DataInput!I739,NA())","v":"POE10"},{"$f":"IF($E740=DataInput!$B739,DataInput!J739,NA())","v":14.2665634381553},{"$f":"IF($E740=DataInput!$B739,DataInput!K739,NA())","v":0.89735770130563397},null,null,"SA Hummocks",null,null,null,null,false,null,null,{"$error":"#N/A"},{"$error":"#N/A"},{"$error":"#N/A"},{"$error":"#N/A"},{"$error":"#N/A"},{"$error":"#N/A"},{"$error":"#N/A"},{"$error":"#N/A"},{"$error":"#N/A"},{"$error":"#N/A"}]
[null,{"$f":"IF(DataInput!B740=$B$8,IF($B$9=$B$10,TRUE,IF(DataInput!E740=$B$9,TRUE,FALSE)))","v":true},null,null,{"$f":"IF(B741=TRUE,DataInput!B740,NA())","v":"SA"},{"$f":"IF($E741=DataInput!$B740,DataInput!C740,NA())","v":"SHUM"},{"$f":"IF($E741=DataInput!$B740,DataInput!D740,NA())","v":"Hummocks"},{"$f":"IF($E741=DataInput!$B740,DataInput!E740,NA())","v":"SAPN"},{"$f":"IF($E741=DataInput!$B740,DataInput!F740,NA())","v":"Summer"},{"$f":"IF($E741=DataInput!$B740,DataInput!G740,NA())","v":"Non-Coincident"},{"$f":"IF($E741=DataInput!$B740,DataInput!H740,NA())","v":2026},{"$f":"IF($E741=DataInput!$B740,DataInput!I740,NA())","v":"POE10"},{"$f":"IF($E741=DataInput!$B740,DataInput!J740,NA())","v":14.1158773085203},{"$f":"IF($E741=DataInput!$B740,DataInput!K740,NA())","v":0.89746595889737002},null,null,"SA Hummocks",null,null,null,null,false,null,null,{"$error":"#N/A"},{"$error":"#N/A"},{"$error":"#N/A"},{"$error":"#N/A"},{"$error":"#N/A"},{"$error":"#N/A"},{"$error":"#N/A"},{"$error":"#N/A"},{"$error":"#N/A"},{"$error":"#N/A"}]
[null,{"$f":"IF(DataInput!B741=$B$8,IF($B$9=$B$10,TRUE,IF(DataInput!E741=$B$9,TRUE,FALSE)))","v":true},null,null,{"$f":"IF(B742=TRUE,DataInput!B741,NA())","v":"SA"},{"$f":"IF($E742=DataInput!$B741,DataInput!C741,NA())","v":"SHUM"},{"$f":"IF($E742=DataInput!$B741,DataInput!D741,NA())","v":"Hummocks"},{"$f":"IF($E742=DataInput!$B741,DataInput!E741,NA())","v":"SAPN"},{"$f":"IF($E742=DataInput!$B741,DataInput!F741,NA())","v":"Summer"},{"$f":"IF($E742=DataInput!$B741,DataInput!G741,NA())","v":"Non-Coincident"},{"$f":"IF($E742=DataInput!$B741,DataInput!H741,NA())","v":2017},{"$f":"IF($E742=DataInput!$B741,DataInput!I741,NA())","v":"POE50"},{"$f":"IF($E742=DataInput!$B741,DataInput!J741,NA())","v":13.835061345636101},{"$f":"IF($E742=DataInput!$B741,DataInput!K741,NA())","v":0.87065307218543397},null,null,"SA Hummocks",null,null,null,null,false,null,null,{"$error":"#N/A"},{"$error":"#N/A"},{"$error":"#N/A"},{"$error":"#N/A"},{"$error":"#N/A"},{"$error":"#N/A"},{"$error":"#N/A"},{"$error":"#N/A"},{"$error":"#N/A"},{"$error":"#N/A"}]
[null,{"$f":"IF(DataInput!B742=$B$8,IF($B$9=$B$10,TRUE,IF(DataInput!E742=$B$9,TRUE,FALSE)))","v":true},null,null,{"$f":"IF(B743=TRUE,DataInput!B742,NA())","v":"SA"},{"$f":"IF($E743=DataInput!$B742,DataInput!C742,NA())","v":"SHUM"},{"$f":"IF($E743=DataInput!$B742,DataInput!D742,NA())","v":"Hummocks"},{"$f":"IF($E743=DataInput!$B742,DataInput!E742,NA())","v":"SAPN"},{"$f":"IF($E743=DataInput!$B742,DataInput!F742,NA())","v":"Summer"},{"$f":"IF($E743=DataInput!$B742,DataInput!G742,NA())","v":"Non-Coincident"},{"$f":"IF($E743=DataInput!$B742,DataInput!H742,NA())","v":2018},{"$f":"IF($E743=DataInput!$B742,DataInput!I742,NA())","v":"POE50"},{"$f":"IF($E743=DataInput!$B742,DataInput!J742,NA())","v":13.9895240406744},{"$f":"IF($E743=DataInput!$B742,DataInput!K742,NA())","v":0.86223323905425797},null,null,"SA Hummocks",null,null,null,null,false,null,null,{"$error":"#N/A"},{"$error":"#N/A"},{"$error":"#N/A"},{"$error":"#N/A"},{"$error":"#N/A"},{"$error":"#N/A"},{"$error":"#N/A"},{"$error":"#N/A"},{"$error":"#N/A"},{"$error":"#N/A"}]
[null,{"$f":"IF(DataInput!B743=$B$8,IF($B$9=$B$10,TRUE,IF(DataInput!E743=$B$9,TRUE,FALSE)))","v":true},null,null,{"$f":"IF(B744=TRUE,DataInput!B743,NA())","v":"SA"},{"$f":"IF($E744=DataInput!$B743,DataInput!C743,NA())","v":"SHUM"},{"$f":"IF($E744=DataInput!$B743,DataInput!D743,NA())","v":"Hummocks"},{"$f":"IF($E744=DataInput!$B743,DataInput!E743,NA())","v":"SAPN"},{"$f":"IF($E744=DataInput!$B743,DataInput!F743,NA())","v":"Summer"},{"$f":"IF($E744=DataInput!$B743,DataInput!G743,NA())","v":"Non-Coincident"},{"$f":"IF($E744=DataInput!$B743,DataInput!H743,NA())","v":2019},{"$f":"IF($E744=DataInput!$B743,DataInput!I743,NA())","v":"POE50"},{"$f":"IF($E744=DataInput!$B743,DataInput!J743,NA())","v":14.027732999389899},{"$f":"IF($E744=DataInput!$B743,DataInput!K743,NA())","v":0.85840536455120398},null,null,"SA Hummocks",null,null,null,null,false,null,null,{"$error":"#N/A"},{"$error":"#N/A"},{"$error":"#N/A"},{"$error":"#N/A"},{"$error":"#N/A"},{"$error":"#N/A"},{"$error":"#N/A"},{"$error":"#N/A"},{"$error":"#N/A"},{"$error":"#N/A"}]
[null,{"$f":"IF(DataInput!B744=$B$8,IF($B$9=$B$10,TRUE,IF(DataInput!E744=$B$9,TRUE,FALSE)))","v":true},null,null,{"$f":"IF(B745=TRUE,DataInput!B744,NA())","v":"SA"},{"$f":"IF($E745=DataInput!$B744,DataInput!C744,NA())","v":"SHUM"},{"$f":"IF($E745=DataInput!$B744,DataInput!D744,NA())","v":"Hummocks"},{"$f":"IF($E745=DataInput!$B744,DataInput!E744,NA())","v":"SAPN"},{"$f":"IF($E745=DataInput!$B744,DataInput!F744,NA())","v":"Summer"},{"$f":"IF($E745=DataInput!$B744,DataInput!G744,NA())","v":"Non-Coincident"},{"$f":"IF($E745=DataInput!$B744,DataInput!H744,NA())","v":2020},{"$f":"IF($E745=DataInput!$B744,DataInput!I744,NA())","v":"POE50"},{"$f":"IF($E745=DataInput!$B744,DataInput!J744,NA())","v":13.9015233491054},{"$f":"IF($E745=DataInput!$B744,DataInput!K744,NA())","v":0.86029762748276695},null,null,"SA Hummocks",null,null,null,null,false,null,null,{"$error":"#N/A"},{"$error":"#N/A"},{"$error":"#N/A"},{"$error":"#N/A"},{"$error":"#N/A"},{"$error":"#N/A"},{"$error":"#N/A"},{"$error":"#N/A"},{"$error":"#N/A"},{"$error":"#N/A"}]
[null,{"$f":"IF(DataInput!B745=$B$8,IF($B$9=$B$10,TRUE,IF(DataInput!E745=$B$9,TRUE,FALSE)))","v":true},null,null,{"$f":"IF(B746=TRUE,DataInput!B745,NA())","v":"SA"},{"$f":"IF($E746=DataInput!$B745,DataInput!C745,NA())","v":"SHUM"},{"$f":"IF($E746=DataInput!$B745,DataInput!D745,NA())","v":"Hummocks"},{"$f":"IF($E746=DataInput!$B745,DataInput!E745,NA())","v":"SAPN"},{"$f":"IF($E746=DataInput!$B745,DataInput!F745,NA())","v":"Summer"},{"$f":"IF($E746=DataInput!$B745,DataInput!G745,NA())","v":"Non-Coincident"},{"$f":"IF($E746=DataInput!$B745,DataInput!H745,NA())","v":2021},{"$f":"IF($E746=DataInput!$B745,DataInput!I745,NA())","v":"POE50"},{"$f":"IF($E746=DataInput!$B745,DataInput!J745,NA())","v":13.7815706203356},{"$f":"IF($E746=DataInput!$B745,DataInput!K745,NA())","v":0.87132632418176403},null,null,"SA Hummocks",null,null,null,null,false,null,null,{"$error":"#N/A"},{"$error":"#N/A"},{"$error":"#N/A"},{"$error":"#N/A"},{"$error":"#N/A"},{"$error":"#N/A"},{"$error":"#N/A"},{"$error":"#N/A"},{"$error":"#N/A"},{"$error":"#N/A"}]
[null,{"$f":"IF(DataInput!B746=$B$8,IF($B$9=$B$10,TRUE,IF(DataInput!E746=$B$9,TRUE,FALSE)))","v":true},null,null,{"$f":"IF(B747=TRUE,DataInput!B746,NA())","v":"SA"},{"$f":"IF($E747=DataInput!$B746,DataInput!C746,NA())","v":"SHUM"},{"$f":"IF($E747=DataInput!$B746,DataInput!D746,NA())","v":"Hummocks"},{"$f":"IF($E747=DataInput!$B746,DataInput!E746,NA())","v":"SAPN"},{"$f":"IF($E747=DataInput!$B746,DataInput!F746,NA())","v":"Summer"},{"$f":"IF($E747=DataInput!$B746,DataInput!G746,NA())","v":"Non-Coincident"},{"$f":"IF($E747=DataInput!$B746,DataInput!H746,NA())","v":2022},{"$f":"IF($E747=DataInput!$B746,DataInput!I746,NA())","v":"POE50"},{"$f":"IF($E747=DataInput!$B746,DataInput!J746,NA())","v":13.507488359722901},{"$f":"IF($E747=DataInput!$B746,DataInput!K746,NA())","v":0.87143636698605798},null,null,"SA Hummocks",null,null,null,null,false,null,null,{"$error":"#N/A"},{"$error":"#N/A"},{"$error":"#N/A"},{"$error":"#N/A"},{"$error":"#N/A"},{"$error":"#N/A"},{"$error":"#N/A"},{"$error":"#N/A"},{"$error":"#N/A"},{"$error":"#N/A"}]
[null,{"$f":"IF(DataInput!B747=$B$8,IF($B$9=$B$10,TRUE,IF(DataInput!E747=$B$9,TRUE,FALSE)))","v":true},null,null,{"$f":"IF(B748=TRUE,DataInput!B747,NA())","v":"SA"},{"$f":"IF($E748=DataInput!$B747,DataInput!C747,NA())","v":"SHUM"},{"$f":"IF($E748=DataInput!$B747,DataInput!D747,NA())","v":"Hummocks"},{"$f":"IF($E748=DataInput!$B747,DataInput!E747,NA())","v":"SAPN"},{"$f":"IF($E748=DataInput!$B747,DataInput!F747,NA())","v":"Summer"},{"$f":"IF($E748=DataInput!$B747,DataInput!G747,NA())","v":"Non-Coincident"},{"$f":"IF($E748=DataInput!$B747,DataInput!H747,NA())","v":2023},{"$f":"IF($E748=DataInput!$B747,DataInput!I747,NA())","v":"POE50"},{"$f":"IF($E748=DataInput!$B747,DataInput!J747,NA())","v":13.5545706122032},{"$f":"IF($E748=DataInput!$B747,DataInput!K747,NA())","v":0.87154467521979695},null,null,"SA Hummocks",null,null,null,null,false,null,null,{"$error":"#N/A"},{"$error":"#N/A"},{"$error":"#N/A"},{"$error":"#N/A"},{"$error":"#N/A"},{"$error":"#N/A"},{"$error":"#N/A"},{"$error":"#N/A"},{"$error":"#N/A"},{"$error":"#N/A"}]
[null,{"$f":"IF(DataInput!B748=$B$8,IF($B$9=$B$10,TRUE,IF(DataInput!E748=$B$9,TRUE,FALSE)))","v":true},null,null,{"$f":"IF(B749=TRUE,DataInput!B748,NA())","v":"SA"},{"$f":"IF($E749=DataInput!$B748,DataInput!C748,NA())","v":"SHUM"},{"$f":"IF($E749=DataInput!$B748,DataInput!D748,NA())","v":"Hummocks"},{"$f":"IF($E749=DataInput!$B748,DataInput!E748,NA())","v":"SAPN"},{"$f":"IF($E749=DataInput!$B748,DataInput!F748,NA())","v":"Summer"},{"$f":"IF($E749=DataInput!$B748,DataInput!G748,NA())","v":"Non-Coincident"},{"$f":"IF($E749=DataInput!$B748,DataInput!H748,NA())","v":2024},{"$f":"IF($E749=DataInput!$B748,DataInput!I748,NA())","v":"POE50"},{"$f":"IF($E749=DataInput!$B748,DataInput!J748,NA())","v":13.613006687876499},{"$f":"IF($E749=DataInput!$B748,DataInput!K748,NA())","v":0.871654715179776},null,null,"SA Hummocks",null,null,null,null,false,null,null,{"$error":"#N/A"},{"$error":"#N/A"},{"$error":"#N/A"},{"$error":"#N/A"},{"$error":"#N/A"},{"$error":"#N/A"},{"$error":"#N/A"},{"$error":"#N/A"},{"$error":"#N/A"},{"$error":"#N/A"}]
[null,{"$f":"IF(DataInput!B749=$B$8,IF($B$9=$B$10,TRUE,IF(DataInput!E749=$B$9,TRUE,FALSE)))","v":true},null,null,{"$f":"IF(B750=TRUE,DataInput!B749,NA())","v":"SA"},{"$f":"IF($E750=DataInput!$B749,DataInput!C749,NA())","v":"SHUM"},{"$f":"IF($E750=DataInput!$B749,DataInput!D749,NA())","v":"Hummocks"},{"$f":"IF($E750=DataInput!$B749,DataInput!E749,NA())","v":"SAPN"},{"$f":"IF($E750=DataInput!$B749,DataInput!F749,NA())","v":"Summer"},{"$f":"IF($E750=DataInput!$B749,DataInput!G749,NA())","v":"Non-Coincident"},{"$f":"IF($E750=DataInput!$B749,DataInput!H749,NA())","v":2025},{"$f":"IF($E750=DataInput!$B749,DataInput!I749,NA())","v":"POE50"},{"$f":"IF($E750=DataInput!$B749,DataInput!J749,NA())","v":13.718503961358399},{"$f":"IF($E750=DataInput!$B749,DataInput!K749,NA())","v":0.87175977831502804},null,null,"SA Hummocks",null,null,null,null,false,null,null,{"$error":"#N/A"},{"$error":"#N/A"},{"$error":"#N/A"},{"$error":"#N/A"},{"$error":"#N/A"},{"$error":"#N/A"},{"$error":"#N/A"},{"$error":"#N/A"},{"$error":"#N/A"},{"$error":"#N/A"}]
[null,{"$f":"IF(DataInput!B750=$B$8,IF($B$9=$B$10,TRUE,IF(DataInput!E750=$B$9,TRUE,FALSE)))","v":true},null,null,{"$f":"IF(B751=TRUE,DataInput!B750,NA())","v":"SA"},{"$f":"IF($E751=DataInput!$B750,DataInput!C750,NA())","v":"SHUM"},{"$f":"IF($E751=DataInput!$B750,DataInput!D750,NA())","v":"Hummocks"},{"$f":"IF($E751=DataInput!$B750,DataInput!E750,NA())","v":"SAPN"},{"$f":"IF($E751=DataInput!$B750,DataInput!F750,NA())","v":"Summer"},{"$f":"IF($E751=DataInput!$B750,DataInput!G750,NA())","v":"Non-Coincident"},{"$f":"IF($E751=DataInput!$B750,DataInput!H750,NA())","v":2026},{"$f":"IF($E751=DataInput!$B750,DataInput!I750,NA())","v":"POE50"},{"$f":"IF($E751=DataInput!$B750,DataInput!J750,NA())","v":13.7410644103789},{"$f":"IF($E751=DataInput!$B750,DataInput!K750,NA())","v":0.87185682012632604},null,null,"SA Hummocks",null,null,null,null,false,null,null,{"$error":"#N/A"},{"$error":"#N/A"},{"$error":"#N/A"},{"$error":"#N/A"},{"$error":"#N/A"},{"$error":"#N/A"},{"$error":"#N/A"},{"$error":"#N/A"},{"$error":"#N/A"},{"$error":"#N/A"}]
[null,{"$f":"IF(DataInput!B751=$B$8,IF($B$9=$B$10,TRUE,IF(DataInput!E751=$B$9,TRUE,FALSE)))","v":true},null,null,{"$f":"IF(B752=TRUE,DataInput!B751,NA())","v":"SA"},{"$f":"IF($E752=DataInput!$B751,DataInput!C751,NA())","v":"SHUM"},{"$f":"IF($E752=DataInput!$B751,DataInput!D751,NA())","v":"Hummocks"},{"$f":"IF($E752=DataInput!$B751,DataInput!E751,NA())","v":"SAPN"},{"$f":"IF($E752=DataInput!$B751,DataInput!F751,NA())","v":"Winter"},{"$f":"IF($E752=DataInput!$B751,DataInput!G751,NA())","v":"Non-Coincident"},{"$f":"IF($E752=DataInput!$B751,DataInput!H751,NA())","v":2016},{"$f":"IF($E752=DataInput!$B751,DataInput!I751,NA())","v":"POE10"},{"$f":"IF($E752=DataInput!$B751,DataInput!J751,NA())","v":11.498649680946199},{"$f":"IF($E752=DataInput!$B751,DataInput!K751,NA())","v":0.84665356257392399},null,null,"SA Hummocks",null,null,null,null,false,null,null,{"$error":"#N/A"},{"$error":"#N/A"},{"$error":"#N/A"},{"$error":"#N/A"},{"$error":"#N/A"},{"$error":"#N/A"},{"$error":"#N/A"},{"$error":"#N/A"},{"$error":"#N/A"},{"$error":"#N/A"}]
[null,{"$f":"IF(DataInput!B752=$B$8,IF($B$9=$B$10,TRUE,IF(DataInput!E752=$B$9,TRUE,FALSE)))","v":true},null,null,{"$f":"IF(B753=TRUE,DataInput!B752,NA())","v":"SA"},{"$f":"IF($E753=DataInput!$B752,DataInput!C752,NA())","v":"SHUM"},{"$f":"IF($E753=DataInput!$B752,DataInput!D752,NA())","v":"Hummocks"},{"$f":"IF($E753=DataInput!$B752,DataInput!E752,NA())","v":"SAPN"},{"$f":"IF($E753=DataInput!$B752,DataInput!F752,NA())","v":"Winter"},{"$f":"IF($E753=DataInput!$B752,DataInput!G752,NA())","v":"Non-Coincident"},{"$f":"IF($E753=DataInput!$B752,DataInput!H752,NA())","v":2017},{"$f":"IF($E753=DataInput!$B752,DataInput!I752,NA())","v":"POE10"},{"$f":"IF($E753=DataInput!$B752,DataInput!J752,NA())","v":11.563577188558501},{"$f":"IF($E753=DataInput!$B752,DataInput!K752,NA())","v":0.84500795451184096},null,null,"SA Hummocks",null,null,null,null,false,null,null,{"$error":"#N/A"},{"$error":"#N/A"},{"$error":"#N/A"},{"$error":"#N/A"},{"$error":"#N/A"},{"$error":"#N/A"},{"$error":"#N/A"},{"$error":"#N/A"},{"$error":"#N/A"},{"$error":"#N/A"}]
[null,{"$f":"IF(DataInput!B753=$B$8,IF($B$9=$B$10,TRUE,IF(DataInput!E753=$B$9,TRUE,FALSE)))","v":true},null,null,{"$f":"IF(B754=TRUE,DataInput!B753,NA())","v":"SA"},{"$f":"IF($E754=DataInput!$B753,DataInput!C753,NA())","v":"SHUM"},{"$f":"IF($E754=DataInput!$B753,DataInput!D753,NA())","v":"Hummocks"},{"$f":"IF($E754=DataInput!$B753,DataInput!E753,NA())","v":"SAPN"},{"$f":"IF($E754=DataInput!$B753,DataInput!F753,NA())","v":"Winter"},{"$f":"IF($E754=DataInput!$B753,DataInput!G753,NA())","v":"Non-Coincident"},{"$f":"IF($E754=DataInput!$B753,DataInput!H753,NA())","v":2018},{"$f":"IF($E754=DataInput!$B753,DataInput!I753,NA())","v":"POE10"},{"$f":"IF($E754=DataInput!$B753,DataInput!J753,NA())","v":11.6307228113743},{"$f":"IF($E754=DataInput!$B753,DataInput!K753,NA())","v":0.84628935882628498},null,null,"SA Hummocks",null,null,null,null,false,null,null,{"$error":"#N/A"},{"$error":"#N/A"},{"$error":"#N/A"},{"$error":"#N/A"},{"$error":"#N/A"},{"$error":"#N/A"},{"$error":"#N/A"},{"$error":"#N/A"},{"$error":"#N/A"},{"$error":"#N/A"}]
[null,{"$f":"IF(DataInput!B754=$B$8,IF($B$9=$B$10,TRUE,IF(DataInput!E754=$B$9,TRUE,FALSE)))","v":true},null,null,{"$f":"IF(B755=TRUE,DataInput!B754,NA())","v":"SA"},{"$f":"IF($E755=DataInput!$B754,DataInput!C754,NA())","v":"SHUM"},{"$f":"IF($E755=DataInput!$B754,DataInput!D754,NA())","v":"Hummocks"},{"$f":"IF($E755=DataInput!$B754,DataInput!E754,NA())","v":"SAPN"},{"$f":"IF($E755=DataInput!$B754,DataInput!F754,NA())","v":"Winter"},{"$f":"IF($E755=DataInput!$B754,DataInput!G754,NA())","v":"Non-Coincident"},{"$f":"IF($E755=DataInput!$B754,DataInput!H754,NA())","v":2019},{"$f":"IF($E755=DataInput!$B754,DataInput!I754,NA())","v":"POE10"},{"$f":"IF($E755=DataInput!$B754,DataInput!J754,NA())","v":11.773408659828901},{"$f":"IF($E755=DataInput!$B754,DataInput!K754,NA())","v":0.84910485019607096},null,null,"SA Hummocks",null,null,null,null,false,null,null,{"$error":"#N/A"},{"$error":"#N/A"},{"$error":"#N/A"},{"$error":"#N/A"},{"$error":"#N/A"},{"$error":"#N/A"},{"$error":"#N/A"},{"$error":"#N/A"},{"$error":"#N/A"},{"$error":"#N/A"}]
[null,{"$f":"IF(DataInput!B755=$B$8,IF($B$9=$B$10,TRUE,IF(DataInput!E755=$B$9,TRUE,FALSE)))","v":true},null,null,{"$f":"IF(B756=TRUE,DataInput!B755,NA())","v":"SA"},{"$f":"IF($E756=DataInput!$B755,DataInput!C755,NA())","v":"SHUM"},{"$f":"IF($E756=DataInput!$B755,DataInput!D755,NA())","v":"Hummocks"},{"$f":"IF($E756=DataInput!$B755,DataInput!E755,NA())","v":"SAPN"},{"$f":"IF($E756=DataInput!$B755,DataInput!F755,NA())","v":"Winter"},{"$f":"IF($E756=DataInput!$B755,DataInput!G755,NA())","v":"Non-Coincident"},{"$f":"IF($E756=DataInput!$B755,DataInput!H755,NA())","v":2020},{"$f":"IF($E756=DataInput!$B755,DataInput!I755,NA())","v":"POE10"},{"$f":"IF($E756=DataInput!$B755,DataInput!J755,NA())","v":11.8681114544897},{"$f":"IF($E756=DataInput!$B755,DataInput!K755,NA())","v":0.84803779223333797},null,null,"SA Hummocks",null,null,null,null,false,null,null,{"$error":"#N/A"},{"$error":"#N/A"},{"$error":"#N/A"},{"$error":"#N/A"},{"$error":"#N/A"},{"$error":"#N/A"},{"$error":"#N/A"},{"$error":"#N/A"},{"$error":"#N/A"},{"$error":"#N/A"}]
[null,{"$f":"IF(DataInput!B756=$B$8,IF($B$9=$B$10,TRUE,IF(DataInput!E756=$B$9,TRUE,FALSE)))","v":true},null,null,{"$f":"IF(B757=TRUE,DataInput!B756,NA())","v":"SA"},{"$f":"IF($E757=DataInput!$B756,DataInput!C756,NA())","v":"SHUM"},{"$f":"IF($E757=DataInput!$B756,DataInput!D756,NA())","v":"Hummocks"},{"$f":"IF($E757=DataInput!$B756,DataInput!E756,NA())","v":"SAPN"},{"$f":"IF($E757=DataInput!$B756,DataInput!F756,NA())","v":"Winter"},{"$f":"IF($E757=DataInput!$B756,DataInput!G756,NA())","v":"Non-Coincident"},{"$f":"IF($E757=DataInput!$B756,DataInput!H756,NA())","v":2021},{"$f":"IF($E757=DataInput!$B756,DataInput!I756,NA())","v":"POE10"},{"$f":"IF($E757=DataInput!$B756,DataInput!J756,NA())","v":11.9481466970499},{"$f":"IF($E757=DataInput!$B756,DataInput!K756,NA())","v":0.848083387555427},null,null,"SA Hummocks",null,null,null,null,false,null,null,{"$error":"#N/A"},{"$error":"#N/A"},{"$error":"#N/A"},{"$error":"#N/A"},{"$error":"#N/A"},{"$error":"#N/A"},{"$error":"#N/A"},{"$error":"#N/A"},{"$error":"#N/A"},{"$error":"#N/A"}]
[null,{"$f":"IF(DataInput!B757=$B$8,IF($B$9=$B$10,TRUE,IF(DataInput!E757=$B$9,TRUE,FALSE)))","v":true},null,null,{"$f":"IF(B758=TRUE,DataInput!B757,NA())","v":"SA"},{"$f":"IF($E758=DataInput!$B757,DataInput!C757,NA())","v":"SHUM"},{"$f":"IF($E758=DataInput!$B757,DataInput!D757,NA())","v":"Hummocks"},{"$f":"IF($E758=DataInput!$B757,DataInput!E757,NA())","v":"SAPN"},{"$f":"IF($E758=DataInput!$B757,DataInput!F757,NA())","v":"Winter"},{"$f":"IF($E758=DataInput!$B757,DataInput!G757,NA())","v":"Non-Coincident"},{"$f":"IF($E758=DataInput!$B757,DataInput!H757,NA())","v":2022},{"$f":"IF($E758=DataInput!$B757,DataInput!I757,NA())","v":"POE10"},{"$f":"IF($E758=DataInput!$B757,DataInput!J757,NA())","v":12.0309375275819},{"$f":"IF($E758=DataInput!$B757,DataInput!K757,NA())","v":0.84813054207333805},null,null,"SA Hummocks",null,null,null,null,false,null,null,{"$error":"#N/A"},{"$error":"#N/A"},{"$error":"#N/A"},{"$error":"#N/A"},{"$error":"#N/A"},{"$error":"#N/A"},{"$error":"#N/A"},{"$error":"#N/A"},{"$error":"#N/A"},{"$error":"#N/A"}]
[null,{"$f":"IF(DataInput!B758=$B$8,IF($B$9=$B$10,TRUE,IF(DataInput!E758=$B$9,TRUE,FALSE)))","v":true},null,null,{"$f":"IF(B759=TRUE,DataInput!B758,NA())","v":"SA"},{"$f":"IF($E759=DataInput!$B758,DataInput!C758,NA())","v":"SHUM"},{"$f":"IF($E759=DataInput!$B758,DataInput!D758,NA())","v":"Hummocks"},{"$f":"IF($E759=DataInput!$B758,DataInput!E758,NA())","v":"SAPN"},{"$f":"IF($E759=DataInput!$B758,DataInput!F758,NA())","v":"Winter"},{"$f":"IF($E759=DataInput!$B758,DataInput!G758,NA())","v":"Non-Coincident"},{"$f":"IF($E759=DataInput!$B758,DataInput!H758,NA())","v":2023},{"$f":"IF($E759=DataInput!$B758,DataInput!I758,NA())","v":"POE10"},{"$f":"IF($E759=DataInput!$B758,DataInput!J758,NA())","v":12.0907927378474},{"$f":"IF($E759=DataInput!$B758,DataInput!K758,NA())","v":0.84817913243265297},null,null,"SA Hummocks",null,null,null,null,false,null,null,{"$error":"#N/A"},{"$f":"IF($V759=TRUE,F759,NA())","v":{"$error":"#N/A"}},{"$f":"IF($V759=TRUE,G759,NA())","v":{"$error":"#N/A"}},{"$f":"IF($V759=TRUE,H759,NA())","v":{"$error":"#N/A"}},{"$f":"IF($V759=TRUE,I759,NA())","v":{"$error":"#N/A"}},{"$f":"IF($V759=TRUE,J759,NA())","v":{"$error":"#N/A"}},{"$f":"IF($V759=TRUE,K759,NA())","v":{"$error":"#N/A"}},{"$f":"IF($V759=TRUE,L759,NA())","v":{"$error":"#N/A"}},{"$f":"IF($V759=TRUE,M759,NA())","v":{"$error":"#N/A"}},{"$f":"IF($V759=TRUE,N759,NA())","v":{"$error":"#N/A"}}]
[null,{"$f":"IF(DataInput!B759=$B$8,IF($B$9=$B$10,TRUE,IF(DataInput!E759=$B$9,TRUE,FALSE)))","v":true},null,null,{"$f":"IF(B760=TRUE,DataInput!B759,NA())","v":"SA"},{"$f":"IF($E760=DataInput!$B759,DataInput!C759,NA())","v":"SHUM"},{"$f":"IF($E760=DataInput!$B759,DataInput!D759,NA())","v":"Hummocks"},{"$f":"IF($E760=DataInput!$B759,DataInput!E759,NA())","v":"SAPN"},{"$f":"IF($E760=DataInput!$B759,DataInput!F759,NA())","v":"Winter"},{"$f":"IF($E760=DataInput!$B759,DataInput!G759,NA())","v":"Non-Coincident"},{"$f":"IF($E760=DataInput!$B759,DataInput!H759,NA())","v":2024},{"$f":"IF($E760=DataInput!$B759,DataInput!I759,NA())","v":"POE10"},{"$f":"IF($E760=DataInput!$B759,DataInput!J759,NA())","v":12.1499810891238},{"$f":"IF($E760=DataInput!$B759,DataInput!K759,NA())","v":0.84822904400398702},null,null,"SA Hummocks",null,null,null,null,false,null,null,{"$error":"#N/A"},{"$error":"#N/A"},{"$error":"#N/A"},{"$error":"#N/A"},{"$error":"#N/A"},{"$error":"#N/A"},{"$error":"#N/A"},{"$error":"#N/A"},{"$error":"#N/A"},{"$error":"#N/A"}]
[null,{"$f":"IF(DataInput!B760=$B$8,IF($B$9=$B$10,TRUE,IF(DataInput!E760=$B$9,TRUE,FALSE)))","v":true},null,null,{"$f":"IF(B761=TRUE,DataInput!B760,NA())","v":"SA"},{"$f":"IF($E761=DataInput!$B760,DataInput!C760,NA())","v":"SHUM"},{"$f":"IF($E761=DataInput!$B760,DataInput!D760,NA())","v":"Hummocks"},{"$f":"IF($E761=DataInput!$B760,DataInput!E760,NA())","v":"SAPN"},{"$f":"IF($E761=DataInput!$B760,DataInput!F760,NA())","v":"Winter"},{"$f":"IF($E761=DataInput!$B760,DataInput!G760,NA())","v":"Non-Coincident"},{"$f":"IF($E761=DataInput!$B760,DataInput!H760,NA())","v":2025},{"$f":"IF($E761=DataInput!$B760,DataInput!I760,NA())","v":"POE10"},{"$f":"IF($E761=DataInput!$B760,DataInput!J760,NA())","v":12.1692259024028},{"$f":"IF($E761=DataInput!$B760,DataInput!K760,NA())","v":0.84828017448454196},null,null,"SA Hummocks",null,null,null,null,false,null,null,{"$error":"#N/A"},{"$error":"#N/A"},{"$error":"#N/A"},{"$error":"#N/A"},{"$error":"#N/A"},{"$error":"#N/A"},{"$error":"#N/A"},{"$error":"#N/A"},{"$error":"#N/A"},{"$error":"#N/A"}]
[null,{"$f":"IF(DataInput!B761=$B$8,IF($B$9=$B$10,TRUE,IF(DataInput!E761=$B$9,TRUE,FALSE)))","v":true},null,null,{"$f":"IF(B762=TRUE,DataInput!B761,NA())","v":"SA"},{"$f":"IF($E762=DataInput!$B761,DataInput!C761,NA())","v":"SHUM"},{"$f":"IF($E762=DataInput!$B761,DataInput!D761,NA())","v":"Hummocks"},{"$f":"IF($E762=DataInput!$B761,DataInput!E761,NA())","v":"SAPN"},{"$f":"IF($E762=DataInput!$B761,DataInput!F761,NA())","v":"Winter"},{"$f":"IF($E762=DataInput!$B761,DataInput!G761,NA())","v":"Non-Coincident"},{"$f":"IF($E762=DataInput!$B761,DataInput!H761,NA())","v":2016},{"$f":"IF($E762=DataInput!$B761,DataInput!I761,NA())","v":"POE50"},{"$f":"IF($E762=DataInput!$B761,DataInput!J761,NA())","v":11.095458905912899},{"$f":"IF($E762=DataInput!$B761,DataInput!K761,NA())","v":0.849004538079843},null,null,"SA Hummocks",null,null,null,null,false,null,null,{"$error":"#N/A"},{"$error":"#N/A"},{"$error":"#N/A"},{"$error":"#N/A"},{"$error":"#N/A"},{"$error":"#N/A"},{"$error":"#N/A"},{"$error":"#N/A"},{"$error":"#N/A"},{"$error":"#N/A"}]
[null,{"$f":"IF(DataInput!B762=$B$8,IF($B$9=$B$10,TRUE,IF(DataInput!E762=$B$9,TRUE,FALSE)))","v":true},null,null,{"$f":"IF(B763=TRUE,DataInput!B762,NA())","v":"SA"},{"$f":"IF($E763=DataInput!$B762,DataInput!C762,NA())","v":"SHUM"},{"$f":"IF($E763=DataInput!$B762,DataInput!D762,NA())","v":"Hummocks"},{"$f":"IF($E763=DataInput!$B762,DataInput!E762,NA())","v":"SAPN"},{"$f":"IF($E763=DataInput!$B762,DataInput!F762,NA())","v":"Winter"},{"$f":"IF($E763=DataInput!$B762,DataInput!G762,NA())","v":"Non-Coincident"},{"$f":"IF($E763=DataInput!$B762,DataInput!H762,NA())","v":2017},{"$f":"IF($E763=DataInput!$B762,DataInput!I762,NA())","v":"POE50"},{"$f":"IF($E763=DataInput!$B762,DataInput!J762,NA())","v":11.152047591975601},{"$f":"IF($E763=DataInput!$B762,DataInput!K762,NA())","v":0.84696237396813201},null,null,"SA Hummocks",null,null,null,null,false,null,null,{"$error":"#N/A"},{"$error":"#N/A"},{"$error":"#N/A"},{"$error":"#N/A"},{"$error":"#N/A"},{"$error":"#N/A"},{"$error":"#N/A"},{"$error":"#N/A"},{"$error":"#N/A"},{"$error":"#N/A"}]
[null,{"$f":"IF(DataInput!B763=$B$8,IF($B$9=$B$10,TRUE,IF(DataInput!E763=$B$9,TRUE,FALSE)))","v":true},null,null,{"$f":"IF(B764=TRUE,DataInput!B763,NA())","v":"SA"},{"$f":"IF($E764=DataInput!$B763,DataInput!C763,NA())","v":"SHUM"},{"$f":"IF($E764=DataInput!$B763,DataInput!D763,NA())","v":"Hummocks"},{"$f":"IF($E764=DataInput!$B763,DataInput!E763,NA())","v":"SAPN"},{"$f":"IF($E764=DataInput!$B763,DataInput!F763,NA())","v":"Winter"},{"$f":"IF($E764=DataInput!$B763,DataInput!G763,NA())","v":"Non-Coincident"},{"$f":"IF($E764=DataInput!$B763,DataInput!H763,NA())","v":2018},{"$f":"IF($E764=DataInput!$B763,DataInput!I763,NA())","v":"POE50"},{"$f":"IF($E764=DataInput!$B763,DataInput!J763,NA())","v":11.2127135538917},{"$f":"IF($E764=DataInput!$B763,DataInput!K763,NA())","v":0.84854933937121901},null,null,"SA Hummocks",null,null,null,null,false,null,null,{"$error":"#N/A"},{"$error":"#N/A"},{"$error":"#N/A"},{"$error":"#N/A"},{"$error":"#N/A"},{"$error":"#N/A"},{"$error":"#N/A"},{"$error":"#N/A"},{"$error":"#N/A"},{"$error":"#N/A"}]
[null,{"$f":"IF(DataInput!B764=$B$8,IF($B$9=$B$10,TRUE,IF(DataInput!E764=$B$9,TRUE,FALSE)))","v":true},null,null,{"$f":"IF(B765=TRUE,DataInput!B764,NA())","v":"SA"},{"$f":"IF($E765=DataInput!$B764,DataInput!C764,NA())","v":"SHUM"},{"$f":"IF($E765=DataInput!$B764,DataInput!D764,NA())","v":"Hummocks"},{"$f":"IF($E765=DataInput!$B764,DataInput!E764,NA())","v":"SAPN"},{"$f":"IF($E765=DataInput!$B764,DataInput!F764,NA())","v":"Winter"},{"$f":"IF($E765=DataInput!$B764,DataInput!G764,NA())","v":"Non-Coincident"},{"$f":"IF($E765=DataInput!$B764,DataInput!H764,NA())","v":2019},{"$f":"IF($E765=DataInput!$B764,DataInput!I764,NA())","v":"POE50"},{"$f":"IF($E765=DataInput!$B764,DataInput!J764,NA())","v":11.3612638845683},{"$f":"IF($E765=DataInput!$B764,DataInput!K764,NA())","v":0.85184914377282905},null,null,"SA Hummocks",null,null,null,null,false,null,null,{"$error":"#N/A"},{"$error":"#N/A"},{"$error":"#N/A"},{"$error":"#N/A"},{"$error":"#N/A"},{"$error":"#N/A"},{"$error":"#N/A"},{"$error":"#N/A"},{"$error":"#N/A"},{"$error":"#N/A"}]
[null,{"$f":"IF(DataInput!B765=$B$8,IF($B$9=$B$10,TRUE,IF(DataInput!E765=$B$9,TRUE,FALSE)))","v":true},null,null,{"$f":"IF(B766=TRUE,DataInput!B765,NA())","v":"SA"},{"$f":"IF($E766=DataInput!$B765,DataInput!C765,NA())","v":"SHUM"},{"$f":"IF($E766=DataInput!$B765,DataInput!D765,NA())","v":"Hummocks"},{"$f":"IF($E766=DataInput!$B765,DataInput!E765,NA())","v":"SAPN"},{"$f":"IF($E766=DataInput!$B765,DataInput!F765,NA())","v":"Winter"},{"$f":"IF($E766=DataInput!$B765,DataInput!G765,NA())","v":"Non-Coincident"},{"$f":"IF($E766=DataInput!$B765,DataInput!H765,NA())","v":2020},{"$f":"IF($E766=DataInput!$B765,DataInput!I765,NA())","v":"POE50"},{"$f":"IF($E766=DataInput!$B765,DataInput!J765,NA())","v":11.477097627701401},{"$f":"IF($E766=DataInput!$B765,DataInput!K765,NA())","v":0.85045020763863599},null,null,"SA Hummocks",null,null,null,null,false,null,null,{"$error":"#N/A"},{"$error":"#N/A"},{"$error":"#N/A"},{"$error":"#N/A"},{"$error":"#N/A"},{"$error":"#N/A"},{"$error":"#N/A"},{"$error":"#N/A"},{"$error":"#N/A"},{"$error":"#N/A"}]
[null,{"$f":"IF(DataInput!B766=$B$8,IF($B$9=$B$10,TRUE,IF(DataInput!E766=$B$9,TRUE,FALSE)))","v":true},null,null,{"$f":"IF(B767=TRUE,DataInput!B766,NA())","v":"SA"},{"$f":"IF($E767=DataInput!$B766,DataInput!C766,NA())","v":"SHUM"},{"$f":"IF($E767=DataInput!$B766,DataInput!D766,NA())","v":"Hummocks"},{"$f":"IF($E767=DataInput!$B766,DataInput!E766,NA())","v":"SAPN"},{"$f":"IF($E767=DataInput!$B766,DataInput!F766,NA())","v":"Winter"},{"$f":"IF($E767=DataInput!$B766,DataInput!G766,NA())","v":"Non-Coincident"},{"$f":"IF($E767=DataInput!$B766,DataInput!H766,NA())","v":2021},{"$f":"IF($E767=DataInput!$B766,DataInput!I766,NA())","v":"POE50"},{"$f":"IF($E767=DataInput!$B766,DataInput!J766,NA())","v":11.546173213054701},{"$f":"IF($E767=DataInput!$B766,DataInput!K766,NA())","v":0.85049892336972999},null,null,"SA Hummocks",null,null,null,null,false,null,null,{"$error":"#N/A"},{"$error":"#N/A"},{"$error":"#N/A"},{"$error":"#N/A"},{"$error":"#N/A"},{"$error":"#N/A"},{"$error":"#N/A"},{"$error":"#N/A"},{"$error":"#N/A"},{"$error":"#N/A"}]
[null,{"$f":"IF(DataInput!B767=$B$8,IF($B$9=$B$10,TRUE,IF(DataInput!E767=$B$9,TRUE,FALSE)))","v":true},null,null,{"$f":"IF(B768=TRUE,DataInput!B767,NA())","v":"SA"},{"$f":"IF($E768=DataInput!$B767,DataInput!C767,NA())","v":"SHUM"},{"$f":"IF($E768=DataInput!$B767,DataInput!D767,NA())","v":"Hummocks"},{"$f":"IF($E768=DataInput!$B767,DataInput!E767,NA())","v":"SAPN"},{"$f":"IF($E768=DataInput!$B767,DataInput!F767,NA())","v":"Winter"},{"$f":"IF($E768=DataInput!$B767,DataInput!G767,NA())","v":"Non-Coincident"},{"$f":"IF($E768=DataInput!$B767,DataInput!H767,NA())","v":2022},{"$f":"IF($E768=DataInput!$B767,DataInput!I767,NA())","v":"POE50"},{"$f":"IF($E768=DataInput!$B767,DataInput!J767,NA())","v":11.601236957115001},{"$f":"IF($E768=DataInput!$B767,DataInput!K767,NA())","v":0.85054943749495204},null,null,"SA Hummocks",null,null,null,null,false,null,null,{"$error":"#N/A"},{"$error":"#N/A"},{"$error":"#N/A"},{"$error":"#N/A"},{"$error":"#N/A"},{"$error":"#N/A"},{"$error":"#N/A"},{"$error":"#N/A"},{"$error":"#N/A"},{"$error":"#N/A"}]
[null,{"$f":"IF(DataInput!B768=$B$8,IF($B$9=$B$10,TRUE,IF(DataInput!E768=$B$9,TRUE,FALSE)))","v":true},null,null,{"$f":"IF(B769=TRUE,DataInput!B768,NA())","v":"SA"},{"$f":"IF($E769=DataInput!$B768,DataInput!C768,NA())","v":"SHUM"},{"$f":"IF($E769=DataInput!$B768,DataInput!D768,NA())","v":"Hummocks"},{"$f":"IF($E769=DataInput!$B768,DataInput!E768,NA())","v":"SAPN"},{"$f":"IF($E769=DataInput!$B768,DataInput!F768,NA())","v":"Winter"},{"$f":"IF($E769=DataInput!$B768,DataInput!G768,NA())","v":"Non-Coincident"},{"$f":"IF($E769=DataInput!$B768,DataInput!H768,NA())","v":2023},{"$f":"IF($E769=DataInput!$B768,DataInput!I768,NA())","v":"POE50"},{"$f":"IF($E769=DataInput!$B768,DataInput!J768,NA())","v":11.642426583739301},{"$f":"IF($E769=DataInput!$B768,DataInput!K768,NA())","v":0.85060162493569302},null,null,"SA Hummocks",null,null,null,null,false,null,null,{"$error":"#N/A"},{"$error":"#N/A"},{"$error":"#N/A"},{"$error":"#N/A"},{"$error":"#N/A"},{"$error":"#N/A"},{"$error":"#N/A"},{"$error":"#N/A"},{"$error":"#N/A"},{"$error":"#N/A"}]
[null,{"$f":"IF(DataInput!B769=$B$8,IF($B$9=$B$10,TRUE,IF(DataInput!E769=$B$9,TRUE,FALSE)))","v":true},null,null,{"$f":"IF(B770=TRUE,DataInput!B769,NA())","v":"SA"},{"$f":"IF($E770=DataInput!$B769,DataInput!C769,NA())","v":"SHUM"},{"$f":"IF($E770=DataInput!$B769,DataInput!D769,NA())","v":"Hummocks"},{"$f":"IF($E770=DataInput!$B769,DataInput!E769,NA())","v":"SAPN"},{"$f":"IF($E770=DataInput!$B769,DataInput!F769,NA())","v":"Winter"},{"$f":"IF($E770=DataInput!$B769,DataInput!G769,NA())","v":"Non-Coincident"},{"$f":"IF($E770=DataInput!$B769,DataInput!H769,NA())","v":2024},{"$f":"IF($E770=DataInput!$B769,DataInput!I769,NA())","v":"POE50"},{"$f":"IF($E770=DataInput!$B769,DataInput!J769,NA())","v":11.692882598636899},{"$f":"IF($E770=DataInput!$B769,DataInput!K769,NA())","v":0.85065536684216703},null,null,"SA Hummocks",null,null,null,null,false,null,null,{"$error":"#N/A"},{"$error":"#N/A"},{"$error":"#N/A"},{"$error":"#N/A"},{"$error":"#N/A"},{"$error":"#N/A"},{"$error":"#N/A"},{"$error":"#N/A"},{"$error":"#N/A"},{"$error":"#N/A"}]
[null,{"$f":"IF(DataInput!B770=$B$8,IF($B$9=$B$10,TRUE,IF(DataInput!E770=$B$9,TRUE,FALSE)))","v":true},null,null,{"$f":"IF(B771=TRUE,DataInput!B770,NA())","v":"SA"},{"$f":"IF($E771=DataInput!$B770,DataInput!C770,NA())","v":"SHUM"},{"$f":"IF($E771=DataInput!$B770,DataInput!D770,NA())","v":"Hummocks"},{"$f":"IF($E771=DataInput!$B770,DataInput!E770,NA())","v":"SAPN"},{"$f":"IF($E771=DataInput!$B770,DataInput!F770,NA())","v":"Winter"},{"$f":"IF($E771=DataInput!$B770,DataInput!G770,NA())","v":"Non-Coincident"},{"$f":"IF($E771=DataInput!$B770,DataInput!H770,NA())","v":2025},{"$f":"IF($E771=DataInput!$B770,DataInput!I770,NA())","v":"POE50"},{"$f":"IF($E771=DataInput!$B770,DataInput!J770,NA())","v":11.725603626647001},{"$f":"IF($E771=DataInput!$B770,DataInput!K770,NA())","v":0.85071055512730598},null,null,"SA Hummocks",null,null,null,null,false,null,null,{"$error":"#N/A"},{"$error":"#N/A"},{"$error":"#N/A"},{"$error":"#N/A"},{"$error":"#N/A"},{"$error":"#N/A"},{"$error":"#N/A"},{"$error":"#N/A"},{"$error":"#N/A"},{"$error":"#N/A"}]
[null,{"$f":"IF(DataInput!B771=$B$8,IF($B$9=$B$10,TRUE,IF(DataInput!E771=$B$9,TRUE,FALSE)))","v":true},null,null,{"$f":"IF(B772=TRUE,DataInput!B771,NA())","v":"SA"},{"$f":"IF($E772=DataInput!$B771,DataInput!C771,NA())","v":"SKAD"},{"$f":"IF($E772=DataInput!$B771,DataInput!D771,NA())","v":"Kadina East"},{"$f":"IF($E772=DataInput!$B771,DataInput!E771,NA())","v":"SAPN"},{"$f":"IF($E772=DataInput!$B771,DataInput!F771,NA())","v":"Summer"},{"$f":"IF($E772=DataInput!$B771,DataInput!G771,NA())","v":"Non-Coincident"},{"$f":"IF($E772=DataInput!$B771,DataInput!H771,NA())","v":2017},{"$f":"IF($E772=DataInput!$B771,DataInput!I771,NA())","v":"POE10"},{"$f":"IF($E772=DataInput!$B771,DataInput!J771,NA())","v":27.461903163732199},{"$f":"IF($E772=DataInput!$B771,DataInput!K771,NA())","v":0.876465804519999},null,null,"SA Kadina East",null,null,null,null,false,null,null,{"$error":"#N/A"},{"$error":"#N/A"},{"$error":"#N/A"},{"$error":"#N/A"},{"$error":"#N/A"},{"$error":"#N/A"},{"$error":"#N/A"},{"$error":"#N/A"},{"$error":"#N/A"},{"$error":"#N/A"}]
[null,{"$f":"IF(DataInput!B772=$B$8,IF($B$9=$B$10,TRUE,IF(DataInput!E772=$B$9,TRUE,FALSE)))","v":true},null,null,{"$f":"IF(B773=TRUE,DataInput!B772,NA())","v":"SA"},{"$f":"IF($E773=DataInput!$B772,DataInput!C772,NA())","v":"SKAD"},{"$f":"IF($E773=DataInput!$B772,DataInput!D772,NA())","v":"Kadina East"},{"$f":"IF($E773=DataInput!$B772,DataInput!E772,NA())","v":"SAPN"},{"$f":"IF($E773=DataInput!$B772,DataInput!F772,NA())","v":"Summer"},{"$f":"IF($E773=DataInput!$B772,DataInput!G772,NA())","v":"Non-Coincident"},{"$f":"IF($E773=DataInput!$B772,DataInput!H772,NA())","v":2018},{"$f":"IF($E773=DataInput!$B772,DataInput!I772,NA())","v":"POE10"},{"$f":"IF($E773=DataInput!$B772,DataInput!J772,NA())","v":27.530594619331701},{"$f":"IF($E773=DataInput!$B772,DataInput!K772,NA())","v":0.86813289878048505},null,null,"SA Kadina East",null,null,null,null,false,null,null,{"$error":"#N/A"},{"$error":"#N/A"},{"$error":"#N/A"},{"$error":"#N/A"},{"$error":"#N/A"},{"$error":"#N/A"},{"$error":"#N/A"},{"$error":"#N/A"},{"$error":"#N/A"},{"$error":"#N/A"}]
[null,{"$f":"IF(DataInput!B773=$B$8,IF($B$9=$B$10,TRUE,IF(DataInput!E773=$B$9,TRUE,FALSE)))","v":true},null,null,{"$f":"IF(B774=TRUE,DataInput!B773,NA())","v":"SA"},{"$f":"IF($E774=DataInput!$B773,DataInput!C773,NA())","v":"SKAD"},{"$f":"IF($E774=DataInput!$B773,DataInput!D773,NA())","v":"Kadina East"},{"$f":"IF($E774=DataInput!$B773,DataInput!E773,NA())","v":"SAPN"},{"$f":"IF($E774=DataInput!$B773,DataInput!F773,NA())","v":"Summer"},{"$f":"IF($E774=DataInput!$B773,DataInput!G773,NA())","v":"Non-Coincident"},{"$f":"IF($E774=DataInput!$B773,DataInput!H773,NA())","v":2019},{"$f":"IF($E774=DataInput!$B773,DataInput!I773,NA())","v":"POE10"},{"$f":"IF($E774=DataInput!$B773,DataInput!J773,NA())","v":27.690582300691801},{"$f":"IF($E774=DataInput!$B773,DataInput!K773,NA())","v":0.87457993346058005},null,null,"SA Kadina East",null,null,null,null,false,null,null,{"$error":"#N/A"},{"$error":"#N/A"},{"$error":"#N/A"},{"$error":"#N/A"},{"$error":"#N/A"},{"$error":"#N/A"},{"$error":"#N/A"},{"$error":"#N/A"},{"$error":"#N/A"},{"$error":"#N/A"}]
[null,{"$f":"IF(DataInput!B774=$B$8,IF($B$9=$B$10,TRUE,IF(DataInput!E774=$B$9,TRUE,FALSE)))","v":true},null,null,{"$f":"IF(B775=TRUE,DataInput!B774,NA())","v":"SA"},{"$f":"IF($E775=DataInput!$B774,DataInput!C774,NA())","v":"SKAD"},{"$f":"IF($E775=DataInput!$B774,DataInput!D774,NA())","v":"Kadina East"},{"$f":"IF($E775=DataInput!$B774,DataInput!E774,NA())","v":"SAPN"},{"$f":"IF($E775=DataInput!$B774,DataInput!F774,NA())","v":"Summer"},{"$f":"IF($E775=DataInput!$B774,DataInput!G774,NA())","v":"Non-Coincident"},{"$f":"IF($E775=DataInput!$B774,DataInput!H774,NA())","v":2020},{"$f":"IF($E775=DataInput!$B774,DataInput!I774,NA())","v":"POE10"},{"$f":"IF($E775=DataInput!$B774,DataInput!J774,NA())","v":27.0501955488036},{"$f":"IF($E775=DataInput!$B774,DataInput!K774,NA())","v":0.86791323065375103},null,null,"SA Kadina East",null,null,null,null,false,null,null,{"$error":"#N/A"},{"$error":"#N/A"},{"$error":"#N/A"},{"$error":"#N/A"},{"$error":"#N/A"},{"$error":"#N/A"},{"$error":"#N/A"},{"$error":"#N/A"},{"$error":"#N/A"},{"$error":"#N/A"}]
[null,{"$f":"IF(DataInput!B775=$B$8,IF($B$9=$B$10,TRUE,IF(DataInput!E775=$B$9,TRUE,FALSE)))","v":true},null,null,{"$f":"IF(B776=TRUE,DataInput!B775,NA())","v":"SA"},{"$f":"IF($E776=DataInput!$B775,DataInput!C775,NA())","v":"SKAD"},{"$f":"IF($E776=DataInput!$B775,DataInput!D775,NA())","v":"Kadina East"},{"$f":"IF($E776=DataInput!$B775,DataInput!E775,NA())","v":"SAPN"},{"$f":"IF($E776=DataInput!$B775,DataInput!F775,NA())","v":"Summer"},{"$f":"IF($E776=DataInput!$B775,DataInput!G775,NA())","v":"Non-Coincident"},{"$f":"IF($E776=DataInput!$B775,DataInput!H775,NA())","v":2021},{"$f":"IF($E776=DataInput!$B775,DataInput!I775,NA())","v":"POE10"},{"$f":"IF($E776=DataInput!$B775,DataInput!J775,NA())","v":26.475599066098901},{"$f":"IF($E776=DataInput!$B775,DataInput!K775,NA())","v":0.87714092354056095},null,null,"SA Kadina East",null,null,null,null,false,null,null,{"$error":"#N/A"},{"$error":"#N/A"},{"$error":"#N/A"},{"$error":"#N/A"},{"$error":"#N/A"},{"$error":"#N/A"},{"$error":"#N/A"},{"$error":"#N/A"},{"$error":"#N/A"},{"$error":"#N/A"}]
[null,{"$f":"IF(DataInput!B776=$B$8,IF($B$9=$B$10,TRUE,IF(DataInput!E776=$B$9,TRUE,FALSE)))","v":true},null,null,{"$f":"IF(B777=TRUE,DataInput!B776,NA())","v":"SA"},{"$f":"IF($E777=DataInput!$B776,DataInput!C776,NA())","v":"SKAD"},{"$f":"IF($E777=DataInput!$B776,DataInput!D776,NA())","v":"Kadina East"},{"$f":"IF($E777=DataInput!$B776,DataInput!E776,NA())","v":"SAPN"},{"$f":"IF($E777=DataInput!$B776,DataInput!F776,NA())","v":"Summer"},{"$f":"IF($E777=DataInput!$B776,DataInput!G776,NA())","v":"Non-Coincident"},{"$f":"IF($E777=DataInput!$B776,DataInput!H776,NA())","v":2022},{"$f":"IF($E777=DataInput!$B776,DataInput!I776,NA())","v":"POE10"},{"$f":"IF($E777=DataInput!$B776,DataInput!J776,NA())","v":25.9546044078702},{"$f":"IF($E777=DataInput!$B776,DataInput!K776,NA())","v":0.87723951812532597},null,null,"SA Kadina East",null,null,null,null,false,null,null,{"$error":"#N/A"},{"$error":"#N/A"},{"$error":"#N/A"},{"$error":"#N/A"},{"$error":"#N/A"},{"$error":"#N/A"},{"$error":"#N/A"},{"$error":"#N/A"},{"$error":"#N/A"},{"$error":"#N/A"}]
[null,{"$f":"IF(DataInput!B777=$B$8,IF($B$9=$B$10,TRUE,IF(DataInput!E777=$B$9,TRUE,FALSE)))","v":true},null,null,{"$f":"IF(B778=TRUE,DataInput!B777,NA())","v":"SA"},{"$f":"IF($E778=DataInput!$B777,DataInput!C777,NA())","v":"SKAD"},{"$f":"IF($E778=DataInput!$B777,DataInput!D777,NA())","v":"Kadina East"},{"$f":"IF($E778=DataInput!$B777,DataInput!E777,NA())","v":"SAPN"},{"$f":"IF($E778=DataInput!$B777,DataInput!F777,NA())","v":"Summer"},{"$f":"IF($E778=DataInput!$B777,DataInput!G777,NA())","v":"Non-Coincident"},{"$f":"IF($E778=DataInput!$B777,DataInput!H777,NA())","v":2023},{"$f":"IF($E778=DataInput!$B777,DataInput!I777,NA())","v":"POE10"},{"$f":"IF($E778=DataInput!$B777,DataInput!J777,NA())","v":25.707451382555501},{"$f":"IF($E778=DataInput!$B777,DataInput!K777,NA())","v":0.877348647478571},null,null,"SA Kadina East",null,null,null,null,false,null,null,{"$error":"#N/A"},{"$error":"#N/A"},{"$error":"#N/A"},{"$error":"#N/A"},{"$error":"#N/A"},{"$error":"#N/A"},{"$error":"#N/A"},{"$error":"#N/A"},{"$error":"#N/A"},{"$error":"#N/A"}]
[null,{"$f":"IF(DataInput!B778=$B$8,IF($B$9=$B$10,TRUE,IF(DataInput!E778=$B$9,TRUE,FALSE)))","v":true},null,null,{"$f":"IF(B779=TRUE,DataInput!B778,NA())","v":"SA"},{"$f":"IF($E779=DataInput!$B778,DataInput!C778,NA())","v":"SKAD"},{"$f":"IF($E779=DataInput!$B778,DataInput!D778,NA())","v":"Kadina East"},{"$f":"IF($E779=DataInput!$B778,DataInput!E778,NA())","v":"SAPN"},{"$f":"IF($E779=DataInput!$B778,DataInput!F778,NA())","v":"Summer"},{"$f":"IF($E779=DataInput!$B778,DataInput!G778,NA())","v":"Non-Coincident"},{"$f":"IF($E779=DataInput!$B778,DataInput!H778,NA())","v":2024},{"$f":"IF($E779=DataInput!$B778,DataInput!I778,NA())","v":"POE10"},{"$f":"IF($E779=DataInput!$B778,DataInput!J778,NA())","v":25.717815137513501},{"$f":"IF($E779=DataInput!$B778,DataInput!K778,NA())","v":0.87745683954275},null,null,"SA Kadina East",null,null,null,null,false,null,null,{"$error":"#N/A"},{"$error":"#N/A"},{"$error":"#N/A"},{"$error":"#N/A"},{"$error":"#N/A"},{"$error":"#N/A"},{"$error":"#N/A"},{"$error":"#N/A"},{"$error":"#N/A"},{"$error":"#N/A"}]
[null,{"$f":"IF(DataInput!B779=$B$8,IF($B$9=$B$10,TRUE,IF(DataInput!E779=$B$9,TRUE,FALSE)))","v":true},null,null,{"$f":"IF(B780=TRUE,DataInput!B779,NA())","v":"SA"},{"$f":"IF($E780=DataInput!$B779,DataInput!C779,NA())","v":"SKAD"},{"$f":"IF($E780=DataInput!$B779,DataInput!D779,NA())","v":"Kadina East"},{"$f":"IF($E780=DataInput!$B779,DataInput!E779,NA())","v":"SAPN"},{"$f":"IF($E780=DataInput!$B779,DataInput!F779,NA())","v":"Summer"},{"$f":"IF($E780=DataInput!$B779,DataInput!G779,NA())","v":"Non-Coincident"},{"$f":"IF($E780=DataInput!$B779,DataInput!H779,NA())","v":2025},{"$f":"IF($E780=DataInput!$B779,DataInput!I779,NA())","v":"POE10"},{"$f":"IF($E780=DataInput!$B779,DataInput!J779,NA())","v":25.516401495005301},{"$f":"IF($E780=DataInput!$B779,DataInput!K779,NA())","v":0.87756501567862699},null,null,{"$f":"IF(OR(ISERROR(E780),ISERROR(G780)),\"  \",E780&\" \"&G780)","v":"SA Kadina East"},null,null,null,null,{"$f":"IF(ISERROR(G780),FALSE,IF($V$9=G780,TRUE,FALSE))","v":false},null,null,{"$f":"IF($V780=TRUE,E780,NA())","v":{"$error":"#N/A"}},{"$error":"#N/A"},{"$error":"#N/A"},{"$error":"#N/A"},{"$error":"#N/A"},{"$error":"#N/A"},{"$error":"#N/A"},{"$error":"#N/A"},{"$error":"#N/A"},{"$error":"#N/A"}]
[null,{"$f":"IF(DataInput!B780=$B$8,IF($B$9=$B$10,TRUE,IF(DataInput!E780=$B$9,TRUE,FALSE)))","v":true},null,null,{"$f":"IF(B781=TRUE,DataInput!B780,NA())","v":"SA"},{"$f":"IF($E781=DataInput!$B780,DataInput!C780,NA())","v":"SKAD"},{"$f":"IF($E781=DataInput!$B780,DataInput!D780,NA())","v":"Kadina East"},{"$f":"IF($E781=DataInput!$B780,DataInput!E780,NA())","v":"SAPN"},{"$f":"IF($E781=DataInput!$B780,DataInput!F780,NA())","v":"Summer"},{"$f":"IF($E781=DataInput!$B780,DataInput!G780,NA())","v":"Non-Coincident"},{"$f":"IF($E781=DataInput!$B780,DataInput!H780,NA())","v":2026},{"$f":"IF($E781=DataInput!$B780,DataInput!I780,NA())","v":"POE10"},{"$f":"IF($E781=DataInput!$B780,DataInput!J780,NA())","v":25.146856611891899},{"$f":"IF($E781=DataInput!$B780,DataInput!K780,NA())","v":0.87767088547285799},null,null,"SA Kadina East",null,null,null,null,false,null,null,{"$error":"#N/A"},{"$error":"#N/A"},{"$error":"#N/A"},{"$error":"#N/A"},{"$error":"#N/A"},{"$error":"#N/A"},{"$error":"#N/A"},{"$error":"#N/A"},{"$error":"#N/A"},{"$error":"#N/A"}]
[null,{"$f":"IF(DataInput!B781=$B$8,IF($B$9=$B$10,TRUE,IF(DataInput!E781=$B$9,TRUE,FALSE)))","v":true},null,null,{"$f":"IF(B782=TRUE,DataInput!B781,NA())","v":"SA"},{"$f":"IF($E782=DataInput!$B781,DataInput!C781,NA())","v":"SKAD"},{"$f":"IF($E782=DataInput!$B781,DataInput!D781,NA())","v":"Kadina East"},{"$f":"IF($E782=DataInput!$B781,DataInput!E781,NA())","v":"SAPN"},{"$f":"IF($E782=DataInput!$B781,DataInput!F781,NA())","v":"Summer"},{"$f":"IF($E782=DataInput!$B781,DataInput!G781,NA())","v":"Non-Coincident"},{"$f":"IF($E782=DataInput!$B781,DataInput!H781,NA())","v":2017},{"$f":"IF($E782=DataInput!$B781,DataInput!I781,NA())","v":"POE50"},{"$f":"IF($E782=DataInput!$B781,DataInput!J781,NA())","v":24.698232771133998},{"$f":"IF($E782=DataInput!$B781,DataInput!K781,NA())","v":0.85144940064744901},null,null,"SA Kadina East",null,null,null,null,false,null,null,{"$error":"#N/A"},{"$error":"#N/A"},{"$error":"#N/A"},{"$error":"#N/A"},{"$error":"#N/A"},{"$error":"#N/A"},{"$error":"#N/A"},{"$error":"#N/A"},{"$error":"#N/A"},{"$error":"#N/A"}]
[null,{"$f":"IF(DataInput!B782=$B$8,IF($B$9=$B$10,TRUE,IF(DataInput!E782=$B$9,TRUE,FALSE)))","v":true},null,null,{"$f":"IF(B783=TRUE,DataInput!B782,NA())","v":"SA"},{"$f":"IF($E783=DataInput!$B782,DataInput!C782,NA())","v":"SKAD"},{"$f":"IF($E783=DataInput!$B782,DataInput!D782,NA())","v":"Kadina East"},{"$f":"IF($E783=DataInput!$B782,DataInput!E782,NA())","v":"SAPN"},{"$f":"IF($E783=DataInput!$B782,DataInput!F782,NA())","v":"Summer"},{"$f":"IF($E783=DataInput!$B782,DataInput!G782,NA())","v":"Non-Coincident"},{"$f":"IF($E783=DataInput!$B782,DataInput!H782,NA())","v":2018},{"$f":"IF($E783=DataInput!$B782,DataInput!I782,NA())","v":"POE50"},{"$f":"IF($E783=DataInput!$B782,DataInput!J782,NA())","v":24.780880629418199},{"$f":"IF($E783=DataInput!$B782,DataInput!K782,NA())","v":0.84321528064934703},null,null,"SA Kadina East",null,null,null,null,false,null,null,{"$error":"#N/A"},{"$error":"#N/A"},{"$error":"#N/A"},{"$error":"#N/A"},{"$error":"#N/A"},{"$error":"#N/A"},{"$error":"#N/A"},{"$error":"#N/A"},{"$error":"#N/A"},{"$error":"#N/A"}]
[null,{"$f":"IF(DataInput!B783=$B$8,IF($B$9=$B$10,TRUE,IF(DataInput!E783=$B$9,TRUE,FALSE)))","v":true},null,null,{"$f":"IF(B784=TRUE,DataInput!B783,NA())","v":"SA"},{"$f":"IF($E784=DataInput!$B783,DataInput!C783,NA())","v":"SKAD"},{"$f":"IF($E784=DataInput!$B783,DataInput!D783,NA())","v":"Kadina East"},{"$f":"IF($E784=DataInput!$B783,DataInput!E783,NA())","v":"SAPN"},{"$f":"IF($E784=DataInput!$B783,DataInput!F783,NA())","v":"Summer"},{"$f":"IF($E784=DataInput!$B783,DataInput!G783,NA())","v":"Non-Coincident"},{"$f":"IF($E784=DataInput!$B783,DataInput!H783,NA())","v":2019},{"$f":"IF($E784=DataInput!$B783,DataInput!I783,NA())","v":"POE50"},{"$f":"IF($E784=DataInput!$B783,DataInput!J783,NA())","v":24.654600251463201},{"$f":"IF($E784=DataInput!$B783,DataInput!K783,NA())","v":0.83947183615290999},null,null,"SA Kadina East",null,null,null,null,false,null,null,{"$error":"#N/A"},{"$error":"#N/A"},{"$error":"#N/A"},{"$error":"#N/A"},{"$error":"#N/A"},{"$error":"#N/A"},{"$error":"#N/A"},{"$error":"#N/A"},{"$error":"#N/A"},{"$error":"#N/A"}]
[null,{"$f":"IF(DataInput!B784=$B$8,IF($B$9=$B$10,TRUE,IF(DataInput!E784=$B$9,TRUE,FALSE)))","v":true},null,null,{"$f":"IF(B785=TRUE,DataInput!B784,NA())","v":"SA"},{"$f":"IF($E785=DataInput!$B784,DataInput!C784,NA())","v":"SKAD"},{"$f":"IF($E785=DataInput!$B784,DataInput!D784,NA())","v":"Kadina East"},{"$f":"IF($E785=DataInput!$B784,DataInput!E784,NA())","v":"SAPN"},{"$f":"IF($E785=DataInput!$B784,DataInput!F784,NA())","v":"Summer"},{"$f":"IF($E785=DataInput!$B784,DataInput!G784,NA())","v":"Non-Coincident"},{"$f":"IF($E785=DataInput!$B784,DataInput!H784,NA())","v":2020},{"$f":"IF($E785=DataInput!$B784,DataInput!I784,NA())","v":"POE50"},{"$f":"IF($E785=DataInput!$B784,DataInput!J784,NA())","v":24.238899137195499},{"$f":"IF($E785=DataInput!$B784,DataInput!K784,NA())","v":0.84132236214359202},null,null,"SA Kadina East",null,null,null,null,false,null,null,{"$error":"#N/A"},{"$error":"#N/A"},{"$error":"#N/A"},{"$error":"#N/A"},{"$error":"#N/A"},{"$error":"#N/A"},{"$error":"#N/A"},{"$error":"#N/A"},{"$error":"#N/A"},{"$error":"#N/A"}]
[null,{"$f":"IF(DataInput!B785=$B$8,IF($B$9=$B$10,TRUE,IF(DataInput!E785=$B$9,TRUE,FALSE)))","v":true},null,null,{"$f":"IF(B786=TRUE,DataInput!B785,NA())","v":"SA"},{"$f":"IF($E786=DataInput!$B785,DataInput!C785,NA())","v":"SKAD"},{"$f":"IF($E786=DataInput!$B785,DataInput!D785,NA())","v":"Kadina East"},{"$f":"IF($E786=DataInput!$B785,DataInput!E785,NA())","v":"SAPN"},{"$f":"IF($E786=DataInput!$B785,DataInput!F785,NA())","v":"Summer"},{"$f":"IF($E786=DataInput!$B785,DataInput!G785,NA())","v":"Non-Coincident"},{"$f":"IF($E786=DataInput!$B785,DataInput!H785,NA())","v":2021},{"$f":"IF($E786=DataInput!$B785,DataInput!I785,NA())","v":"POE50"},{"$f":"IF($E786=DataInput!$B785,DataInput!J785,NA())","v":23.879579402605099},{"$f":"IF($E786=DataInput!$B785,DataInput!K785,NA())","v":0.85210780297447597},null,null,"SA Kadina East",null,null,null,null,false,null,null,{"$error":"#N/A"},{"$error":"#N/A"},{"$error":"#N/A"},{"$error":"#N/A"},{"$error":"#N/A"},{"$error":"#N/A"},{"$error":"#N/A"},{"$error":"#N/A"},{"$error":"#N/A"},{"$error":"#N/A"}]
[null,{"$f":"IF(DataInput!B786=$B$8,IF($B$9=$B$10,TRUE,IF(DataInput!E786=$B$9,TRUE,FALSE)))","v":true},null,null,{"$f":"IF(B787=TRUE,DataInput!B786,NA())","v":"SA"},{"$f":"IF($E787=DataInput!$B786,DataInput!C786,NA())","v":"SKAD"},{"$f":"IF($E787=DataInput!$B786,DataInput!D786,NA())","v":"Kadina East"},{"$f":"IF($E787=DataInput!$B786,DataInput!E786,NA())","v":"SAPN"},{"$f":"IF($E787=DataInput!$B786,DataInput!F786,NA())","v":"Summer"},{"$f":"IF($E787=DataInput!$B786,DataInput!G786,NA())","v":"Non-Coincident"},{"$f":"IF($E787=DataInput!$B786,DataInput!H786,NA())","v":2022},{"$f":"IF($E787=DataInput!$B786,DataInput!I786,NA())","v":"POE50"},{"$f":"IF($E787=DataInput!$B786,DataInput!J786,NA())","v":23.289013947384799},{"$f":"IF($E787=DataInput!$B786,DataInput!K786,NA())","v":0.85221541860549499},null,null,"SA Kadina East",null,null,null,null,false,null,null,{"$error":"#N/A"},{"$error":"#N/A"},{"$error":"#N/A"},{"$error":"#N/A"},{"$error":"#N/A"},{"$error":"#N/A"},{"$error":"#N/A"},{"$error":"#N/A"},{"$error":"#N/A"},{"$error":"#N/A"}]
[null,{"$f":"IF(DataInput!B787=$B$8,IF($B$9=$B$10,TRUE,IF(DataInput!E787=$B$9,TRUE,FALSE)))","v":true},null,null,{"$f":"IF(B788=TRUE,DataInput!B787,NA())","v":"SA"},{"$f":"IF($E788=DataInput!$B787,DataInput!C787,NA())","v":"SKAD"},{"$f":"IF($E788=DataInput!$B787,DataInput!D787,NA())","v":"Kadina East"},{"$f":"IF($E788=DataInput!$B787,DataInput!E787,NA())","v":"SAPN"},{"$f":"IF($E788=DataInput!$B787,DataInput!F787,NA())","v":"Summer"},{"$f":"IF($E788=DataInput!$B787,DataInput!G787,NA())","v":"Non-Coincident"},{"$f":"IF($E788=DataInput!$B787,DataInput!H787,NA())","v":2023},{"$f":"IF($E788=DataInput!$B787,DataInput!I787,NA())","v":"POE50"},{"$f":"IF($E788=DataInput!$B787,DataInput!J787,NA())","v":23.257211378823499},{"$f":"IF($E788=DataInput!$B787,DataInput!K787,NA())","v":0.85232133792473697},null,null,"SA Kadina East",null,null,null,null,false,null,null,{"$error":"#N/A"},{"$error":"#N/A"},{"$error":"#N/A"},{"$error":"#N/A"},{"$error":"#N/A"},{"$error":"#N/A"},{"$error":"#N/A"},{"$error":"#N/A"},{"$error":"#N/A"},{"$error":"#N/A"}]
[null,{"$f":"IF(DataInput!B788=$B$8,IF($B$9=$B$10,TRUE,IF(DataInput!E788=$B$9,TRUE,FALSE)))","v":true},null,null,{"$f":"IF(B789=TRUE,DataInput!B788,NA())","v":"SA"},{"$f":"IF($E789=DataInput!$B788,DataInput!C788,NA())","v":"SKAD"},{"$f":"IF($E789=DataInput!$B788,DataInput!D788,NA())","v":"Kadina East"},{"$f":"IF($E789=DataInput!$B788,DataInput!E788,NA())","v":"SAPN"},{"$f":"IF($E789=DataInput!$B788,DataInput!F788,NA())","v":"Summer"},{"$f":"IF($E789=DataInput!$B788,DataInput!G788,NA())","v":"Non-Coincident"},{"$f":"IF($E789=DataInput!$B788,DataInput!H788,NA())","v":2024},{"$f":"IF($E789=DataInput!$B788,DataInput!I788,NA())","v":"POE50"},{"$f":"IF($E789=DataInput!$B788,DataInput!J788,NA())","v":23.246763845628099},{"$f":"IF($E789=DataInput!$B788,DataInput!K788,NA())","v":0.85242895077417702},null,null,"SA Kadina East",null,null,null,null,false,null,null,{"$error":"#N/A"},{"$error":"#N/A"},{"$error":"#N/A"},{"$error":"#N/A"},{"$error":"#N/A"},{"$error":"#N/A"},{"$error":"#N/A"},{"$error":"#N/A"},{"$error":"#N/A"},{"$error":"#N/A"}]
[null,{"$f":"IF(DataInput!B789=$B$8,IF($B$9=$B$10,TRUE,IF(DataInput!E789=$B$9,TRUE,FALSE)))","v":true},null,null,{"$f":"IF(B790=TRUE,DataInput!B789,NA())","v":"SA"},{"$f":"IF($E790=DataInput!$B789,DataInput!C789,NA())","v":"SKAD"},{"$f":"IF($E790=DataInput!$B789,DataInput!D789,NA())","v":"Kadina East"},{"$f":"IF($E790=DataInput!$B789,DataInput!E789,NA())","v":"SAPN"},{"$f":"IF($E790=DataInput!$B789,DataInput!F789,NA())","v":"Summer"},{"$f":"IF($E790=DataInput!$B789,DataInput!G789,NA())","v":"Non-Coincident"},{"$f":"IF($E790=DataInput!$B789,DataInput!H789,NA())","v":2025},{"$f":"IF($E790=DataInput!$B789,DataInput!I789,NA())","v":"POE50"},{"$f":"IF($E790=DataInput!$B789,DataInput!J789,NA())","v":23.317671878523999},{"$f":"IF($E790=DataInput!$B789,DataInput!K789,NA())","v":0.85253169657086503},null,null,"SA Kadina East",null,null,null,null,false,null,null,{"$error":"#N/A"},{"$error":"#N/A"},{"$error":"#N/A"},{"$error":"#N/A"},{"$error":"#N/A"},{"$error":"#N/A"},{"$error":"#N/A"},{"$error":"#N/A"},{"$error":"#N/A"},{"$error":"#N/A"}]
[null,{"$f":"IF(DataInput!B790=$B$8,IF($B$9=$B$10,TRUE,IF(DataInput!E790=$B$9,TRUE,FALSE)))","v":true},null,null,{"$f":"IF(B791=TRUE,DataInput!B790,NA())","v":"SA"},{"$f":"IF($E791=DataInput!$B790,DataInput!C790,NA())","v":"SKAD"},{"$f":"IF($E791=DataInput!$B790,DataInput!D790,NA())","v":"Kadina East"},{"$f":"IF($E791=DataInput!$B790,DataInput!E790,NA())","v":"SAPN"},{"$f":"IF($E791=DataInput!$B790,DataInput!F790,NA())","v":"Summer"},{"$f":"IF($E791=DataInput!$B790,DataInput!G790,NA())","v":"Non-Coincident"},{"$f":"IF($E791=DataInput!$B790,DataInput!H790,NA())","v":2026},{"$f":"IF($E791=DataInput!$B790,DataInput!I790,NA())","v":"POE50"},{"$f":"IF($E791=DataInput!$B790,DataInput!J790,NA())","v":23.248701584952901},{"$f":"IF($E791=DataInput!$B790,DataInput!K790,NA())","v":0.85262659796696305},null,null,"SA Kadina East",null,null,null,null,false,null,null,{"$error":"#N/A"},{"$error":"#N/A"},{"$error":"#N/A"},{"$error":"#N/A"},{"$error":"#N/A"},{"$error":"#N/A"},{"$error":"#N/A"},{"$error":"#N/A"},{"$error":"#N/A"},{"$error":"#N/A"}]
[null,{"$f":"IF(DataInput!B791=$B$8,IF($B$9=$B$10,TRUE,IF(DataInput!E791=$B$9,TRUE,FALSE)))","v":true},null,null,{"$f":"IF(B792=TRUE,DataInput!B791,NA())","v":"SA"},{"$f":"IF($E792=DataInput!$B791,DataInput!C791,NA())","v":"SKAD"},{"$f":"IF($E792=DataInput!$B791,DataInput!D791,NA())","v":"Kadina East"},{"$f":"IF($E792=DataInput!$B791,DataInput!E791,NA())","v":"SAPN"},{"$f":"IF($E792=DataInput!$B791,DataInput!F791,NA())","v":"Winter"},{"$f":"IF($E792=DataInput!$B791,DataInput!G791,NA())","v":"Non-Coincident"},{"$f":"IF($E792=DataInput!$B791,DataInput!H791,NA())","v":2016},{"$f":"IF($E792=DataInput!$B791,DataInput!I791,NA())","v":"POE10"},{"$f":"IF($E792=DataInput!$B791,DataInput!J791,NA())","v":18.920654892389901},{"$f":"IF($E792=DataInput!$B791,DataInput!K791,NA())","v":0.86002609791239704},null,null,"SA Kadina East",null,null,null,null,false,null,null,{"$error":"#N/A"},{"$error":"#N/A"},{"$error":"#N/A"},{"$error":"#N/A"},{"$error":"#N/A"},{"$error":"#N/A"},{"$error":"#N/A"},{"$error":"#N/A"},{"$error":"#N/A"},{"$error":"#N/A"}]
[null,{"$f":"IF(DataInput!B792=$B$8,IF($B$9=$B$10,TRUE,IF(DataInput!E792=$B$9,TRUE,FALSE)))","v":true},null,null,{"$f":"IF(B793=TRUE,DataInput!B792,NA())","v":"SA"},{"$f":"IF($E793=DataInput!$B792,DataInput!C792,NA())","v":"SKAD"},{"$f":"IF($E793=DataInput!$B792,DataInput!D792,NA())","v":"Kadina East"},{"$f":"IF($E793=DataInput!$B792,DataInput!E792,NA())","v":"SAPN"},{"$f":"IF($E793=DataInput!$B792,DataInput!F792,NA())","v":"Winter"},{"$f":"IF($E793=DataInput!$B792,DataInput!G792,NA())","v":"Non-Coincident"},{"$f":"IF($E793=DataInput!$B792,DataInput!H792,NA())","v":2017},{"$f":"IF($E793=DataInput!$B792,DataInput!I792,NA())","v":"POE10"},{"$f":"IF($E793=DataInput!$B792,DataInput!J792,NA())","v":19.133371521266699},{"$f":"IF($E793=DataInput!$B792,DataInput!K792,NA())","v":0.85835449816618603},null,null,"SA Kadina East",null,null,null,null,false,null,null,{"$error":"#N/A"},{"$error":"#N/A"},{"$error":"#N/A"},{"$error":"#N/A"},{"$error":"#N/A"},{"$error":"#N/A"},{"$error":"#N/A"},{"$error":"#N/A"},{"$error":"#N/A"},{"$error":"#N/A"}]
[null,{"$f":"IF(DataInput!B793=$B$8,IF($B$9=$B$10,TRUE,IF(DataInput!E793=$B$9,TRUE,FALSE)))","v":true},null,null,{"$f":"IF(B794=TRUE,DataInput!B793,NA())","v":"SA"},{"$f":"IF($E794=DataInput!$B793,DataInput!C793,NA())","v":"SKAD"},{"$f":"IF($E794=DataInput!$B793,DataInput!D793,NA())","v":"Kadina East"},{"$f":"IF($E794=DataInput!$B793,DataInput!E793,NA())","v":"SAPN"},{"$f":"IF($E794=DataInput!$B793,DataInput!F793,NA())","v":"Winter"},{"$f":"IF($E794=DataInput!$B793,DataInput!G793,NA())","v":"Non-Coincident"},{"$f":"IF($E794=DataInput!$B793,DataInput!H793,NA())","v":2018},{"$f":"IF($E794=DataInput!$B793,DataInput!I793,NA())","v":"POE10"},{"$f":"IF($E794=DataInput!$B793,DataInput!J793,NA())","v":19.3495752977345},{"$f":"IF($E794=DataInput!$B793,DataInput!K793,NA())","v":0.85965614172042704},null,null,"SA Kadina East",null,null,null,null,false,null,null,{"$error":"#N/A"},{"$error":"#N/A"},{"$error":"#N/A"},{"$error":"#N/A"},{"$error":"#N/A"},{"$error":"#N/A"},{"$error":"#N/A"},{"$error":"#N/A"},{"$error":"#N/A"},{"$error":"#N/A"}]
[null,{"$f":"IF(DataInput!B794=$B$8,IF($B$9=$B$10,TRUE,IF(DataInput!E794=$B$9,TRUE,FALSE)))","v":true},null,null,{"$f":"IF(B795=TRUE,DataInput!B794,NA())","v":"SA"},{"$f":"IF($E795=DataInput!$B794,DataInput!C794,NA())","v":"SKAD"},{"$f":"IF($E795=DataInput!$B794,DataInput!D794,NA())","v":"Kadina East"},{"$f":"IF($E795=DataInput!$B794,DataInput!E794,NA())","v":"SAPN"},{"$f":"IF($E795=DataInput!$B794,DataInput!F794,NA())","v":"Winter"},{"$f":"IF($E795=DataInput!$B794,DataInput!G794,NA())","v":"Non-Coincident"},{"$f":"IF($E795=DataInput!$B794,DataInput!H794,NA())","v":2019},{"$f":"IF($E795=DataInput!$B794,DataInput!I794,NA())","v":"POE10"},{"$f":"IF($E795=DataInput!$B794,DataInput!J794,NA())","v":19.6919666176132},{"$f":"IF($E795=DataInput!$B794,DataInput!K794,NA())","v":0.86251610258695},null,null,"SA Kadina East",null,null,null,null,false,null,null,{"$error":"#N/A"},{"$error":"#N/A"},{"$error":"#N/A"},{"$error":"#N/A"},{"$error":"#N/A"},{"$error":"#N/A"},{"$error":"#N/A"},{"$error":"#N/A"},{"$error":"#N/A"},{"$error":"#N/A"}]
[null,{"$f":"IF(DataInput!B795=$B$8,IF($B$9=$B$10,TRUE,IF(DataInput!E795=$B$9,TRUE,FALSE)))","v":true},null,null,{"$f":"IF(B796=TRUE,DataInput!B795,NA())","v":"SA"},{"$f":"IF($E796=DataInput!$B795,DataInput!C795,NA())","v":"SKAD"},{"$f":"IF($E796=DataInput!$B795,DataInput!D795,NA())","v":"Kadina East"},{"$f":"IF($E796=DataInput!$B795,DataInput!E795,NA())","v":"SAPN"},{"$f":"IF($E796=DataInput!$B795,DataInput!F795,NA())","v":"Winter"},{"$f":"IF($E796=DataInput!$B795,DataInput!G795,NA())","v":"Non-Coincident"},{"$f":"IF($E796=DataInput!$B795,DataInput!H795,NA())","v":2020},{"$f":"IF($E796=DataInput!$B795,DataInput!I795,NA())","v":"POE10"},{"$f":"IF($E796=DataInput!$B795,DataInput!J795,NA())","v":19.954853704095999},{"$f":"IF($E796=DataInput!$B795,DataInput!K795,NA())","v":0.86143219089449097},null,null,"SA Kadina East",null,null,null,null,false,null,null,{"$error":"#N/A"},{"$error":"#N/A"},{"$error":"#N/A"},{"$error":"#N/A"},{"$error":"#N/A"},{"$error":"#N/A"},{"$error":"#N/A"},{"$error":"#N/A"},{"$error":"#N/A"},{"$error":"#N/A"}]
[null,{"$f":"IF(DataInput!B796=$B$8,IF($B$9=$B$10,TRUE,IF(DataInput!E796=$B$9,TRUE,FALSE)))","v":true},null,null,{"$f":"IF(B797=TRUE,DataInput!B796,NA())","v":"SA"},{"$f":"IF($E797=DataInput!$B796,DataInput!C796,NA())","v":"SKAD"},{"$f":"IF($E797=DataInput!$B796,DataInput!D796,NA())","v":"Kadina East"},{"$f":"IF($E797=DataInput!$B796,DataInput!E796,NA())","v":"SAPN"},{"$f":"IF($E797=DataInput!$B796,DataInput!F796,NA())","v":"Winter"},{"$f":"IF($E797=DataInput!$B796,DataInput!G796,NA())","v":"Non-Coincident"},{"$f":"IF($E797=DataInput!$B796,DataInput!H796,NA())","v":2021},{"$f":"IF($E797=DataInput!$B796,DataInput!I796,NA())","v":"POE10"},{"$f":"IF($E797=DataInput!$B796,DataInput!J796,NA())","v":20.193268586647601},{"$f":"IF($E797=DataInput!$B796,DataInput!K796,NA())","v":0.86147850637543},null,null,"SA Kadina East",null,null,null,null,false,null,null,{"$error":"#N/A"},{"$error":"#N/A"},{"$error":"#N/A"},{"$error":"#N/A"},{"$error":"#N/A"},{"$error":"#N/A"},{"$error":"#N/A"},{"$error":"#N/A"},{"$error":"#N/A"},{"$error":"#N/A"}]
[null,{"$f":"IF(DataInput!B797=$B$8,IF($B$9=$B$10,TRUE,IF(DataInput!E797=$B$9,TRUE,FALSE)))","v":true},null,null,{"$f":"IF(B798=TRUE,DataInput!B797,NA())","v":"SA"},{"$f":"IF($E798=DataInput!$B797,DataInput!C797,NA())","v":"SKAD"},{"$f":"IF($E798=DataInput!$B797,DataInput!D797,NA())","v":"Kadina East"},{"$f":"IF($E798=DataInput!$B797,DataInput!E797,NA())","v":"SAPN"},{"$f":"IF($E798=DataInput!$B797,DataInput!F797,NA())","v":"Winter"},{"$f":"IF($E798=DataInput!$B797,DataInput!G797,NA())","v":"Non-Coincident"},{"$f":"IF($E798=DataInput!$B797,DataInput!H797,NA())","v":2022},{"$f":"IF($E798=DataInput!$B797,DataInput!I797,NA())","v":"POE10"},{"$f":"IF($E798=DataInput!$B797,DataInput!J797,NA())","v":20.436423558662199},{"$f":"IF($E798=DataInput!$B797,DataInput!K797,NA())","v":0.86152640567903005},null,null,"SA Kadina East",null,null,null,null,false,null,null,{"$error":"#N/A"},{"$error":"#N/A"},{"$error":"#N/A"},{"$error":"#N/A"},{"$error":"#N/A"},{"$error":"#N/A"},{"$error":"#N/A"},{"$error":"#N/A"},{"$error":"#N/A"},{"$error":"#N/A"}]
[null,{"$f":"IF(DataInput!B798=$B$8,IF($B$9=$B$10,TRUE,IF(DataInput!E798=$B$9,TRUE,FALSE)))","v":true},null,null,{"$f":"IF(B799=TRUE,DataInput!B798,NA())","v":"SA"},{"$f":"IF($E799=DataInput!$B798,DataInput!C798,NA())","v":"SKAD"},{"$f":"IF($E799=DataInput!$B798,DataInput!D798,NA())","v":"Kadina East"},{"$f":"IF($E799=DataInput!$B798,DataInput!E798,NA())","v":"SAPN"},{"$f":"IF($E799=DataInput!$B798,DataInput!F798,NA())","v":"Winter"},{"$f":"IF($E799=DataInput!$B798,DataInput!G798,NA())","v":"Non-Coincident"},{"$f":"IF($E799=DataInput!$B798,DataInput!H798,NA())","v":2023},{"$f":"IF($E799=DataInput!$B798,DataInput!I798,NA())","v":"POE10"},{"$f":"IF($E799=DataInput!$B798,DataInput!J798,NA())","v":20.640529351805402},{"$f":"IF($E799=DataInput!$B798,DataInput!K798,NA())","v":0.86157576350254295},null,null,"SA Kadina East",null,null,null,null,false,null,null,{"$error":"#N/A"},{"$error":"#N/A"},{"$error":"#N/A"},{"$error":"#N/A"},{"$error":"#N/A"},{"$error":"#N/A"},{"$error":"#N/A"},{"$error":"#N/A"},{"$error":"#N/A"},{"$error":"#N/A"}]
[null,{"$f":"IF(DataInput!B799=$B$8,IF($B$9=$B$10,TRUE,IF(DataInput!E799=$B$9,TRUE,FALSE)))","v":true},null,null,{"$f":"IF(B800=TRUE,DataInput!B799,NA())","v":"SA"},{"$f":"IF($E800=DataInput!$B799,DataInput!C799,NA())","v":"SKAD"},{"$f":"IF($E800=DataInput!$B799,DataInput!D799,NA())","v":"Kadina East"},{"$f":"IF($E800=DataInput!$B799,DataInput!E799,NA())","v":"SAPN"},{"$f":"IF($E800=DataInput!$B799,DataInput!F799,NA())","v":"Winter"},{"$f":"IF($E800=DataInput!$B799,DataInput!G799,NA())","v":"Non-Coincident"},{"$f":"IF($E800=DataInput!$B799,DataInput!H799,NA())","v":2024},{"$f":"IF($E800=DataInput!$B799,DataInput!I799,NA())","v":"POE10"},{"$f":"IF($E800=DataInput!$B799,DataInput!J799,NA())","v":20.8432103029449},{"$f":"IF($E800=DataInput!$B799,DataInput!K799,NA())","v":0.86162646340605997},null,null,"SA Kadina East",null,null,null,null,false,null,null,{"$error":"#N/A"},{"$error":"#N/A"},{"$error":"#N/A"},{"$error":"#N/A"},{"$error":"#N/A"},{"$error":"#N/A"},{"$error":"#N/A"},{"$error":"#N/A"},{"$error":"#N/A"},{"$error":"#N/A"}]
[null,{"$f":"IF(DataInput!B800=$B$8,IF($B$9=$B$10,TRUE,IF(DataInput!E800=$B$9,TRUE,FALSE)))","v":true},null,null,{"$f":"IF(B801=TRUE,DataInput!B800,NA())","v":"SA"},{"$f":"IF($E801=DataInput!$B800,DataInput!C800,NA())","v":"SKAD"},{"$f":"IF($E801=DataInput!$B800,DataInput!D800,NA())","v":"Kadina East"},{"$f":"IF($E801=DataInput!$B800,DataInput!E800,NA())","v":"SAPN"},{"$f":"IF($E801=DataInput!$B800,DataInput!F800,NA())","v":"Winter"},{"$f":"IF($E801=DataInput!$B800,DataInput!G800,NA())","v":"Non-Coincident"},{"$f":"IF($E801=DataInput!$B800,DataInput!H800,NA())","v":2025},{"$f":"IF($E801=DataInput!$B800,DataInput!I800,NA())","v":"POE10"},{"$f":"IF($E801=DataInput!$B800,DataInput!J800,NA())","v":20.976751819962299},{"$f":"IF($E801=DataInput!$B800,DataInput!K800,NA())","v":0.86167840147095398},null,null,"SA Kadina East",null,null,null,null,false,null,null,{"$error":"#N/A"},{"$error":"#N/A"},{"$error":"#N/A"},{"$error":"#N/A"},{"$error":"#N/A"},{"$error":"#N/A"},{"$error":"#N/A"},{"$error":"#N/A"},{"$error":"#N/A"},{"$error":"#N/A"}]
[null,{"$f":"IF(DataInput!B801=$B$8,IF($B$9=$B$10,TRUE,IF(DataInput!E801=$B$9,TRUE,FALSE)))","v":true},null,null,{"$f":"IF(B802=TRUE,DataInput!B801,NA())","v":"SA"},{"$f":"IF($E802=DataInput!$B801,DataInput!C801,NA())","v":"SKAD"},{"$f":"IF($E802=DataInput!$B801,DataInput!D801,NA())","v":"Kadina East"},{"$f":"IF($E802=DataInput!$B801,DataInput!E801,NA())","v":"SAPN"},{"$f":"IF($E802=DataInput!$B801,DataInput!F801,NA())","v":"Winter"},{"$f":"IF($E802=DataInput!$B801,DataInput!G801,NA())","v":"Non-Coincident"},{"$f":"IF($E802=DataInput!$B801,DataInput!H801,NA())","v":2016},{"$f":"IF($E802=DataInput!$B801,DataInput!I801,NA())","v":"POE50"},{"$f":"IF($E802=DataInput!$B801,DataInput!J801,NA())","v":18.069042656194799},{"$f":"IF($E802=DataInput!$B801,DataInput!K801,NA())","v":0.86241420608322505},null,null,"SA Kadina East",null,null,null,null,false,null,null,{"$error":"#N/A"},{"$error":"#N/A"},{"$error":"#N/A"},{"$error":"#N/A"},{"$error":"#N/A"},{"$error":"#N/A"},{"$error":"#N/A"},{"$error":"#N/A"},{"$error":"#N/A"},{"$error":"#N/A"}]
[null,{"$f":"IF(DataInput!B802=$B$8,IF($B$9=$B$10,TRUE,IF(DataInput!E802=$B$9,TRUE,FALSE)))","v":true},null,null,{"$f":"IF(B803=TRUE,DataInput!B802,NA())","v":"SA"},{"$f":"IF($E803=DataInput!$B802,DataInput!C802,NA())","v":"SKAD"},{"$f":"IF($E803=DataInput!$B802,DataInput!D802,NA())","v":"Kadina East"},{"$f":"IF($E803=DataInput!$B802,DataInput!E802,NA())","v":"SAPN"},{"$f":"IF($E803=DataInput!$B802,DataInput!F802,NA())","v":"Winter"},{"$f":"IF($E803=DataInput!$B802,DataInput!G802,NA())","v":"Non-Coincident"},{"$f":"IF($E803=DataInput!$B802,DataInput!H802,NA())","v":2017},{"$f":"IF($E803=DataInput!$B802,DataInput!I802,NA())","v":"POE50"},{"$f":"IF($E803=DataInput!$B802,DataInput!J802,NA())","v":18.266926581459099},{"$f":"IF($E803=DataInput!$B802,DataInput!K802,NA())","v":0.86033978685211299},null,null,"SA Kadina East",null,null,null,null,false,null,null,{"$error":"#N/A"},{"$error":"#N/A"},{"$error":"#N/A"},{"$error":"#N/A"},{"$error":"#N/A"},{"$error":"#N/A"},{"$error":"#N/A"},{"$error":"#N/A"},{"$error":"#N/A"},{"$error":"#N/A"}]
[null,{"$f":"IF(DataInput!B803=$B$8,IF($B$9=$B$10,TRUE,IF(DataInput!E803=$B$9,TRUE,FALSE)))","v":true},null,null,{"$f":"IF(B804=TRUE,DataInput!B803,NA())","v":"SA"},{"$f":"IF($E804=DataInput!$B803,DataInput!C803,NA())","v":"SKAD"},{"$f":"IF($E804=DataInput!$B803,DataInput!D803,NA())","v":"Kadina East"},{"$f":"IF($E804=DataInput!$B803,DataInput!E803,NA())","v":"SAPN"},{"$f":"IF($E804=DataInput!$B803,DataInput!F803,NA())","v":"Winter"},{"$f":"IF($E804=DataInput!$B803,DataInput!G803,NA())","v":"Non-Coincident"},{"$f":"IF($E804=DataInput!$B803,DataInput!H803,NA())","v":2018},{"$f":"IF($E804=DataInput!$B803,DataInput!I803,NA())","v":"POE50"},{"$f":"IF($E804=DataInput!$B803,DataInput!J803,NA())","v":18.471289409363699},{"$f":"IF($E804=DataInput!$B803,DataInput!K803,NA())","v":0.86195181770330298},null,null,"SA Kadina East",null,null,null,null,false,null,null,{"$error":"#N/A"},{"$error":"#N/A"},{"$error":"#N/A"},{"$error":"#N/A"},{"$error":"#N/A"},{"$error":"#N/A"},{"$error":"#N/A"},{"$error":"#N/A"},{"$error":"#N/A"},{"$error":"#N/A"}]
[null,{"$f":"IF(DataInput!B804=$B$8,IF($B$9=$B$10,TRUE,IF(DataInput!E804=$B$9,TRUE,FALSE)))","v":true},null,null,{"$f":"IF(B805=TRUE,DataInput!B804,NA())","v":"SA"},{"$f":"IF($E805=DataInput!$B804,DataInput!C804,NA())","v":"SKAD"},{"$f":"IF($E805=DataInput!$B804,DataInput!D804,NA())","v":"Kadina East"},{"$f":"IF($E805=DataInput!$B804,DataInput!E804,NA())","v":"SAPN"},{"$f":"IF($E805=DataInput!$B804,DataInput!F804,NA())","v":"Winter"},{"$f":"IF($E805=DataInput!$B804,DataInput!G804,NA())","v":"Non-Coincident"},{"$f":"IF($E805=DataInput!$B804,DataInput!H804,NA())","v":2019},{"$f":"IF($E805=DataInput!$B804,DataInput!I804,NA())","v":"POE50"},{"$f":"IF($E805=DataInput!$B804,DataInput!J804,NA())","v":18.821083576339301},{"$f":"IF($E805=DataInput!$B804,DataInput!K804,NA())","v":0.86530374112138198},null,null,"SA Kadina East",null,null,null,null,false,null,null,{"$error":"#N/A"},{"$error":"#N/A"},{"$error":"#N/A"},{"$error":"#N/A"},{"$error":"#N/A"},{"$error":"#N/A"},{"$error":"#N/A"},{"$error":"#N/A"},{"$error":"#N/A"},{"$error":"#N/A"}]
[null,{"$f":"IF(DataInput!B805=$B$8,IF($B$9=$B$10,TRUE,IF(DataInput!E805=$B$9,TRUE,FALSE)))","v":true},null,null,{"$f":"IF(B806=TRUE,DataInput!B805,NA())","v":"SA"},{"$f":"IF($E806=DataInput!$B805,DataInput!C805,NA())","v":"SKAD"},{"$f":"IF($E806=DataInput!$B805,DataInput!D805,NA())","v":"Kadina East"},{"$f":"IF($E806=DataInput!$B805,DataInput!E805,NA())","v":"SAPN"},{"$f":"IF($E806=DataInput!$B805,DataInput!F805,NA())","v":"Winter"},{"$f":"IF($E806=DataInput!$B805,DataInput!G805,NA())","v":"Non-Coincident"},{"$f":"IF($E806=DataInput!$B805,DataInput!H805,NA())","v":2020},{"$f":"IF($E806=DataInput!$B805,DataInput!I805,NA())","v":"POE50"},{"$f":"IF($E806=DataInput!$B805,DataInput!J805,NA())","v":19.117831236026898},{"$f":"IF($E806=DataInput!$B805,DataInput!K805,NA())","v":0.863882709381952},null,null,"SA Kadina East",null,null,null,null,false,null,null,{"$error":"#N/A"},{"$error":"#N/A"},{"$error":"#N/A"},{"$error":"#N/A"},{"$error":"#N/A"},{"$error":"#N/A"},{"$error":"#N/A"},{"$error":"#N/A"},{"$error":"#N/A"},{"$error":"#N/A"}]
[null,{"$f":"IF(DataInput!B806=$B$8,IF($B$9=$B$10,TRUE,IF(DataInput!E806=$B$9,TRUE,FALSE)))","v":true},null,null,{"$f":"IF(B807=TRUE,DataInput!B806,NA())","v":"SA"},{"$f":"IF($E807=DataInput!$B806,DataInput!C806,NA())","v":"SKAD"},{"$f":"IF($E807=DataInput!$B806,DataInput!D806,NA())","v":"Kadina East"},{"$f":"IF($E807=DataInput!$B806,DataInput!E806,NA())","v":"SAPN"},{"$f":"IF($E807=DataInput!$B806,DataInput!F806,NA())","v":"Winter"},{"$f":"IF($E807=DataInput!$B806,DataInput!G806,NA())","v":"Non-Coincident"},{"$f":"IF($E807=DataInput!$B806,DataInput!H806,NA())","v":2021},{"$f":"IF($E807=DataInput!$B806,DataInput!I806,NA())","v":"POE50"},{"$f":"IF($E807=DataInput!$B806,DataInput!J806,NA())","v":19.3371038728407},{"$f":"IF($E807=DataInput!$B806,DataInput!K806,NA())","v":0.86393219455743797},null,null,"SA Kadina East",null,null,null,null,false,null,null,{"$error":"#N/A"},{"$error":"#N/A"},{"$error":"#N/A"},{"$error":"#N/A"},{"$error":"#N/A"},{"$error":"#N/A"},{"$error":"#N/A"},{"$error":"#N/A"},{"$error":"#N/A"},{"$error":"#N/A"}]
[null,{"$f":"IF(DataInput!B807=$B$8,IF($B$9=$B$10,TRUE,IF(DataInput!E807=$B$9,TRUE,FALSE)))","v":true},null,null,{"$f":"IF(B808=TRUE,DataInput!B807,NA())","v":"SA"},{"$f":"IF($E808=DataInput!$B807,DataInput!C807,NA())","v":"SKAD"},{"$f":"IF($E808=DataInput!$B807,DataInput!D807,NA())","v":"Kadina East"},{"$f":"IF($E808=DataInput!$B807,DataInput!E807,NA())","v":"SAPN"},{"$f":"IF($E808=DataInput!$B807,DataInput!F807,NA())","v":"Winter"},{"$f":"IF($E808=DataInput!$B807,DataInput!G807,NA())","v":"Non-Coincident"},{"$f":"IF($E808=DataInput!$B807,DataInput!H807,NA())","v":2022},{"$f":"IF($E808=DataInput!$B807,DataInput!I807,NA())","v":"POE50"},{"$f":"IF($E808=DataInput!$B807,DataInput!J807,NA())","v":19.532769929881599},{"$f":"IF($E808=DataInput!$B807,DataInput!K807,NA())","v":0.86398350653192801},null,null,"SA Kadina East",null,null,null,null,false,null,null,{"$error":"#N/A"},{"$error":"#N/A"},{"$error":"#N/A"},{"$error":"#N/A"},{"$error":"#N/A"},{"$error":"#N/A"},{"$error":"#N/A"},{"$error":"#N/A"},{"$error":"#N/A"},{"$error":"#N/A"}]
[null,{"$f":"IF(DataInput!B808=$B$8,IF($B$9=$B$10,TRUE,IF(DataInput!E808=$B$9,TRUE,FALSE)))","v":true},null,null,{"$f":"IF(B809=TRUE,DataInput!B808,NA())","v":"SA"},{"$f":"IF($E809=DataInput!$B808,DataInput!C808,NA())","v":"SKAD"},{"$f":"IF($E809=DataInput!$B808,DataInput!D808,NA())","v":"Kadina East"},{"$f":"IF($E809=DataInput!$B808,DataInput!E808,NA())","v":"SAPN"},{"$f":"IF($E809=DataInput!$B808,DataInput!F808,NA())","v":"Winter"},{"$f":"IF($E809=DataInput!$B808,DataInput!G808,NA())","v":"Non-Coincident"},{"$f":"IF($E809=DataInput!$B808,DataInput!H808,NA())","v":2023},{"$f":"IF($E809=DataInput!$B808,DataInput!I808,NA())","v":"POE50"},{"$f":"IF($E809=DataInput!$B808,DataInput!J808,NA())","v":19.7046924326138},{"$f":"IF($E809=DataInput!$B808,DataInput!K808,NA())","v":0.86403651825124705},null,null,"SA Kadina East",null,null,null,null,false,null,null,{"$error":"#N/A"},{"$error":"#N/A"},{"$error":"#N/A"},{"$error":"#N/A"},{"$error":"#N/A"},{"$error":"#N/A"},{"$error":"#N/A"},{"$error":"#N/A"},{"$error":"#N/A"},{"$error":"#N/A"}]
[null,{"$f":"IF(DataInput!B809=$B$8,IF($B$9=$B$10,TRUE,IF(DataInput!E809=$B$9,TRUE,FALSE)))","v":true},null,null,{"$f":"IF(B810=TRUE,DataInput!B809,NA())","v":"SA"},{"$f":"IF($E810=DataInput!$B809,DataInput!C809,NA())","v":"SKAD"},{"$f":"IF($E810=DataInput!$B809,DataInput!D809,NA())","v":"Kadina East"},{"$f":"IF($E810=DataInput!$B809,DataInput!E809,NA())","v":"SAPN"},{"$f":"IF($E810=DataInput!$B809,DataInput!F809,NA())","v":"Winter"},{"$f":"IF($E810=DataInput!$B809,DataInput!G809,NA())","v":"Non-Coincident"},{"$f":"IF($E810=DataInput!$B809,DataInput!H809,NA())","v":2024},{"$f":"IF($E810=DataInput!$B809,DataInput!I809,NA())","v":"POE50"},{"$f":"IF($E810=DataInput!$B809,DataInput!J809,NA())","v":19.891880237175201},{"$f":"IF($E810=DataInput!$B809,DataInput!K809,NA())","v":0.86409110898843},null,null,"SA Kadina East",null,null,null,null,false,null,null,{"$error":"#N/A"},{"$error":"#N/A"},{"$error":"#N/A"},{"$error":"#N/A"},{"$error":"#N/A"},{"$error":"#N/A"},{"$error":"#N/A"},{"$error":"#N/A"},{"$error":"#N/A"},{"$error":"#N/A"}]
[null,{"$f":"IF(DataInput!B810=$B$8,IF($B$9=$B$10,TRUE,IF(DataInput!E810=$B$9,TRUE,FALSE)))","v":true},null,null,{"$f":"IF(B811=TRUE,DataInput!B810,NA())","v":"SA"},{"$f":"IF($E811=DataInput!$B810,DataInput!C810,NA())","v":"SKAD"},{"$f":"IF($E811=DataInput!$B810,DataInput!D810,NA())","v":"Kadina East"},{"$f":"IF($E811=DataInput!$B810,DataInput!E810,NA())","v":"SAPN"},{"$f":"IF($E811=DataInput!$B810,DataInput!F810,NA())","v":"Winter"},{"$f":"IF($E811=DataInput!$B810,DataInput!G810,NA())","v":"Non-Coincident"},{"$f":"IF($E811=DataInput!$B810,DataInput!H810,NA())","v":2025},{"$f":"IF($E811=DataInput!$B810,DataInput!I810,NA())","v":"POE50"},{"$f":"IF($E811=DataInput!$B810,DataInput!J810,NA())","v":20.048414430703701},{"$f":"IF($E811=DataInput!$B810,DataInput!K810,NA())","v":0.86414716894921695},null,null,"SA Kadina East",null,null,null,null,false,null,null,{"$error":"#N/A"},{"$error":"#N/A"},{"$error":"#N/A"},{"$error":"#N/A"},{"$error":"#N/A"},{"$error":"#N/A"},{"$error":"#N/A"},{"$error":"#N/A"},{"$error":"#N/A"},{"$error":"#N/A"}]
[null,{"$f":"IF(DataInput!B811=$B$8,IF($B$9=$B$10,TRUE,IF(DataInput!E811=$B$9,TRUE,FALSE)))","v":true},null,null,{"$f":"IF(B812=TRUE,DataInput!B811,NA())","v":"SA"},{"$f":"IF($E812=DataInput!$B811,DataInput!C811,NA())","v":"SKAN"},{"$f":"IF($E812=DataInput!$B811,DataInput!D811,NA())","v":"Kanmantoo"},{"$f":"IF($E812=DataInput!$B811,DataInput!E811,NA())","v":"SAPN"},{"$f":"IF($E812=DataInput!$B811,DataInput!F811,NA())","v":"Summer"},{"$f":"IF($E812=DataInput!$B811,DataInput!G811,NA())","v":"Non-Coincident"},{"$f":"IF($E812=DataInput!$B811,DataInput!H811,NA())","v":2017},{"$f":"IF($E812=DataInput!$B811,DataInput!I811,NA())","v":"POE10"},{"$f":"IF($E812=DataInput!$B811,DataInput!J811,NA())","v":1.5782273515594401},{"$f":"IF($E812=DataInput!$B811,DataInput!K811,NA())","v":0.74048772302727295},null,null,"SA Kanmantoo",null,null,null,null,false,null,null,{"$error":"#N/A"},{"$error":"#N/A"},{"$error":"#N/A"},{"$error":"#N/A"},{"$error":"#N/A"},{"$error":"#N/A"},{"$error":"#N/A"},{"$error":"#N/A"},{"$error":"#N/A"},{"$error":"#N/A"}]
[null,{"$f":"IF(DataInput!B812=$B$8,IF($B$9=$B$10,TRUE,IF(DataInput!E812=$B$9,TRUE,FALSE)))","v":true},null,null,{"$f":"IF(B813=TRUE,DataInput!B812,NA())","v":"SA"},{"$f":"IF($E813=DataInput!$B812,DataInput!C812,NA())","v":"SKAN"},{"$f":"IF($E813=DataInput!$B812,DataInput!D812,NA())","v":"Kanmantoo"},{"$f":"IF($E813=DataInput!$B812,DataInput!E812,NA())","v":"SAPN"},{"$f":"IF($E813=DataInput!$B812,DataInput!F812,NA())","v":"Summer"},{"$f":"IF($E813=DataInput!$B812,DataInput!G812,NA())","v":"Non-Coincident"},{"$f":"IF($E813=DataInput!$B812,DataInput!H812,NA())","v":2018},{"$f":"IF($E813=DataInput!$B812,DataInput!I812,NA())","v":"POE10"},{"$f":"IF($E813=DataInput!$B812,DataInput!J812,NA())","v":1.5794795419098999},{"$f":"IF($E813=DataInput!$B812,DataInput!K812,NA())","v":0.73344761448518103},null,null,"SA Kanmantoo",null,null,null,null,false,null,null,{"$error":"#N/A"},{"$error":"#N/A"},{"$error":"#N/A"},{"$error":"#N/A"},{"$error":"#N/A"},{"$error":"#N/A"},{"$error":"#N/A"},{"$error":"#N/A"},{"$error":"#N/A"},{"$error":"#N/A"}]
[null,{"$f":"IF(DataInput!B813=$B$8,IF($B$9=$B$10,TRUE,IF(DataInput!E813=$B$9,TRUE,FALSE)))","v":true},null,null,{"$f":"IF(B814=TRUE,DataInput!B813,NA())","v":"SA"},{"$f":"IF($E814=DataInput!$B813,DataInput!C813,NA())","v":"SKAN"},{"$f":"IF($E814=DataInput!$B813,DataInput!D813,NA())","v":"Kanmantoo"},{"$f":"IF($E814=DataInput!$B813,DataInput!E813,NA())","v":"SAPN"},{"$f":"IF($E814=DataInput!$B813,DataInput!F813,NA())","v":"Summer"},{"$f":"IF($E814=DataInput!$B813,DataInput!G813,NA())","v":"Non-Coincident"},{"$f":"IF($E814=DataInput!$B813,DataInput!H813,NA())","v":2019},{"$f":"IF($E814=DataInput!$B813,DataInput!I813,NA())","v":"POE10"},{"$f":"IF($E814=DataInput!$B813,DataInput!J813,NA())","v":1.5865405009526199},{"$f":"IF($E814=DataInput!$B813,DataInput!K813,NA())","v":0.73889443283898504},null,null,"SA Kanmantoo",null,null,null,null,false,null,null,{"$error":"#N/A"},{"$error":"#N/A"},{"$error":"#N/A"},{"$error":"#N/A"},{"$error":"#N/A"},{"$error":"#N/A"},{"$error":"#N/A"},{"$error":"#N/A"},{"$error":"#N/A"},{"$error":"#N/A"}]
[null,{"$f":"IF(DataInput!B814=$B$8,IF($B$9=$B$10,TRUE,IF(DataInput!E814=$B$9,TRUE,FALSE)))","v":true},null,null,{"$f":"IF(B815=TRUE,DataInput!B814,NA())","v":"SA"},{"$f":"IF($E815=DataInput!$B814,DataInput!C814,NA())","v":"SKAN"},{"$f":"IF($E815=DataInput!$B814,DataInput!D814,NA())","v":"Kanmantoo"},{"$f":"IF($E815=DataInput!$B814,DataInput!E814,NA())","v":"SAPN"},{"$f":"IF($E815=DataInput!$B814,DataInput!F814,NA())","v":"Summer"},{"$f":"IF($E815=DataInput!$B814,DataInput!G814,NA())","v":"Non-Coincident"},{"$f":"IF($E815=DataInput!$B814,DataInput!H814,NA())","v":2020},{"$f":"IF($E815=DataInput!$B814,DataInput!I814,NA())","v":"POE10"},{"$f":"IF($E815=DataInput!$B814,DataInput!J814,NA())","v":1.55138887388872},{"$f":"IF($E815=DataInput!$B814,DataInput!K814,NA())","v":0.73326202646777205},null,null,"SA Kanmantoo",null,null,null,null,false,null,null,{"$error":"#N/A"},{"$error":"#N/A"},{"$error":"#N/A"},{"$error":"#N/A"},{"$error":"#N/A"},{"$error":"#N/A"},{"$error":"#N/A"},{"$error":"#N/A"},{"$error":"#N/A"},{"$error":"#N/A"}]
[null,{"$f":"IF(DataInput!B815=$B$8,IF($B$9=$B$10,TRUE,IF(DataInput!E815=$B$9,TRUE,FALSE)))","v":true},null,null,{"$f":"IF(B816=TRUE,DataInput!B815,NA())","v":"SA"},{"$f":"IF($E816=DataInput!$B815,DataInput!C815,NA())","v":"SKAN"},{"$f":"IF($E816=DataInput!$B815,DataInput!D815,NA())","v":"Kanmantoo"},{"$f":"IF($E816=DataInput!$B815,DataInput!E815,NA())","v":"SAPN"},{"$f":"IF($E816=DataInput!$B815,DataInput!F815,NA())","v":"Summer"},{"$f":"IF($E816=DataInput!$B815,DataInput!G815,NA())","v":"Non-Coincident"},{"$f":"IF($E816=DataInput!$B815,DataInput!H815,NA())","v":2021},{"$f":"IF($E816=DataInput!$B815,DataInput!I815,NA())","v":"POE10"},{"$f":"IF($E816=DataInput!$B815,DataInput!J815,NA())","v":1.5203521289144799},{"$f":"IF($E816=DataInput!$B815,DataInput!K815,NA())","v":0.74105810163614805},null,null,"SA Kanmantoo",null,null,null,null,false,null,null,{"$error":"#N/A"},{"$error":"#N/A"},{"$error":"#N/A"},{"$error":"#N/A"},{"$error":"#N/A"},{"$error":"#N/A"},{"$error":"#N/A"},{"$error":"#N/A"},{"$error":"#N/A"},{"$error":"#N/A"}]
[null,{"$f":"IF(DataInput!B816=$B$8,IF($B$9=$B$10,TRUE,IF(DataInput!E816=$B$9,TRUE,FALSE)))","v":true},null,null,{"$f":"IF(B817=TRUE,DataInput!B816,NA())","v":"SA"},{"$f":"IF($E817=DataInput!$B816,DataInput!C816,NA())","v":"SKAN"},{"$f":"IF($E817=DataInput!$B816,DataInput!D816,NA())","v":"Kanmantoo"},{"$f":"IF($E817=DataInput!$B816,DataInput!E816,NA())","v":"SAPN"},{"$f":"IF($E817=DataInput!$B816,DataInput!F816,NA())","v":"Summer"},{"$f":"IF($E817=DataInput!$B816,DataInput!G816,NA())","v":"Non-Coincident"},{"$f":"IF($E817=DataInput!$B816,DataInput!H816,NA())","v":2022},{"$f":"IF($E817=DataInput!$B816,DataInput!I816,NA())","v":"POE10"},{"$f":"IF($E817=DataInput!$B816,DataInput!J816,NA())","v":1.4906059166194301},{"$f":"IF($E817=DataInput!$B816,DataInput!K816,NA())","v":0.74114139989969596},null,null,"SA Kanmantoo",null,null,null,null,false,null,null,{"$error":"#N/A"},{"$error":"#N/A"},{"$error":"#N/A"},{"$error":"#N/A"},{"$error":"#N/A"},{"$error":"#N/A"},{"$error":"#N/A"},{"$error":"#N/A"},{"$error":"#N/A"},{"$error":"#N/A"}]
[null,{"$f":"IF(DataInput!B817=$B$8,IF($B$9=$B$10,TRUE,IF(DataInput!E817=$B$9,TRUE,FALSE)))","v":true},null,null,{"$f":"IF(B818=TRUE,DataInput!B817,NA())","v":"SA"},{"$f":"IF($E818=DataInput!$B817,DataInput!C817,NA())","v":"SKAN"},{"$f":"IF($E818=DataInput!$B817,DataInput!D817,NA())","v":"Kanmantoo"},{"$f":"IF($E818=DataInput!$B817,DataInput!E817,NA())","v":"SAPN"},{"$f":"IF($E818=DataInput!$B817,DataInput!F817,NA())","v":"Summer"},{"$f":"IF($E818=DataInput!$B817,DataInput!G817,NA())","v":"Non-Coincident"},{"$f":"IF($E818=DataInput!$B817,DataInput!H817,NA())","v":2023},{"$f":"IF($E818=DataInput!$B817,DataInput!I817,NA())","v":"POE10"},{"$f":"IF($E818=DataInput!$B817,DataInput!J817,NA())","v":1.47419451136715},{"$f":"IF($E818=DataInput!$B817,DataInput!K817,NA())","v":0.74123359852955994},null,null,"SA Kanmantoo",null,null,null,null,false,null,null,{"$error":"#N/A"},{"$error":"#N/A"},{"$error":"#N/A"},{"$error":"#N/A"},{"$error":"#N/A"},{"$error":"#N/A"},{"$error":"#N/A"},{"$error":"#N/A"},{"$error":"#N/A"},{"$error":"#N/A"}]
[null,{"$f":"IF(DataInput!B818=$B$8,IF($B$9=$B$10,TRUE,IF(DataInput!E818=$B$9,TRUE,FALSE)))","v":true},null,null,{"$f":"IF(B819=TRUE,DataInput!B818,NA())","v":"SA"},{"$f":"IF($E819=DataInput!$B818,DataInput!C818,NA())","v":"SKAN"},{"$f":"IF($E819=DataInput!$B818,DataInput!D818,NA())","v":"Kanmantoo"},{"$f":"IF($E819=DataInput!$B818,DataInput!E818,NA())","v":"SAPN"},{"$f":"IF($E819=DataInput!$B818,DataInput!F818,NA())","v":"Summer"},{"$f":"IF($E819=DataInput!$B818,DataInput!G818,NA())","v":"Non-Coincident"},{"$f":"IF($E819=DataInput!$B818,DataInput!H818,NA())","v":2024},{"$f":"IF($E819=DataInput!$B818,DataInput!I818,NA())","v":"POE10"},{"$f":"IF($E819=DataInput!$B818,DataInput!J818,NA())","v":1.4725993587920501},{"$f":"IF($E819=DataInput!$B818,DataInput!K818,NA())","v":0.74132500528478196},null,null,"SA Kanmantoo",null,null,null,null,false,null,null,{"$error":"#N/A"},{"$error":"#N/A"},{"$error":"#N/A"},{"$error":"#N/A"},{"$error":"#N/A"},{"$error":"#N/A"},{"$error":"#N/A"},{"$error":"#N/A"},{"$error":"#N/A"},{"$error":"#N/A"}]
[null,{"$f":"IF(DataInput!B819=$B$8,IF($B$9=$B$10,TRUE,IF(DataInput!E819=$B$9,TRUE,FALSE)))","v":true},null,null,{"$f":"IF(B820=TRUE,DataInput!B819,NA())","v":"SA"},{"$f":"IF($E820=DataInput!$B819,DataInput!C819,NA())","v":"SKAN"},{"$f":"IF($E820=DataInput!$B819,DataInput!D819,NA())","v":"Kanmantoo"},{"$f":"IF($E820=DataInput!$B819,DataInput!E819,NA())","v":"SAPN"},{"$f":"IF($E820=DataInput!$B819,DataInput!F819,NA())","v":"Summer"},{"$f":"IF($E820=DataInput!$B819,DataInput!G819,NA())","v":"Non-Coincident"},{"$f":"IF($E820=DataInput!$B819,DataInput!H819,NA())","v":2025},{"$f":"IF($E820=DataInput!$B819,DataInput!I819,NA())","v":"POE10"},{"$f":"IF($E820=DataInput!$B819,DataInput!J819,NA())","v":1.4589420532473101},{"$f":"IF($E820=DataInput!$B819,DataInput!K819,NA())","v":0.741416398582875},null,null,"SA Kanmantoo",null,null,null,null,false,null,null,{"$error":"#N/A"},{"$error":"#N/A"},{"$error":"#N/A"},{"$error":"#N/A"},{"$error":"#N/A"},{"$error":"#N/A"},{"$error":"#N/A"},{"$error":"#N/A"},{"$error":"#N/A"},{"$error":"#N/A"}]
[null,{"$f":"IF(DataInput!B820=$B$8,IF($B$9=$B$10,TRUE,IF(DataInput!E820=$B$9,TRUE,FALSE)))","v":true},null,null,{"$f":"IF(B821=TRUE,DataInput!B820,NA())","v":"SA"},{"$f":"IF($E821=DataInput!$B820,DataInput!C820,NA())","v":"SKAN"},{"$f":"IF($E821=DataInput!$B820,DataInput!D820,NA())","v":"Kanmantoo"},{"$f":"IF($E821=DataInput!$B820,DataInput!E820,NA())","v":"SAPN"},{"$f":"IF($E821=DataInput!$B820,DataInput!F820,NA())","v":"Summer"},{"$f":"IF($E821=DataInput!$B820,DataInput!G820,NA())","v":"Non-Coincident"},{"$f":"IF($E821=DataInput!$B820,DataInput!H820,NA())","v":2026},{"$f":"IF($E821=DataInput!$B820,DataInput!I820,NA())","v":"POE10"},{"$f":"IF($E821=DataInput!$B820,DataInput!J820,NA())","v":1.43577493594143},{"$f":"IF($E821=DataInput!$B820,DataInput!K820,NA())","v":0.74150584335352498},null,null,"SA Kanmantoo",null,null,null,null,false,null,null,{"$error":"#N/A"},{"$error":"#N/A"},{"$error":"#N/A"},{"$error":"#N/A"},{"$error":"#N/A"},{"$error":"#N/A"},{"$error":"#N/A"},{"$error":"#N/A"},{"$error":"#N/A"},{"$error":"#N/A"}]
[null,{"$f":"IF(DataInput!B821=$B$8,IF($B$9=$B$10,TRUE,IF(DataInput!E821=$B$9,TRUE,FALSE)))","v":true},null,null,{"$f":"IF(B822=TRUE,DataInput!B821,NA())","v":"SA"},{"$f":"IF($E822=DataInput!$B821,DataInput!C821,NA())","v":"SKAN"},{"$f":"IF($E822=DataInput!$B821,DataInput!D821,NA())","v":"Kanmantoo"},{"$f":"IF($E822=DataInput!$B821,DataInput!E821,NA())","v":"SAPN"},{"$f":"IF($E822=DataInput!$B821,DataInput!F821,NA())","v":"Summer"},{"$f":"IF($E822=DataInput!$B821,DataInput!G821,NA())","v":"Non-Coincident"},{"$f":"IF($E822=DataInput!$B821,DataInput!H821,NA())","v":2017},{"$f":"IF($E822=DataInput!$B821,DataInput!I821,NA())","v":"POE50"},{"$f":"IF($E822=DataInput!$B821,DataInput!J821,NA())","v":1.4188679198672001},{"$f":"IF($E822=DataInput!$B821,DataInput!K821,NA())","v":0.71935245471859099},null,null,"SA Kanmantoo",null,null,null,null,false,null,null,{"$error":"#N/A"},{"$error":"#N/A"},{"$error":"#N/A"},{"$error":"#N/A"},{"$error":"#N/A"},{"$error":"#N/A"},{"$error":"#N/A"},{"$error":"#N/A"},{"$error":"#N/A"},{"$error":"#N/A"}]
[null,{"$f":"IF(DataInput!B822=$B$8,IF($B$9=$B$10,TRUE,IF(DataInput!E822=$B$9,TRUE,FALSE)))","v":true},null,null,{"$f":"IF(B823=TRUE,DataInput!B822,NA())","v":"SA"},{"$f":"IF($E823=DataInput!$B822,DataInput!C822,NA())","v":"SKAN"},{"$f":"IF($E823=DataInput!$B822,DataInput!D822,NA())","v":"Kanmantoo"},{"$f":"IF($E823=DataInput!$B822,DataInput!E822,NA())","v":"SAPN"},{"$f":"IF($E823=DataInput!$B822,DataInput!F822,NA())","v":"Summer"},{"$f":"IF($E823=DataInput!$B822,DataInput!G822,NA())","v":"Non-Coincident"},{"$f":"IF($E823=DataInput!$B822,DataInput!H822,NA())","v":2018},{"$f":"IF($E823=DataInput!$B822,DataInput!I822,NA())","v":"POE50"},{"$f":"IF($E823=DataInput!$B822,DataInput!J822,NA())","v":1.42143254499757},{"$f":"IF($E823=DataInput!$B822,DataInput!K822,NA())","v":0.71239580593995799},null,null,"SA Kanmantoo",null,null,null,null,false,null,null,{"$error":"#N/A"},{"$f":"IF($V823=TRUE,F823,NA())","v":{"$error":"#N/A"}},{"$f":"IF($V823=TRUE,G823,NA())","v":{"$error":"#N/A"}},{"$f":"IF($V823=TRUE,H823,NA())","v":{"$error":"#N/A"}},{"$f":"IF($V823=TRUE,I823,NA())","v":{"$error":"#N/A"}},{"$f":"IF($V823=TRUE,J823,NA())","v":{"$error":"#N/A"}},{"$f":"IF($V823=TRUE,K823,NA())","v":{"$error":"#N/A"}},{"$f":"IF($V823=TRUE,L823,NA())","v":{"$error":"#N/A"}},{"$f":"IF($V823=TRUE,M823,NA())","v":{"$error":"#N/A"}},{"$f":"IF($V823=TRUE,N823,NA())","v":{"$error":"#N/A"}}]
[null,{"$f":"IF(DataInput!B823=$B$8,IF($B$9=$B$10,TRUE,IF(DataInput!E823=$B$9,TRUE,FALSE)))","v":true},null,null,{"$f":"IF(B824=TRUE,DataInput!B823,NA())","v":"SA"},{"$f":"IF($E824=DataInput!$B823,DataInput!C823,NA())","v":"SKAN"},{"$f":"IF($E824=DataInput!$B823,DataInput!D823,NA())","v":"Kanmantoo"},{"$f":"IF($E824=DataInput!$B823,DataInput!E823,NA())","v":"SAPN"},{"$f":"IF($E824=DataInput!$B823,DataInput!F823,NA())","v":"Summer"},{"$f":"IF($E824=DataInput!$B823,DataInput!G823,NA())","v":"Non-Coincident"},{"$f":"IF($E824=DataInput!$B823,DataInput!H823,NA())","v":2019},{"$f":"IF($E824=DataInput!$B823,DataInput!I823,NA())","v":"POE50"},{"$f":"IF($E824=DataInput!$B823,DataInput!J823,NA())","v":1.41425976492017},{"$f":"IF($E824=DataInput!$B823,DataInput!K823,NA())","v":0.70923313299008295},null,null,"SA Kanmantoo",null,null,null,null,false,null,null,{"$error":"#N/A"},{"$error":"#N/A"},{"$error":"#N/A"},{"$error":"#N/A"},{"$error":"#N/A"},{"$error":"#N/A"},{"$error":"#N/A"},{"$error":"#N/A"},{"$error":"#N/A"},{"$error":"#N/A"}]
[null,{"$f":"IF(DataInput!B824=$B$8,IF($B$9=$B$10,TRUE,IF(DataInput!E824=$B$9,TRUE,FALSE)))","v":true},null,null,{"$f":"IF(B825=TRUE,DataInput!B824,NA())","v":"SA"},{"$f":"IF($E825=DataInput!$B824,DataInput!C824,NA())","v":"SKAN"},{"$f":"IF($E825=DataInput!$B824,DataInput!D824,NA())","v":"Kanmantoo"},{"$f":"IF($E825=DataInput!$B824,DataInput!E824,NA())","v":"SAPN"},{"$f":"IF($E825=DataInput!$B824,DataInput!F824,NA())","v":"Summer"},{"$f":"IF($E825=DataInput!$B824,DataInput!G824,NA())","v":"Non-Coincident"},{"$f":"IF($E825=DataInput!$B824,DataInput!H824,NA())","v":2020},{"$f":"IF($E825=DataInput!$B824,DataInput!I824,NA())","v":"POE50"},{"$f":"IF($E825=DataInput!$B824,DataInput!J824,NA())","v":1.39089152525341},{"$f":"IF($E825=DataInput!$B824,DataInput!K824,NA())","v":0.71079656167170002},null,null,"SA Kanmantoo",null,null,null,null,false,null,null,{"$error":"#N/A"},{"$error":"#N/A"},{"$error":"#N/A"},{"$error":"#N/A"},{"$error":"#N/A"},{"$error":"#N/A"},{"$error":"#N/A"},{"$error":"#N/A"},{"$error":"#N/A"},{"$error":"#N/A"}]
[null,{"$f":"IF(DataInput!B825=$B$8,IF($B$9=$B$10,TRUE,IF(DataInput!E825=$B$9,TRUE,FALSE)))","v":true},null,null,{"$f":"IF(B826=TRUE,DataInput!B825,NA())","v":"SA"},{"$f":"IF($E826=DataInput!$B825,DataInput!C825,NA())","v":"SKAN"},{"$f":"IF($E826=DataInput!$B825,DataInput!D825,NA())","v":"Kanmantoo"},{"$f":"IF($E826=DataInput!$B825,DataInput!E825,NA())","v":"SAPN"},{"$f":"IF($E826=DataInput!$B825,DataInput!F825,NA())","v":"Summer"},{"$f":"IF($E826=DataInput!$B825,DataInput!G825,NA())","v":"Non-Coincident"},{"$f":"IF($E826=DataInput!$B825,DataInput!H825,NA())","v":2021},{"$f":"IF($E826=DataInput!$B825,DataInput!I825,NA())","v":"POE50"},{"$f":"IF($E826=DataInput!$B825,DataInput!J825,NA())","v":1.36862450365886},{"$f":"IF($E826=DataInput!$B825,DataInput!K825,NA())","v":0.71990871012235202},null,null,"SA Kanmantoo",null,null,null,null,false,null,null,{"$error":"#N/A"},{"$error":"#N/A"},{"$error":"#N/A"},{"$error":"#N/A"},{"$error":"#N/A"},{"$error":"#N/A"},{"$error":"#N/A"},{"$error":"#N/A"},{"$error":"#N/A"},{"$error":"#N/A"}]
[null,{"$f":"IF(DataInput!B826=$B$8,IF($B$9=$B$10,TRUE,IF(DataInput!E826=$B$9,TRUE,FALSE)))","v":true},null,null,{"$f":"IF(B827=TRUE,DataInput!B826,NA())","v":"SA"},{"$f":"IF($E827=DataInput!$B826,DataInput!C826,NA())","v":"SKAN"},{"$f":"IF($E827=DataInput!$B826,DataInput!D826,NA())","v":"Kanmantoo"},{"$f":"IF($E827=DataInput!$B826,DataInput!E826,NA())","v":"SAPN"},{"$f":"IF($E827=DataInput!$B826,DataInput!F826,NA())","v":"Summer"},{"$f":"IF($E827=DataInput!$B826,DataInput!G826,NA())","v":"Non-Coincident"},{"$f":"IF($E827=DataInput!$B826,DataInput!H826,NA())","v":2022},{"$f":"IF($E827=DataInput!$B826,DataInput!I826,NA())","v":"POE50"},{"$f":"IF($E827=DataInput!$B826,DataInput!J826,NA())","v":1.3316014575364901},{"$f":"IF($E827=DataInput!$B826,DataInput!K826,NA())","v":0.71999962987434296},null,null,"SA Kanmantoo",null,null,null,null,false,null,null,{"$error":"#N/A"},{"$error":"#N/A"},{"$error":"#N/A"},{"$error":"#N/A"},{"$error":"#N/A"},{"$error":"#N/A"},{"$error":"#N/A"},{"$error":"#N/A"},{"$error":"#N/A"},{"$error":"#N/A"}]
[null,{"$f":"IF(DataInput!B827=$B$8,IF($B$9=$B$10,TRUE,IF(DataInput!E827=$B$9,TRUE,FALSE)))","v":true},null,null,{"$f":"IF(B828=TRUE,DataInput!B827,NA())","v":"SA"},{"$f":"IF($E828=DataInput!$B827,DataInput!C827,NA())","v":"SKAN"},{"$f":"IF($E828=DataInput!$B827,DataInput!D827,NA())","v":"Kanmantoo"},{"$f":"IF($E828=DataInput!$B827,DataInput!E827,NA())","v":"SAPN"},{"$f":"IF($E828=DataInput!$B827,DataInput!F827,NA())","v":"Summer"},{"$f":"IF($E828=DataInput!$B827,DataInput!G827,NA())","v":"Non-Coincident"},{"$f":"IF($E828=DataInput!$B827,DataInput!H827,NA())","v":2023},{"$f":"IF($E828=DataInput!$B827,DataInput!I827,NA())","v":"POE50"},{"$f":"IF($E828=DataInput!$B827,DataInput!J827,NA())","v":1.32664680026259},{"$f":"IF($E828=DataInput!$B827,DataInput!K827,NA())","v":0.72008911648651397},null,null,"SA Kanmantoo",null,null,null,null,false,null,null,{"$error":"#N/A"},{"$error":"#N/A"},{"$error":"#N/A"},{"$error":"#N/A"},{"$error":"#N/A"},{"$error":"#N/A"},{"$error":"#N/A"},{"$error":"#N/A"},{"$error":"#N/A"},{"$error":"#N/A"}]
[null,{"$f":"IF(DataInput!B828=$B$8,IF($B$9=$B$10,TRUE,IF(DataInput!E828=$B$9,TRUE,FALSE)))","v":true},null,null,{"$f":"IF(B829=TRUE,DataInput!B828,NA())","v":"SA"},{"$f":"IF($E829=DataInput!$B828,DataInput!C828,NA())","v":"SKAN"},{"$f":"IF($E829=DataInput!$B828,DataInput!D828,NA())","v":"Kanmantoo"},{"$f":"IF($E829=DataInput!$B828,DataInput!E828,NA())","v":"SAPN"},{"$f":"IF($E829=DataInput!$B828,DataInput!F828,NA())","v":"Summer"},{"$f":"IF($E829=DataInput!$B828,DataInput!G828,NA())","v":"Non-Coincident"},{"$f":"IF($E829=DataInput!$B828,DataInput!H828,NA())","v":2024},{"$f":"IF($E829=DataInput!$B828,DataInput!I828,NA())","v":"POE50"},{"$f":"IF($E829=DataInput!$B828,DataInput!J828,NA())","v":1.3229620872191099},{"$f":"IF($E829=DataInput!$B828,DataInput!K828,NA())","v":0.72018003388846996},null,null,"SA Kanmantoo",null,null,null,null,false,null,null,{"$error":"#N/A"},{"$error":"#N/A"},{"$error":"#N/A"},{"$error":"#N/A"},{"$error":"#N/A"},{"$error":"#N/A"},{"$error":"#N/A"},{"$error":"#N/A"},{"$error":"#N/A"},{"$error":"#N/A"}]
[null,{"$f":"IF(DataInput!B829=$B$8,IF($B$9=$B$10,TRUE,IF(DataInput!E829=$B$9,TRUE,FALSE)))","v":true},null,null,{"$f":"IF(B830=TRUE,DataInput!B829,NA())","v":"SA"},{"$f":"IF($E830=DataInput!$B829,DataInput!C829,NA())","v":"SKAN"},{"$f":"IF($E830=DataInput!$B829,DataInput!D829,NA())","v":"Kanmantoo"},{"$f":"IF($E830=DataInput!$B829,DataInput!E829,NA())","v":"SAPN"},{"$f":"IF($E830=DataInput!$B829,DataInput!F829,NA())","v":"Summer"},{"$f":"IF($E830=DataInput!$B829,DataInput!G829,NA())","v":"Non-Coincident"},{"$f":"IF($E830=DataInput!$B829,DataInput!H829,NA())","v":2025},{"$f":"IF($E830=DataInput!$B829,DataInput!I829,NA())","v":"POE50"},{"$f":"IF($E830=DataInput!$B829,DataInput!J829,NA())","v":1.32396532758174},{"$f":"IF($E830=DataInput!$B829,DataInput!K829,NA())","v":0.72026683932987801},null,null,"SA Kanmantoo",null,null,null,null,false,null,null,{"$error":"#N/A"},{"$error":"#N/A"},{"$error":"#N/A"},{"$error":"#N/A"},{"$error":"#N/A"},{"$error":"#N/A"},{"$error":"#N/A"},{"$error":"#N/A"},{"$error":"#N/A"},{"$error":"#N/A"}]
[null,{"$f":"IF(DataInput!B830=$B$8,IF($B$9=$B$10,TRUE,IF(DataInput!E830=$B$9,TRUE,FALSE)))","v":true},null,null,{"$f":"IF(B831=TRUE,DataInput!B830,NA())","v":"SA"},{"$f":"IF($E831=DataInput!$B830,DataInput!C830,NA())","v":"SKAN"},{"$f":"IF($E831=DataInput!$B830,DataInput!D830,NA())","v":"Kanmantoo"},{"$f":"IF($E831=DataInput!$B830,DataInput!E830,NA())","v":"SAPN"},{"$f":"IF($E831=DataInput!$B830,DataInput!F830,NA())","v":"Summer"},{"$f":"IF($E831=DataInput!$B830,DataInput!G830,NA())","v":"Non-Coincident"},{"$f":"IF($E831=DataInput!$B830,DataInput!H830,NA())","v":2026},{"$f":"IF($E831=DataInput!$B830,DataInput!I830,NA())","v":"POE50"},{"$f":"IF($E831=DataInput!$B830,DataInput!J830,NA())","v":1.31710067647914},{"$f":"IF($E831=DataInput!$B830,DataInput!K830,NA())","v":0.72034701737943396},null,null,"SA Kanmantoo",null,null,null,null,false,null,null,{"$error":"#N/A"},{"$error":"#N/A"},{"$error":"#N/A"},{"$error":"#N/A"},{"$error":"#N/A"},{"$error":"#N/A"},{"$error":"#N/A"},{"$error":"#N/A"},{"$error":"#N/A"},{"$error":"#N/A"}]
[null,{"$f":"IF(DataInput!B831=$B$8,IF($B$9=$B$10,TRUE,IF(DataInput!E831=$B$9,TRUE,FALSE)))","v":true},null,null,{"$f":"IF(B832=TRUE,DataInput!B831,NA())","v":"SA"},{"$f":"IF($E832=DataInput!$B831,DataInput!C831,NA())","v":"SKAN"},{"$f":"IF($E832=DataInput!$B831,DataInput!D831,NA())","v":"Kanmantoo"},{"$f":"IF($E832=DataInput!$B831,DataInput!E831,NA())","v":"SAPN"},{"$f":"IF($E832=DataInput!$B831,DataInput!F831,NA())","v":"Winter"},{"$f":"IF($E832=DataInput!$B831,DataInput!G831,NA())","v":"Non-Coincident"},{"$f":"IF($E832=DataInput!$B831,DataInput!H831,NA())","v":2016},{"$f":"IF($E832=DataInput!$B831,DataInput!I831,NA())","v":"POE10"},{"$f":"IF($E832=DataInput!$B831,DataInput!J831,NA())","v":1.5380737545638199},{"$f":"IF($E832=DataInput!$B831,DataInput!K831,NA())","v":0.86591659668435095},null,null,"SA Kanmantoo",null,null,null,null,false,null,null,{"$error":"#N/A"},{"$error":"#N/A"},{"$error":"#N/A"},{"$error":"#N/A"},{"$error":"#N/A"},{"$error":"#N/A"},{"$error":"#N/A"},{"$error":"#N/A"},{"$error":"#N/A"},{"$error":"#N/A"}]
[null,{"$f":"IF(DataInput!B832=$B$8,IF($B$9=$B$10,TRUE,IF(DataInput!E832=$B$9,TRUE,FALSE)))","v":true},null,null,{"$f":"IF(B833=TRUE,DataInput!B832,NA())","v":"SA"},{"$f":"IF($E833=DataInput!$B832,DataInput!C832,NA())","v":"SKAN"},{"$f":"IF($E833=DataInput!$B832,DataInput!D832,NA())","v":"Kanmantoo"},{"$f":"IF($E833=DataInput!$B832,DataInput!E832,NA())","v":"SAPN"},{"$f":"IF($E833=DataInput!$B832,DataInput!F832,NA())","v":"Winter"},{"$f":"IF($E833=DataInput!$B832,DataInput!G832,NA())","v":"Non-Coincident"},{"$f":"IF($E833=DataInput!$B832,DataInput!H832,NA())","v":2017},{"$f":"IF($E833=DataInput!$B832,DataInput!I832,NA())","v":"POE10"},{"$f":"IF($E833=DataInput!$B832,DataInput!J832,NA())","v":1.5561355541090101},{"$f":"IF($E833=DataInput!$B832,DataInput!K832,NA())","v":0.86423354780156603},null,null,"SA Kanmantoo",null,null,null,null,false,null,null,{"$error":"#N/A"},{"$error":"#N/A"},{"$error":"#N/A"},{"$error":"#N/A"},{"$error":"#N/A"},{"$error":"#N/A"},{"$error":"#N/A"},{"$error":"#N/A"},{"$error":"#N/A"},{"$error":"#N/A"}]
[null,{"$f":"IF(DataInput!B833=$B$8,IF($B$9=$B$10,TRUE,IF(DataInput!E833=$B$9,TRUE,FALSE)))","v":true},null,null,{"$f":"IF(B834=TRUE,DataInput!B833,NA())","v":"SA"},{"$f":"IF($E834=DataInput!$B833,DataInput!C833,NA())","v":"SKAN"},{"$f":"IF($E834=DataInput!$B833,DataInput!D833,NA())","v":"Kanmantoo"},{"$f":"IF($E834=DataInput!$B833,DataInput!E833,NA())","v":"SAPN"},{"$f":"IF($E834=DataInput!$B833,DataInput!F833,NA())","v":"Winter"},{"$f":"IF($E834=DataInput!$B833,DataInput!G833,NA())","v":"Non-Coincident"},{"$f":"IF($E834=DataInput!$B833,DataInput!H833,NA())","v":2018},{"$f":"IF($E834=DataInput!$B833,DataInput!I833,NA())","v":"POE10"},{"$f":"IF($E834=DataInput!$B833,DataInput!J833,NA())","v":1.5744796434167101},{"$f":"IF($E834=DataInput!$B833,DataInput!K833,NA())","v":0.86554410658498104},null,null,"SA Kanmantoo",null,null,null,null,false,null,null,{"$error":"#N/A"},{"$error":"#N/A"},{"$error":"#N/A"},{"$error":"#N/A"},{"$error":"#N/A"},{"$error":"#N/A"},{"$error":"#N/A"},{"$error":"#N/A"},{"$error":"#N/A"},{"$error":"#N/A"}]
[null,{"$f":"IF(DataInput!B834=$B$8,IF($B$9=$B$10,TRUE,IF(DataInput!E834=$B$9,TRUE,FALSE)))","v":true},null,null,{"$f":"IF(B835=TRUE,DataInput!B834,NA())","v":"SA"},{"$f":"IF($E835=DataInput!$B834,DataInput!C834,NA())","v":"SKAN"},{"$f":"IF($E835=DataInput!$B834,DataInput!D834,NA())","v":"Kanmantoo"},{"$f":"IF($E835=DataInput!$B834,DataInput!E834,NA())","v":"SAPN"},{"$f":"IF($E835=DataInput!$B834,DataInput!F834,NA())","v":"Winter"},{"$f":"IF($E835=DataInput!$B834,DataInput!G834,NA())","v":"Non-Coincident"},{"$f":"IF($E835=DataInput!$B834,DataInput!H834,NA())","v":2019},{"$f":"IF($E835=DataInput!$B834,DataInput!I834,NA())","v":"POE10"},{"$f":"IF($E835=DataInput!$B834,DataInput!J834,NA())","v":1.6030953422434799},{"$f":"IF($E835=DataInput!$B834,DataInput!K834,NA())","v":0.86842365592214699},null,null,"SA Kanmantoo",null,null,null,null,false,null,null,{"$error":"#N/A"},{"$error":"#N/A"},{"$error":"#N/A"},{"$error":"#N/A"},{"$error":"#N/A"},{"$error":"#N/A"},{"$error":"#N/A"},{"$error":"#N/A"},{"$error":"#N/A"},{"$error":"#N/A"}]
[null,{"$f":"IF(DataInput!B835=$B$8,IF($B$9=$B$10,TRUE,IF(DataInput!E835=$B$9,TRUE,FALSE)))","v":true},null,null,{"$f":"IF(B836=TRUE,DataInput!B835,NA())","v":"SA"},{"$f":"IF($E836=DataInput!$B835,DataInput!C835,NA())","v":"SKAN"},{"$f":"IF($E836=DataInput!$B835,DataInput!D835,NA())","v":"Kanmantoo"},{"$f":"IF($E836=DataInput!$B835,DataInput!E835,NA())","v":"SAPN"},{"$f":"IF($E836=DataInput!$B835,DataInput!F835,NA())","v":"Winter"},{"$f":"IF($E836=DataInput!$B835,DataInput!G835,NA())","v":"Non-Coincident"},{"$f":"IF($E836=DataInput!$B835,DataInput!H835,NA())","v":2020},{"$f":"IF($E836=DataInput!$B835,DataInput!I835,NA())","v":"POE10"},{"$f":"IF($E836=DataInput!$B835,DataInput!J835,NA())","v":1.6252440873257901},{"$f":"IF($E836=DataInput!$B835,DataInput!K835,NA())","v":0.867332320291614},null,null,"SA Kanmantoo",null,null,null,null,false,null,null,{"$error":"#N/A"},{"$error":"#N/A"},{"$error":"#N/A"},{"$error":"#N/A"},{"$error":"#N/A"},{"$error":"#N/A"},{"$error":"#N/A"},{"$error":"#N/A"},{"$error":"#N/A"},{"$error":"#N/A"}]
[null,{"$f":"IF(DataInput!B836=$B$8,IF($B$9=$B$10,TRUE,IF(DataInput!E836=$B$9,TRUE,FALSE)))","v":true},null,null,{"$f":"IF(B837=TRUE,DataInput!B836,NA())","v":"SA"},{"$f":"IF($E837=DataInput!$B836,DataInput!C836,NA())","v":"SKAN"},{"$f":"IF($E837=DataInput!$B836,DataInput!D836,NA())","v":"Kanmantoo"},{"$f":"IF($E837=DataInput!$B836,DataInput!E836,NA())","v":"SAPN"},{"$f":"IF($E837=DataInput!$B836,DataInput!F836,NA())","v":"Winter"},{"$f":"IF($E837=DataInput!$B836,DataInput!G836,NA())","v":"Non-Coincident"},{"$f":"IF($E837=DataInput!$B836,DataInput!H836,NA())","v":2021},{"$f":"IF($E837=DataInput!$B836,DataInput!I836,NA())","v":"POE10"},{"$f":"IF($E837=DataInput!$B836,DataInput!J836,NA())","v":1.6454010170893101},{"$f":"IF($E837=DataInput!$B836,DataInput!K836,NA())","v":0.86737895299697698},null,null,"SA Kanmantoo",null,null,null,null,false,null,null,{"$error":"#N/A"},{"$error":"#N/A"},{"$error":"#N/A"},{"$error":"#N/A"},{"$error":"#N/A"},{"$error":"#N/A"},{"$error":"#N/A"},{"$error":"#N/A"},{"$error":"#N/A"},{"$error":"#N/A"}]
[null,{"$f":"IF(DataInput!B837=$B$8,IF($B$9=$B$10,TRUE,IF(DataInput!E837=$B$9,TRUE,FALSE)))","v":true},null,null,{"$f":"IF(B838=TRUE,DataInput!B837,NA())","v":"SA"},{"$f":"IF($E838=DataInput!$B837,DataInput!C837,NA())","v":"SKAN"},{"$f":"IF($E838=DataInput!$B837,DataInput!D837,NA())","v":"Kanmantoo"},{"$f":"IF($E838=DataInput!$B837,DataInput!E837,NA())","v":"SAPN"},{"$f":"IF($E838=DataInput!$B837,DataInput!F837,NA())","v":"Winter"},{"$f":"IF($E838=DataInput!$B837,DataInput!G837,NA())","v":"Non-Coincident"},{"$f":"IF($E838=DataInput!$B837,DataInput!H837,NA())","v":2022},{"$f":"IF($E838=DataInput!$B837,DataInput!I837,NA())","v":"POE10"},{"$f":"IF($E838=DataInput!$B837,DataInput!J837,NA())","v":1.66594476906557},{"$f":"IF($E838=DataInput!$B837,DataInput!K837,NA())","v":0.86742718037293498},null,null,"SA Kanmantoo",null,null,null,null,false,null,null,{"$error":"#N/A"},{"$error":"#N/A"},{"$error":"#N/A"},{"$error":"#N/A"},{"$error":"#N/A"},{"$error":"#N/A"},{"$error":"#N/A"},{"$error":"#N/A"},{"$error":"#N/A"},{"$error":"#N/A"}]
[null,{"$f":"IF(DataInput!B838=$B$8,IF($B$9=$B$10,TRUE,IF(DataInput!E838=$B$9,TRUE,FALSE)))","v":true},null,null,{"$f":"IF(B839=TRUE,DataInput!B838,NA())","v":"SA"},{"$f":"IF($E839=DataInput!$B838,DataInput!C838,NA())","v":"SKAN"},{"$f":"IF($E839=DataInput!$B838,DataInput!D838,NA())","v":"Kanmantoo"},{"$f":"IF($E839=DataInput!$B838,DataInput!E838,NA())","v":"SAPN"},{"$f":"IF($E839=DataInput!$B838,DataInput!F838,NA())","v":"Winter"},{"$f":"IF($E839=DataInput!$B838,DataInput!G838,NA())","v":"Non-Coincident"},{"$f":"IF($E839=DataInput!$B838,DataInput!H838,NA())","v":2023},{"$f":"IF($E839=DataInput!$B838,DataInput!I838,NA())","v":"POE10"},{"$f":"IF($E839=DataInput!$B838,DataInput!J838,NA())","v":1.6833046639632101},{"$f":"IF($E839=DataInput!$B838,DataInput!K838,NA())","v":0.867476876258512},null,null,"SA Kanmantoo",null,null,null,null,false,null,null,{"$error":"#N/A"},{"$error":"#N/A"},{"$error":"#N/A"},{"$error":"#N/A"},{"$error":"#N/A"},{"$error":"#N/A"},{"$error":"#N/A"},{"$error":"#N/A"},{"$error":"#N/A"},{"$error":"#N/A"}]
[null,{"$f":"IF(DataInput!B839=$B$8,IF($B$9=$B$10,TRUE,IF(DataInput!E839=$B$9,TRUE,FALSE)))","v":true},null,null,{"$f":"IF(B840=TRUE,DataInput!B839,NA())","v":"SA"},{"$f":"IF($E840=DataInput!$B839,DataInput!C839,NA())","v":"SKAN"},{"$f":"IF($E840=DataInput!$B839,DataInput!D839,NA())","v":"Kanmantoo"},{"$f":"IF($E840=DataInput!$B839,DataInput!E839,NA())","v":"SAPN"},{"$f":"IF($E840=DataInput!$B839,DataInput!F839,NA())","v":"Winter"},{"$f":"IF($E840=DataInput!$B839,DataInput!G839,NA())","v":"Non-Coincident"},{"$f":"IF($E840=DataInput!$B839,DataInput!H839,NA())","v":2024},{"$f":"IF($E840=DataInput!$B839,DataInput!I839,NA())","v":"POE10"},{"$f":"IF($E840=DataInput!$B839,DataInput!J839,NA())","v":1.7005463506609499},{"$f":"IF($E840=DataInput!$B839,DataInput!K839,NA())","v":0.86752792341628204},null,null,"SA Kanmantoo",null,null,null,null,false,null,null,{"$error":"#N/A"},{"$error":"#N/A"},{"$error":"#N/A"},{"$error":"#N/A"},{"$error":"#N/A"},{"$error":"#N/A"},{"$error":"#N/A"},{"$error":"#N/A"},{"$error":"#N/A"},{"$error":"#N/A"}]
[null,{"$f":"IF(DataInput!B840=$B$8,IF($B$9=$B$10,TRUE,IF(DataInput!E840=$B$9,TRUE,FALSE)))","v":true},null,null,{"$f":"IF(B841=TRUE,DataInput!B840,NA())","v":"SA"},{"$f":"IF($E841=DataInput!$B840,DataInput!C840,NA())","v":"SKAN"},{"$f":"IF($E841=DataInput!$B840,DataInput!D840,NA())","v":"Kanmantoo"},{"$f":"IF($E841=DataInput!$B840,DataInput!E840,NA())","v":"SAPN"},{"$f":"IF($E841=DataInput!$B840,DataInput!F840,NA())","v":"Winter"},{"$f":"IF($E841=DataInput!$B840,DataInput!G840,NA())","v":"Non-Coincident"},{"$f":"IF($E841=DataInput!$B840,DataInput!H840,NA())","v":2025},{"$f":"IF($E841=DataInput!$B840,DataInput!I840,NA())","v":"POE10"},{"$f":"IF($E841=DataInput!$B840,DataInput!J840,NA())","v":1.71214282034555},{"$f":"IF($E841=DataInput!$B840,DataInput!K840,NA())","v":0.86758021721585399},null,null,"SA Kanmantoo",null,null,null,null,false,null,null,{"$error":"#N/A"},{"$error":"#N/A"},{"$error":"#N/A"},{"$error":"#N/A"},{"$error":"#N/A"},{"$error":"#N/A"},{"$error":"#N/A"},{"$error":"#N/A"},{"$error":"#N/A"},{"$error":"#N/A"}]
[null,{"$f":"IF(DataInput!B841=$B$8,IF($B$9=$B$10,TRUE,IF(DataInput!E841=$B$9,TRUE,FALSE)))","v":true},null,null,{"$f":"IF(B842=TRUE,DataInput!B841,NA())","v":"SA"},{"$f":"IF($E842=DataInput!$B841,DataInput!C841,NA())","v":"SKAN"},{"$f":"IF($E842=DataInput!$B841,DataInput!D841,NA())","v":"Kanmantoo"},{"$f":"IF($E842=DataInput!$B841,DataInput!E841,NA())","v":"SAPN"},{"$f":"IF($E842=DataInput!$B841,DataInput!F841,NA())","v":"Winter"},{"$f":"IF($E842=DataInput!$B841,DataInput!G841,NA())","v":"Non-Coincident"},{"$f":"IF($E842=DataInput!$B841,DataInput!H841,NA())","v":2016},{"$f":"IF($E842=DataInput!$B841,DataInput!I841,NA())","v":"POE50"},{"$f":"IF($E842=DataInput!$B841,DataInput!J841,NA())","v":1.45933827146929},{"$f":"IF($E842=DataInput!$B841,DataInput!K841,NA())","v":0.86832106150793897},null,null,"SA Kanmantoo",null,null,null,null,false,null,null,{"$error":"#N/A"},{"$error":"#N/A"},{"$error":"#N/A"},{"$error":"#N/A"},{"$error":"#N/A"},{"$error":"#N/A"},{"$error":"#N/A"},{"$error":"#N/A"},{"$error":"#N/A"},{"$error":"#N/A"}]
[null,{"$f":"IF(DataInput!B842=$B$8,IF($B$9=$B$10,TRUE,IF(DataInput!E842=$B$9,TRUE,FALSE)))","v":true},null,null,{"$f":"IF(B843=TRUE,DataInput!B842,NA())","v":"SA"},{"$f":"IF($E843=DataInput!$B842,DataInput!C842,NA())","v":"SKAN"},{"$f":"IF($E843=DataInput!$B842,DataInput!D842,NA())","v":"Kanmantoo"},{"$f":"IF($E843=DataInput!$B842,DataInput!E842,NA())","v":"SAPN"},{"$f":"IF($E843=DataInput!$B842,DataInput!F842,NA())","v":"Winter"},{"$f":"IF($E843=DataInput!$B842,DataInput!G842,NA())","v":"Non-Coincident"},{"$f":"IF($E843=DataInput!$B842,DataInput!H842,NA())","v":2017},{"$f":"IF($E843=DataInput!$B842,DataInput!I842,NA())","v":"POE50"},{"$f":"IF($E843=DataInput!$B842,DataInput!J842,NA())","v":1.4757629689391001},{"$f":"IF($E843=DataInput!$B842,DataInput!K842,NA())","v":0.86623243414527995},null,null,"SA Kanmantoo",null,null,null,null,false,null,null,{"$error":"#N/A"},{"$error":"#N/A"},{"$error":"#N/A"},{"$error":"#N/A"},{"$error":"#N/A"},{"$error":"#N/A"},{"$error":"#N/A"},{"$error":"#N/A"},{"$error":"#N/A"},{"$error":"#N/A"}]
[null,{"$f":"IF(DataInput!B843=$B$8,IF($B$9=$B$10,TRUE,IF(DataInput!E843=$B$9,TRUE,FALSE)))","v":true},null,null,{"$f":"IF(B844=TRUE,DataInput!B843,NA())","v":"SA"},{"$f":"IF($E844=DataInput!$B843,DataInput!C843,NA())","v":"SKAN"},{"$f":"IF($E844=DataInput!$B843,DataInput!D843,NA())","v":"Kanmantoo"},{"$f":"IF($E844=DataInput!$B843,DataInput!E843,NA())","v":"SAPN"},{"$f":"IF($E844=DataInput!$B843,DataInput!F843,NA())","v":"Winter"},{"$f":"IF($E844=DataInput!$B843,DataInput!G843,NA())","v":"Non-Coincident"},{"$f":"IF($E844=DataInput!$B843,DataInput!H843,NA())","v":2018},{"$f":"IF($E844=DataInput!$B843,DataInput!I843,NA())","v":"POE50"},{"$f":"IF($E844=DataInput!$B843,DataInput!J843,NA())","v":1.4927102581270499},{"$f":"IF($E844=DataInput!$B843,DataInput!K843,NA())","v":0.86785550613321205},null,null,{"$f":"IF(OR(ISERROR(E844),ISERROR(G844)),\"  \",E844&\" \"&G844)","v":"SA Kanmantoo"},null,null,null,null,{"$f":"IF(ISERROR(G844),FALSE,IF($V$9=G844,TRUE,FALSE))","v":false},null,null,{"$f":"IF($V844=TRUE,E844,NA())","v":{"$error":"#N/A"}},{"$error":"#N/A"},{"$error":"#N/A"},{"$error":"#N/A"},{"$error":"#N/A"},{"$error":"#N/A"},{"$error":"#N/A"},{"$error":"#N/A"},{"$error":"#N/A"},{"$error":"#N/A"}]
[null,{"$f":"IF(DataInput!B844=$B$8,IF($B$9=$B$10,TRUE,IF(DataInput!E844=$B$9,TRUE,FALSE)))","v":true},null,null,{"$f":"IF(B845=TRUE,DataInput!B844,NA())","v":"SA"},{"$f":"IF($E845=DataInput!$B844,DataInput!C844,NA())","v":"SKAN"},{"$f":"IF($E845=DataInput!$B844,DataInput!D844,NA())","v":"Kanmantoo"},{"$f":"IF($E845=DataInput!$B844,DataInput!E844,NA())","v":"SAPN"},{"$f":"IF($E845=DataInput!$B844,DataInput!F844,NA())","v":"Winter"},{"$f":"IF($E845=DataInput!$B844,DataInput!G844,NA())","v":"Non-Coincident"},{"$f":"IF($E845=DataInput!$B844,DataInput!H844,NA())","v":2019},{"$f":"IF($E845=DataInput!$B844,DataInput!I844,NA())","v":"POE50"},{"$f":"IF($E845=DataInput!$B844,DataInput!J844,NA())","v":1.5214129213652501},{"$f":"IF($E845=DataInput!$B844,DataInput!K844,NA())","v":0.87123038757643201},null,null,"SA Kanmantoo",null,null,null,null,false,null,null,{"$error":"#N/A"},{"$error":"#N/A"},{"$error":"#N/A"},{"$error":"#N/A"},{"$error":"#N/A"},{"$error":"#N/A"},{"$error":"#N/A"},{"$error":"#N/A"},{"$error":"#N/A"},{"$error":"#N/A"}]
[null,{"$f":"IF(DataInput!B845=$B$8,IF($B$9=$B$10,TRUE,IF(DataInput!E845=$B$9,TRUE,FALSE)))","v":true},null,null,{"$f":"IF(B846=TRUE,DataInput!B845,NA())","v":"SA"},{"$f":"IF($E846=DataInput!$B845,DataInput!C845,NA())","v":"SKAN"},{"$f":"IF($E846=DataInput!$B845,DataInput!D845,NA())","v":"Kanmantoo"},{"$f":"IF($E846=DataInput!$B845,DataInput!E845,NA())","v":"SAPN"},{"$f":"IF($E846=DataInput!$B845,DataInput!F845,NA())","v":"Winter"},{"$f":"IF($E846=DataInput!$B845,DataInput!G845,NA())","v":"Non-Coincident"},{"$f":"IF($E846=DataInput!$B845,DataInput!H845,NA())","v":2020},{"$f":"IF($E846=DataInput!$B845,DataInput!I845,NA())","v":"POE50"},{"$f":"IF($E846=DataInput!$B845,DataInput!J845,NA())","v":1.5458322811891201},{"$f":"IF($E846=DataInput!$B845,DataInput!K845,NA())","v":0.86979962289315704},null,null,"SA Kanmantoo",null,null,null,null,false,null,null,{"$error":"#N/A"},{"$error":"#N/A"},{"$error":"#N/A"},{"$error":"#N/A"},{"$error":"#N/A"},{"$error":"#N/A"},{"$error":"#N/A"},{"$error":"#N/A"},{"$error":"#N/A"},{"$error":"#N/A"}]
[null,{"$f":"IF(DataInput!B846=$B$8,IF($B$9=$B$10,TRUE,IF(DataInput!E846=$B$9,TRUE,FALSE)))","v":true},null,null,{"$f":"IF(B847=TRUE,DataInput!B846,NA())","v":"SA"},{"$f":"IF($E847=DataInput!$B846,DataInput!C846,NA())","v":"SKAN"},{"$f":"IF($E847=DataInput!$B846,DataInput!D846,NA())","v":"Kanmantoo"},{"$f":"IF($E847=DataInput!$B846,DataInput!E846,NA())","v":"SAPN"},{"$f":"IF($E847=DataInput!$B846,DataInput!F846,NA())","v":"Winter"},{"$f":"IF($E847=DataInput!$B846,DataInput!G846,NA())","v":"Non-Coincident"},{"$f":"IF($E847=DataInput!$B846,DataInput!H846,NA())","v":2021},{"$f":"IF($E847=DataInput!$B846,DataInput!I846,NA())","v":"POE50"},{"$f":"IF($E847=DataInput!$B846,DataInput!J846,NA())","v":1.5639888403856099},{"$f":"IF($E847=DataInput!$B846,DataInput!K846,NA())","v":0.86984944700296896},null,null,"SA Kanmantoo",null,null,null,null,false,null,null,{"$error":"#N/A"},{"$error":"#N/A"},{"$error":"#N/A"},{"$error":"#N/A"},{"$error":"#N/A"},{"$error":"#N/A"},{"$error":"#N/A"},{"$error":"#N/A"},{"$error":"#N/A"},{"$error":"#N/A"}]
[null,{"$f":"IF(DataInput!B847=$B$8,IF($B$9=$B$10,TRUE,IF(DataInput!E847=$B$9,TRUE,FALSE)))","v":true},null,null,{"$f":"IF(B848=TRUE,DataInput!B847,NA())","v":"SA"},{"$f":"IF($E848=DataInput!$B847,DataInput!C847,NA())","v":"SKAN"},{"$f":"IF($E848=DataInput!$B847,DataInput!D847,NA())","v":"Kanmantoo"},{"$f":"IF($E848=DataInput!$B847,DataInput!E847,NA())","v":"SAPN"},{"$f":"IF($E848=DataInput!$B847,DataInput!F847,NA())","v":"Winter"},{"$f":"IF($E848=DataInput!$B847,DataInput!G847,NA())","v":"Non-Coincident"},{"$f":"IF($E848=DataInput!$B847,DataInput!H847,NA())","v":2022},{"$f":"IF($E848=DataInput!$B847,DataInput!I847,NA())","v":"POE50"},{"$f":"IF($E848=DataInput!$B847,DataInput!J847,NA())","v":1.5802355244108599},{"$f":"IF($E848=DataInput!$B847,DataInput!K847,NA())","v":0.86990111042391305},null,null,"SA Kanmantoo",null,null,null,null,false,null,null,{"$error":"#N/A"},{"$error":"#N/A"},{"$error":"#N/A"},{"$error":"#N/A"},{"$error":"#N/A"},{"$error":"#N/A"},{"$error":"#N/A"},{"$error":"#N/A"},{"$error":"#N/A"},{"$error":"#N/A"}]
[null,{"$f":"IF(DataInput!B848=$B$8,IF($B$9=$B$10,TRUE,IF(DataInput!E848=$B$9,TRUE,FALSE)))","v":true},null,null,{"$f":"IF(B849=TRUE,DataInput!B848,NA())","v":"SA"},{"$f":"IF($E849=DataInput!$B848,DataInput!C848,NA())","v":"SKAN"},{"$f":"IF($E849=DataInput!$B848,DataInput!D848,NA())","v":"Kanmantoo"},{"$f":"IF($E849=DataInput!$B848,DataInput!E848,NA())","v":"SAPN"},{"$f":"IF($E849=DataInput!$B848,DataInput!F848,NA())","v":"Winter"},{"$f":"IF($E849=DataInput!$B848,DataInput!G848,NA())","v":"Non-Coincident"},{"$f":"IF($E849=DataInput!$B848,DataInput!H848,NA())","v":2023},{"$f":"IF($E849=DataInput!$B848,DataInput!I848,NA())","v":"POE50"},{"$f":"IF($E849=DataInput!$B848,DataInput!J848,NA())","v":1.59455975797571},{"$f":"IF($E849=DataInput!$B848,DataInput!K848,NA())","v":0.86995448523159502},null,null,"SA Kanmantoo",null,null,null,null,false,null,null,{"$error":"#N/A"},{"$error":"#N/A"},{"$error":"#N/A"},{"$error":"#N/A"},{"$error":"#N/A"},{"$error":"#N/A"},{"$error":"#N/A"},{"$error":"#N/A"},{"$error":"#N/A"},{"$error":"#N/A"}]
[null,{"$f":"IF(DataInput!B849=$B$8,IF($B$9=$B$10,TRUE,IF(DataInput!E849=$B$9,TRUE,FALSE)))","v":true},null,null,{"$f":"IF(B850=TRUE,DataInput!B849,NA())","v":"SA"},{"$f":"IF($E850=DataInput!$B849,DataInput!C849,NA())","v":"SKAN"},{"$f":"IF($E850=DataInput!$B849,DataInput!D849,NA())","v":"Kanmantoo"},{"$f":"IF($E850=DataInput!$B849,DataInput!E849,NA())","v":"SAPN"},{"$f":"IF($E850=DataInput!$B849,DataInput!F849,NA())","v":"Winter"},{"$f":"IF($E850=DataInput!$B849,DataInput!G849,NA())","v":"Non-Coincident"},{"$f":"IF($E850=DataInput!$B849,DataInput!H849,NA())","v":2024},{"$f":"IF($E850=DataInput!$B849,DataInput!I849,NA())","v":"POE50"},{"$f":"IF($E850=DataInput!$B849,DataInput!J849,NA())","v":1.6101176192937401},{"$f":"IF($E850=DataInput!$B849,DataInput!K849,NA())","v":0.870009449872164},null,null,"SA Kanmantoo",null,null,null,null,false,null,null,{"$error":"#N/A"},{"$error":"#N/A"},{"$error":"#N/A"},{"$error":"#N/A"},{"$error":"#N/A"},{"$error":"#N/A"},{"$error":"#N/A"},{"$error":"#N/A"},{"$error":"#N/A"},{"$error":"#N/A"}]
[null,{"$f":"IF(DataInput!B850=$B$8,IF($B$9=$B$10,TRUE,IF(DataInput!E850=$B$9,TRUE,FALSE)))","v":true},null,null,{"$f":"IF(B851=TRUE,DataInput!B850,NA())","v":"SA"},{"$f":"IF($E851=DataInput!$B850,DataInput!C850,NA())","v":"SKAN"},{"$f":"IF($E851=DataInput!$B850,DataInput!D850,NA())","v":"Kanmantoo"},{"$f":"IF($E851=DataInput!$B850,DataInput!E850,NA())","v":"SAPN"},{"$f":"IF($E851=DataInput!$B850,DataInput!F850,NA())","v":"Winter"},{"$f":"IF($E851=DataInput!$B850,DataInput!G850,NA())","v":"Non-Coincident"},{"$f":"IF($E851=DataInput!$B850,DataInput!H850,NA())","v":2025},{"$f":"IF($E851=DataInput!$B850,DataInput!I850,NA())","v":"POE50"},{"$f":"IF($E851=DataInput!$B850,DataInput!J850,NA())","v":1.62319233561919},{"$f":"IF($E851=DataInput!$B850,DataInput!K850,NA())","v":0.87006589379935795},null,null,"SA Kanmantoo",null,null,null,null,false,null,null,{"$error":"#N/A"},{"$error":"#N/A"},{"$error":"#N/A"},{"$error":"#N/A"},{"$error":"#N/A"},{"$error":"#N/A"},{"$error":"#N/A"},{"$error":"#N/A"},{"$error":"#N/A"},{"$error":"#N/A"}]
[null,{"$f":"IF(DataInput!B851=$B$8,IF($B$9=$B$10,TRUE,IF(DataInput!E851=$B$9,TRUE,FALSE)))","v":true},null,null,{"$f":"IF(B852=TRUE,DataInput!B851,NA())","v":"SA"},{"$f":"IF($E852=DataInput!$B851,DataInput!C851,NA())","v":"SKET"},{"$f":"IF($E852=DataInput!$B851,DataInput!D851,NA())","v":"Keith"},{"$f":"IF($E852=DataInput!$B851,DataInput!E851,NA())","v":"SAPN"},{"$f":"IF($E852=DataInput!$B851,DataInput!F851,NA())","v":"Summer"},{"$f":"IF($E852=DataInput!$B851,DataInput!G851,NA())","v":"Non-Coincident"},{"$f":"IF($E852=DataInput!$B851,DataInput!H851,NA())","v":2017},{"$f":"IF($E852=DataInput!$B851,DataInput!I851,NA())","v":"POE10"},{"$f":"IF($E852=DataInput!$B851,DataInput!J851,NA())","v":24.763889128021798},{"$f":"IF($E852=DataInput!$B851,DataInput!K851,NA())","v":0.89986365067928797},null,null,"SA Keith",null,null,null,null,false,null,null,{"$error":"#N/A"},{"$error":"#N/A"},{"$error":"#N/A"},{"$error":"#N/A"},{"$error":"#N/A"},{"$error":"#N/A"},{"$error":"#N/A"},{"$error":"#N/A"},{"$error":"#N/A"},{"$error":"#N/A"}]
[null,{"$f":"IF(DataInput!B852=$B$8,IF($B$9=$B$10,TRUE,IF(DataInput!E852=$B$9,TRUE,FALSE)))","v":true},null,null,{"$f":"IF(B853=TRUE,DataInput!B852,NA())","v":"SA"},{"$f":"IF($E853=DataInput!$B852,DataInput!C852,NA())","v":"SKET"},{"$f":"IF($E853=DataInput!$B852,DataInput!D852,NA())","v":"Keith"},{"$f":"IF($E853=DataInput!$B852,DataInput!E852,NA())","v":"SAPN"},{"$f":"IF($E853=DataInput!$B852,DataInput!F852,NA())","v":"Summer"},{"$f":"IF($E853=DataInput!$B852,DataInput!G852,NA())","v":"Non-Coincident"},{"$f":"IF($E853=DataInput!$B852,DataInput!H852,NA())","v":2018},{"$f":"IF($E853=DataInput!$B852,DataInput!I852,NA())","v":"POE10"},{"$f":"IF($E853=DataInput!$B852,DataInput!J852,NA())","v":24.624784336518498},{"$f":"IF($E853=DataInput!$B852,DataInput!K852,NA())","v":0.89130829239736198},null,null,"SA Keith",null,null,null,null,false,null,null,{"$error":"#N/A"},{"$error":"#N/A"},{"$error":"#N/A"},{"$error":"#N/A"},{"$error":"#N/A"},{"$error":"#N/A"},{"$error":"#N/A"},{"$error":"#N/A"},{"$error":"#N/A"},{"$error":"#N/A"}]
[null,{"$f":"IF(DataInput!B853=$B$8,IF($B$9=$B$10,TRUE,IF(DataInput!E853=$B$9,TRUE,FALSE)))","v":true},null,null,{"$f":"IF(B854=TRUE,DataInput!B853,NA())","v":"SA"},{"$f":"IF($E854=DataInput!$B853,DataInput!C853,NA())","v":"SKET"},{"$f":"IF($E854=DataInput!$B853,DataInput!D853,NA())","v":"Keith"},{"$f":"IF($E854=DataInput!$B853,DataInput!E853,NA())","v":"SAPN"},{"$f":"IF($E854=DataInput!$B853,DataInput!F853,NA())","v":"Summer"},{"$f":"IF($E854=DataInput!$B853,DataInput!G853,NA())","v":"Non-Coincident"},{"$f":"IF($E854=DataInput!$B853,DataInput!H853,NA())","v":2019},{"$f":"IF($E854=DataInput!$B853,DataInput!I853,NA())","v":"POE10"},{"$f":"IF($E854=DataInput!$B853,DataInput!J853,NA())","v":24.577474216057301},{"$f":"IF($E854=DataInput!$B853,DataInput!K853,NA())","v":0.89792743501920402},null,null,"SA Keith",null,null,null,null,false,null,null,{"$error":"#N/A"},{"$error":"#N/A"},{"$error":"#N/A"},{"$error":"#N/A"},{"$error":"#N/A"},{"$error":"#N/A"},{"$error":"#N/A"},{"$error":"#N/A"},{"$error":"#N/A"},{"$error":"#N/A"}]
[null,{"$f":"IF(DataInput!B854=$B$8,IF($B$9=$B$10,TRUE,IF(DataInput!E854=$B$9,TRUE,FALSE)))","v":true},null,null,{"$f":"IF(B855=TRUE,DataInput!B854,NA())","v":"SA"},{"$f":"IF($E855=DataInput!$B854,DataInput!C854,NA())","v":"SKET"},{"$f":"IF($E855=DataInput!$B854,DataInput!D854,NA())","v":"Keith"},{"$f":"IF($E855=DataInput!$B854,DataInput!E854,NA())","v":"SAPN"},{"$f":"IF($E855=DataInput!$B854,DataInput!F854,NA())","v":"Summer"},{"$f":"IF($E855=DataInput!$B854,DataInput!G854,NA())","v":"Non-Coincident"},{"$f":"IF($E855=DataInput!$B854,DataInput!H854,NA())","v":2020},{"$f":"IF($E855=DataInput!$B854,DataInput!I854,NA())","v":"POE10"},{"$f":"IF($E855=DataInput!$B854,DataInput!J854,NA())","v":23.836047456922401},{"$f":"IF($E855=DataInput!$B854,DataInput!K854,NA())","v":0.89108276008173504},null,null,"SA Keith",null,null,null,null,false,null,null,{"$error":"#N/A"},{"$error":"#N/A"},{"$error":"#N/A"},{"$error":"#N/A"},{"$error":"#N/A"},{"$error":"#N/A"},{"$error":"#N/A"},{"$error":"#N/A"},{"$error":"#N/A"},{"$error":"#N/A"}]
[null,{"$f":"IF(DataInput!B855=$B$8,IF($B$9=$B$10,TRUE,IF(DataInput!E855=$B$9,TRUE,FALSE)))","v":true},null,null,{"$f":"IF(B856=TRUE,DataInput!B855,NA())","v":"SA"},{"$f":"IF($E856=DataInput!$B855,DataInput!C855,NA())","v":"SKET"},{"$f":"IF($E856=DataInput!$B855,DataInput!D855,NA())","v":"Keith"},{"$f":"IF($E856=DataInput!$B855,DataInput!E855,NA())","v":"SAPN"},{"$f":"IF($E856=DataInput!$B855,DataInput!F855,NA())","v":"Summer"},{"$f":"IF($E856=DataInput!$B855,DataInput!G855,NA())","v":"Non-Coincident"},{"$f":"IF($E856=DataInput!$B855,DataInput!H855,NA())","v":2021},{"$f":"IF($E856=DataInput!$B855,DataInput!I855,NA())","v":"POE10"},{"$f":"IF($E856=DataInput!$B855,DataInput!J855,NA())","v":23.1732123688104},{"$f":"IF($E856=DataInput!$B855,DataInput!K855,NA())","v":0.90055679245772702},null,null,"SA Keith",null,null,null,null,false,null,null,{"$error":"#N/A"},{"$error":"#N/A"},{"$error":"#N/A"},{"$error":"#N/A"},{"$error":"#N/A"},{"$error":"#N/A"},{"$error":"#N/A"},{"$error":"#N/A"},{"$error":"#N/A"},{"$error":"#N/A"}]
[null,{"$f":"IF(DataInput!B856=$B$8,IF($B$9=$B$10,TRUE,IF(DataInput!E856=$B$9,TRUE,FALSE)))","v":true},null,null,{"$f":"IF(B857=TRUE,DataInput!B856,NA())","v":"SA"},{"$f":"IF($E857=DataInput!$B856,DataInput!C856,NA())","v":"SKET"},{"$f":"IF($E857=DataInput!$B856,DataInput!D856,NA())","v":"Keith"},{"$f":"IF($E857=DataInput!$B856,DataInput!E856,NA())","v":"SAPN"},{"$f":"IF($E857=DataInput!$B856,DataInput!F856,NA())","v":"Summer"},{"$f":"IF($E857=DataInput!$B856,DataInput!G856,NA())","v":"Non-Coincident"},{"$f":"IF($E857=DataInput!$B856,DataInput!H856,NA())","v":2022},{"$f":"IF($E857=DataInput!$B856,DataInput!I856,NA())","v":"POE10"},{"$f":"IF($E857=DataInput!$B856,DataInput!J856,NA())","v":22.541642272869101},{"$f":"IF($E857=DataInput!$B856,DataInput!K856,NA())","v":0.90065801909147203},null,null,"SA Keith",null,null,null,null,false,null,null,{"$error":"#N/A"},{"$error":"#N/A"},{"$error":"#N/A"},{"$error":"#N/A"},{"$error":"#N/A"},{"$error":"#N/A"},{"$error":"#N/A"},{"$error":"#N/A"},{"$error":"#N/A"},{"$error":"#N/A"}]
[null,{"$f":"IF(DataInput!B857=$B$8,IF($B$9=$B$10,TRUE,IF(DataInput!E857=$B$9,TRUE,FALSE)))","v":true},null,null,{"$f":"IF(B858=TRUE,DataInput!B857,NA())","v":"SA"},{"$f":"IF($E858=DataInput!$B857,DataInput!C857,NA())","v":"SKET"},{"$f":"IF($E858=DataInput!$B857,DataInput!D857,NA())","v":"Keith"},{"$f":"IF($E858=DataInput!$B857,DataInput!E857,NA())","v":"SAPN"},{"$f":"IF($E858=DataInput!$B857,DataInput!F857,NA())","v":"Summer"},{"$f":"IF($E858=DataInput!$B857,DataInput!G857,NA())","v":"Non-Coincident"},{"$f":"IF($E858=DataInput!$B857,DataInput!H857,NA())","v":2023},{"$f":"IF($E858=DataInput!$B857,DataInput!I857,NA())","v":"POE10"},{"$f":"IF($E858=DataInput!$B857,DataInput!J857,NA())","v":22.119652495769301},{"$f":"IF($E858=DataInput!$B857,DataInput!K857,NA())","v":0.90077006172645002},null,null,"SA Keith",null,null,null,null,false,null,null,{"$error":"#N/A"},{"$error":"#N/A"},{"$error":"#N/A"},{"$error":"#N/A"},{"$error":"#N/A"},{"$error":"#N/A"},{"$error":"#N/A"},{"$error":"#N/A"},{"$error":"#N/A"},{"$error":"#N/A"}]
[null,{"$f":"IF(DataInput!B858=$B$8,IF($B$9=$B$10,TRUE,IF(DataInput!E858=$B$9,TRUE,FALSE)))","v":true},null,null,{"$f":"IF(B859=TRUE,DataInput!B858,NA())","v":"SA"},{"$f":"IF($E859=DataInput!$B858,DataInput!C858,NA())","v":"SKET"},{"$f":"IF($E859=DataInput!$B858,DataInput!D858,NA())","v":"Keith"},{"$f":"IF($E859=DataInput!$B858,DataInput!E858,NA())","v":"SAPN"},{"$f":"IF($E859=DataInput!$B858,DataInput!F858,NA())","v":"Summer"},{"$f":"IF($E859=DataInput!$B858,DataInput!G858,NA())","v":"Non-Coincident"},{"$f":"IF($E859=DataInput!$B858,DataInput!H858,NA())","v":2024},{"$f":"IF($E859=DataInput!$B858,DataInput!I858,NA())","v":"POE10"},{"$f":"IF($E859=DataInput!$B858,DataInput!J858,NA())","v":21.923856549432401},{"$f":"IF($E859=DataInput!$B858,DataInput!K858,NA())","v":0.90088114205079906},null,null,"SA Keith",null,null,null,null,false,null,null,{"$error":"#N/A"},{"$error":"#N/A"},{"$error":"#N/A"},{"$error":"#N/A"},{"$error":"#N/A"},{"$error":"#N/A"},{"$error":"#N/A"},{"$error":"#N/A"},{"$error":"#N/A"},{"$error":"#N/A"}]
[null,{"$f":"IF(DataInput!B859=$B$8,IF($B$9=$B$10,TRUE,IF(DataInput!E859=$B$9,TRUE,FALSE)))","v":true},null,null,{"$f":"IF(B860=TRUE,DataInput!B859,NA())","v":"SA"},{"$f":"IF($E860=DataInput!$B859,DataInput!C859,NA())","v":"SKET"},{"$f":"IF($E860=DataInput!$B859,DataInput!D859,NA())","v":"Keith"},{"$f":"IF($E860=DataInput!$B859,DataInput!E859,NA())","v":"SAPN"},{"$f":"IF($E860=DataInput!$B859,DataInput!F859,NA())","v":"Summer"},{"$f":"IF($E860=DataInput!$B859,DataInput!G859,NA())","v":"Non-Coincident"},{"$f":"IF($E860=DataInput!$B859,DataInput!H859,NA())","v":2025},{"$f":"IF($E860=DataInput!$B859,DataInput!I859,NA())","v":"POE10"},{"$f":"IF($E860=DataInput!$B859,DataInput!J859,NA())","v":21.551006256660902},{"$f":"IF($E860=DataInput!$B859,DataInput!K859,NA())","v":0.90099220602162899},null,null,"SA Keith",null,null,null,null,false,null,null,{"$error":"#N/A"},{"$error":"#N/A"},{"$error":"#N/A"},{"$error":"#N/A"},{"$error":"#N/A"},{"$error":"#N/A"},{"$error":"#N/A"},{"$error":"#N/A"},{"$error":"#N/A"},{"$error":"#N/A"}]
[null,{"$f":"IF(DataInput!B860=$B$8,IF($B$9=$B$10,TRUE,IF(DataInput!E860=$B$9,TRUE,FALSE)))","v":true},null,null,{"$f":"IF(B861=TRUE,DataInput!B860,NA())","v":"SA"},{"$f":"IF($E861=DataInput!$B860,DataInput!C860,NA())","v":"SKET"},{"$f":"IF($E861=DataInput!$B860,DataInput!D860,NA())","v":"Keith"},{"$f":"IF($E861=DataInput!$B860,DataInput!E860,NA())","v":"SAPN"},{"$f":"IF($E861=DataInput!$B860,DataInput!F860,NA())","v":"Summer"},{"$f":"IF($E861=DataInput!$B860,DataInput!G860,NA())","v":"Non-Coincident"},{"$f":"IF($E861=DataInput!$B860,DataInput!H860,NA())","v":2026},{"$f":"IF($E861=DataInput!$B860,DataInput!I860,NA())","v":"POE10"},{"$f":"IF($E861=DataInput!$B860,DataInput!J860,NA())","v":21.042281981509699},{"$f":"IF($E861=DataInput!$B860,DataInput!K860,NA())","v":0.90110090208146598},null,null,"SA Keith",null,null,null,null,false,null,null,{"$error":"#N/A"},{"$error":"#N/A"},{"$error":"#N/A"},{"$error":"#N/A"},{"$error":"#N/A"},{"$error":"#N/A"},{"$error":"#N/A"},{"$error":"#N/A"},{"$error":"#N/A"},{"$error":"#N/A"}]
[null,{"$f":"IF(DataInput!B861=$B$8,IF($B$9=$B$10,TRUE,IF(DataInput!E861=$B$9,TRUE,FALSE)))","v":true},null,null,{"$f":"IF(B862=TRUE,DataInput!B861,NA())","v":"SA"},{"$f":"IF($E862=DataInput!$B861,DataInput!C861,NA())","v":"SKET"},{"$f":"IF($E862=DataInput!$B861,DataInput!D861,NA())","v":"Keith"},{"$f":"IF($E862=DataInput!$B861,DataInput!E861,NA())","v":"SAPN"},{"$f":"IF($E862=DataInput!$B861,DataInput!F861,NA())","v":"Summer"},{"$f":"IF($E862=DataInput!$B861,DataInput!G861,NA())","v":"Non-Coincident"},{"$f":"IF($E862=DataInput!$B861,DataInput!H861,NA())","v":2017},{"$f":"IF($E862=DataInput!$B861,DataInput!I861,NA())","v":"POE50"},{"$f":"IF($E862=DataInput!$B861,DataInput!J861,NA())","v":22.1983003992782},{"$f":"IF($E862=DataInput!$B861,DataInput!K861,NA())","v":0.87417941702233504},null,null,"SA Keith",null,null,null,null,false,null,null,{"$error":"#N/A"},{"$error":"#N/A"},{"$error":"#N/A"},{"$error":"#N/A"},{"$error":"#N/A"},{"$error":"#N/A"},{"$error":"#N/A"},{"$error":"#N/A"},{"$error":"#N/A"},{"$error":"#N/A"}]
[null,{"$f":"IF(DataInput!B862=$B$8,IF($B$9=$B$10,TRUE,IF(DataInput!E862=$B$9,TRUE,FALSE)))","v":true},null,null,{"$f":"IF(B863=TRUE,DataInput!B862,NA())","v":"SA"},{"$f":"IF($E863=DataInput!$B862,DataInput!C862,NA())","v":"SKET"},{"$f":"IF($E863=DataInput!$B862,DataInput!D862,NA())","v":"Keith"},{"$f":"IF($E863=DataInput!$B862,DataInput!E862,NA())","v":"SAPN"},{"$f":"IF($E863=DataInput!$B862,DataInput!F862,NA())","v":"Summer"},{"$f":"IF($E863=DataInput!$B862,DataInput!G862,NA())","v":"Non-Coincident"},{"$f":"IF($E863=DataInput!$B862,DataInput!H862,NA())","v":2018},{"$f":"IF($E863=DataInput!$B862,DataInput!I862,NA())","v":"POE50"},{"$f":"IF($E863=DataInput!$B862,DataInput!J862,NA())","v":22.036792067869701},{"$f":"IF($E863=DataInput!$B862,DataInput!K862,NA())","v":0.86572548163385599},null,null,"SA Keith",null,null,null,null,false,null,null,{"$error":"#N/A"},{"$error":"#N/A"},{"$error":"#N/A"},{"$error":"#N/A"},{"$error":"#N/A"},{"$error":"#N/A"},{"$error":"#N/A"},{"$error":"#N/A"},{"$error":"#N/A"},{"$error":"#N/A"}]
[null,{"$f":"IF(DataInput!B863=$B$8,IF($B$9=$B$10,TRUE,IF(DataInput!E863=$B$9,TRUE,FALSE)))","v":true},null,null,{"$f":"IF(B864=TRUE,DataInput!B863,NA())","v":"SA"},{"$f":"IF($E864=DataInput!$B863,DataInput!C863,NA())","v":"SKET"},{"$f":"IF($E864=DataInput!$B863,DataInput!D863,NA())","v":"Keith"},{"$f":"IF($E864=DataInput!$B863,DataInput!E863,NA())","v":"SAPN"},{"$f":"IF($E864=DataInput!$B863,DataInput!F863,NA())","v":"Summer"},{"$f":"IF($E864=DataInput!$B863,DataInput!G863,NA())","v":"Non-Coincident"},{"$f":"IF($E864=DataInput!$B863,DataInput!H863,NA())","v":2019},{"$f":"IF($E864=DataInput!$B863,DataInput!I863,NA())","v":"POE50"},{"$f":"IF($E864=DataInput!$B863,DataInput!J863,NA())","v":21.702291119834399},{"$f":"IF($E864=DataInput!$B863,DataInput!K863,NA())","v":0.86188210336021798},null,null,"SA Keith",null,null,null,null,false,null,null,{"$error":"#N/A"},{"$error":"#N/A"},{"$error":"#N/A"},{"$error":"#N/A"},{"$error":"#N/A"},{"$error":"#N/A"},{"$error":"#N/A"},{"$error":"#N/A"},{"$error":"#N/A"},{"$error":"#N/A"}]
[null,{"$f":"IF(DataInput!B864=$B$8,IF($B$9=$B$10,TRUE,IF(DataInput!E864=$B$9,TRUE,FALSE)))","v":true},null,null,{"$f":"IF(B865=TRUE,DataInput!B864,NA())","v":"SA"},{"$f":"IF($E865=DataInput!$B864,DataInput!C864,NA())","v":"SKET"},{"$f":"IF($E865=DataInput!$B864,DataInput!D864,NA())","v":"Keith"},{"$f":"IF($E865=DataInput!$B864,DataInput!E864,NA())","v":"SAPN"},{"$f":"IF($E865=DataInput!$B864,DataInput!F864,NA())","v":"Summer"},{"$f":"IF($E865=DataInput!$B864,DataInput!G864,NA())","v":"Non-Coincident"},{"$f":"IF($E865=DataInput!$B864,DataInput!H864,NA())","v":2020},{"$f":"IF($E865=DataInput!$B864,DataInput!I864,NA())","v":"POE50"},{"$f":"IF($E865=DataInput!$B864,DataInput!J864,NA())","v":21.131373265963902},{"$f":"IF($E865=DataInput!$B864,DataInput!K864,NA())","v":0.86378203039110102},null,null,"SA Keith",null,null,null,null,false,null,null,{"$error":"#N/A"},{"$error":"#N/A"},{"$error":"#N/A"},{"$error":"#N/A"},{"$error":"#N/A"},{"$error":"#N/A"},{"$error":"#N/A"},{"$error":"#N/A"},{"$error":"#N/A"},{"$error":"#N/A"}]
[null,{"$f":"IF(DataInput!B865=$B$8,IF($B$9=$B$10,TRUE,IF(DataInput!E865=$B$9,TRUE,FALSE)))","v":true},null,null,{"$f":"IF(B866=TRUE,DataInput!B865,NA())","v":"SA"},{"$f":"IF($E866=DataInput!$B865,DataInput!C865,NA())","v":"SKET"},{"$f":"IF($E866=DataInput!$B865,DataInput!D865,NA())","v":"Keith"},{"$f":"IF($E866=DataInput!$B865,DataInput!E865,NA())","v":"SAPN"},{"$f":"IF($E866=DataInput!$B865,DataInput!F865,NA())","v":"Summer"},{"$f":"IF($E866=DataInput!$B865,DataInput!G865,NA())","v":"Non-Coincident"},{"$f":"IF($E866=DataInput!$B865,DataInput!H865,NA())","v":2021},{"$f":"IF($E866=DataInput!$B865,DataInput!I865,NA())","v":"POE50"},{"$f":"IF($E866=DataInput!$B865,DataInput!J865,NA())","v":20.591246823154101},{"$f":"IF($E866=DataInput!$B865,DataInput!K865,NA())","v":0.87485539584382299},null,null,"SA Keith",null,null,null,null,false,null,null,{"$error":"#N/A"},{"$error":"#N/A"},{"$error":"#N/A"},{"$error":"#N/A"},{"$error":"#N/A"},{"$error":"#N/A"},{"$error":"#N/A"},{"$error":"#N/A"},{"$error":"#N/A"},{"$error":"#N/A"}]
[null,{"$f":"IF(DataInput!B866=$B$8,IF($B$9=$B$10,TRUE,IF(DataInput!E866=$B$9,TRUE,FALSE)))","v":true},null,null,{"$f":"IF(B867=TRUE,DataInput!B866,NA())","v":"SA"},{"$f":"IF($E867=DataInput!$B866,DataInput!C866,NA())","v":"SKET"},{"$f":"IF($E867=DataInput!$B866,DataInput!D866,NA())","v":"Keith"},{"$f":"IF($E867=DataInput!$B866,DataInput!E866,NA())","v":"SAPN"},{"$f":"IF($E867=DataInput!$B866,DataInput!F866,NA())","v":"Summer"},{"$f":"IF($E867=DataInput!$B866,DataInput!G866,NA())","v":"Non-Coincident"},{"$f":"IF($E867=DataInput!$B866,DataInput!H866,NA())","v":2022},{"$f":"IF($E867=DataInput!$B866,DataInput!I866,NA())","v":"POE50"},{"$f":"IF($E867=DataInput!$B866,DataInput!J866,NA())","v":19.842125822192401},{"$f":"IF($E867=DataInput!$B866,DataInput!K866,NA())","v":0.87496588434674005},null,null,"SA Keith",null,null,null,null,false,null,null,{"$error":"#N/A"},{"$error":"#N/A"},{"$error":"#N/A"},{"$error":"#N/A"},{"$error":"#N/A"},{"$error":"#N/A"},{"$error":"#N/A"},{"$error":"#N/A"},{"$error":"#N/A"},{"$error":"#N/A"}]
[null,{"$f":"IF(DataInput!B867=$B$8,IF($B$9=$B$10,TRUE,IF(DataInput!E867=$B$9,TRUE,FALSE)))","v":true},null,null,{"$f":"IF(B868=TRUE,DataInput!B867,NA())","v":"SA"},{"$f":"IF($E868=DataInput!$B867,DataInput!C867,NA())","v":"SKET"},{"$f":"IF($E868=DataInput!$B867,DataInput!D867,NA())","v":"Keith"},{"$f":"IF($E868=DataInput!$B867,DataInput!E867,NA())","v":"SAPN"},{"$f":"IF($E868=DataInput!$B867,DataInput!F867,NA())","v":"Summer"},{"$f":"IF($E868=DataInput!$B867,DataInput!G867,NA())","v":"Non-Coincident"},{"$f":"IF($E868=DataInput!$B867,DataInput!H867,NA())","v":2023},{"$f":"IF($E868=DataInput!$B867,DataInput!I867,NA())","v":"POE50"},{"$f":"IF($E868=DataInput!$B867,DataInput!J867,NA())","v":19.5794816708291},{"$f":"IF($E868=DataInput!$B867,DataInput!K867,NA())","v":0.875074631253692},null,null,"SA Keith",null,null,null,null,false,null,null,{"$error":"#N/A"},{"$error":"#N/A"},{"$error":"#N/A"},{"$error":"#N/A"},{"$error":"#N/A"},{"$error":"#N/A"},{"$error":"#N/A"},{"$error":"#N/A"},{"$error":"#N/A"},{"$error":"#N/A"}]
[null,{"$f":"IF(DataInput!B868=$B$8,IF($B$9=$B$10,TRUE,IF(DataInput!E868=$B$9,TRUE,FALSE)))","v":true},null,null,{"$f":"IF(B869=TRUE,DataInput!B868,NA())","v":"SA"},{"$f":"IF($E869=DataInput!$B868,DataInput!C868,NA())","v":"SKET"},{"$f":"IF($E869=DataInput!$B868,DataInput!D868,NA())","v":"Keith"},{"$f":"IF($E869=DataInput!$B868,DataInput!E868,NA())","v":"SAPN"},{"$f":"IF($E869=DataInput!$B868,DataInput!F868,NA())","v":"Summer"},{"$f":"IF($E869=DataInput!$B868,DataInput!G868,NA())","v":"Non-Coincident"},{"$f":"IF($E869=DataInput!$B868,DataInput!H868,NA())","v":2024},{"$f":"IF($E869=DataInput!$B868,DataInput!I868,NA())","v":"POE50"},{"$f":"IF($E869=DataInput!$B868,DataInput!J868,NA())","v":19.338739954690698},{"$f":"IF($E869=DataInput!$B868,DataInput!K868,NA())","v":0.87518511690077305},null,null,"SA Keith",null,null,null,null,false,null,null,{"$error":"#N/A"},{"$error":"#N/A"},{"$error":"#N/A"},{"$error":"#N/A"},{"$error":"#N/A"},{"$error":"#N/A"},{"$error":"#N/A"},{"$error":"#N/A"},{"$error":"#N/A"},{"$error":"#N/A"}]
[null,{"$f":"IF(DataInput!B869=$B$8,IF($B$9=$B$10,TRUE,IF(DataInput!E869=$B$9,TRUE,FALSE)))","v":true},null,null,{"$f":"IF(B870=TRUE,DataInput!B869,NA())","v":"SA"},{"$f":"IF($E870=DataInput!$B869,DataInput!C869,NA())","v":"SKET"},{"$f":"IF($E870=DataInput!$B869,DataInput!D869,NA())","v":"Keith"},{"$f":"IF($E870=DataInput!$B869,DataInput!E869,NA())","v":"SAPN"},{"$f":"IF($E870=DataInput!$B869,DataInput!F869,NA())","v":"Summer"},{"$f":"IF($E870=DataInput!$B869,DataInput!G869,NA())","v":"Non-Coincident"},{"$f":"IF($E870=DataInput!$B869,DataInput!H869,NA())","v":2025},{"$f":"IF($E870=DataInput!$B869,DataInput!I869,NA())","v":"POE50"},{"$f":"IF($E870=DataInput!$B869,DataInput!J869,NA())","v":19.167858341937901},{"$f":"IF($E870=DataInput!$B869,DataInput!K869,NA())","v":0.87529060556584504},null,null,"SA Keith",null,null,null,null,false,null,null,{"$error":"#N/A"},{"$error":"#N/A"},{"$error":"#N/A"},{"$error":"#N/A"},{"$error":"#N/A"},{"$error":"#N/A"},{"$error":"#N/A"},{"$error":"#N/A"},{"$error":"#N/A"},{"$error":"#N/A"}]
[null,{"$f":"IF(DataInput!B870=$B$8,IF($B$9=$B$10,TRUE,IF(DataInput!E870=$B$9,TRUE,FALSE)))","v":true},null,null,{"$f":"IF(B871=TRUE,DataInput!B870,NA())","v":"SA"},{"$f":"IF($E871=DataInput!$B870,DataInput!C870,NA())","v":"SKET"},{"$f":"IF($E871=DataInput!$B870,DataInput!D870,NA())","v":"Keith"},{"$f":"IF($E871=DataInput!$B870,DataInput!E870,NA())","v":"SAPN"},{"$f":"IF($E871=DataInput!$B870,DataInput!F870,NA())","v":"Summer"},{"$f":"IF($E871=DataInput!$B870,DataInput!G870,NA())","v":"Non-Coincident"},{"$f":"IF($E871=DataInput!$B870,DataInput!H870,NA())","v":2026},{"$f":"IF($E871=DataInput!$B870,DataInput!I870,NA())","v":"POE50"},{"$f":"IF($E871=DataInput!$B870,DataInput!J870,NA())","v":18.8844412687572},{"$f":"IF($E871=DataInput!$B870,DataInput!K870,NA())","v":0.87538804041875895},null,null,"SA Keith",null,null,null,null,false,null,null,{"$error":"#N/A"},{"$error":"#N/A"},{"$error":"#N/A"},{"$error":"#N/A"},{"$error":"#N/A"},{"$error":"#N/A"},{"$error":"#N/A"},{"$error":"#N/A"},{"$error":"#N/A"},{"$error":"#N/A"}]
[null,{"$f":"IF(DataInput!B871=$B$8,IF($B$9=$B$10,TRUE,IF(DataInput!E871=$B$9,TRUE,FALSE)))","v":true},null,null,{"$f":"IF(B872=TRUE,DataInput!B871,NA())","v":"SA"},{"$f":"IF($E872=DataInput!$B871,DataInput!C871,NA())","v":"SKET"},{"$f":"IF($E872=DataInput!$B871,DataInput!D871,NA())","v":"Keith"},{"$f":"IF($E872=DataInput!$B871,DataInput!E871,NA())","v":"SAPN"},{"$f":"IF($E872=DataInput!$B871,DataInput!F871,NA())","v":"Winter"},{"$f":"IF($E872=DataInput!$B871,DataInput!G871,NA())","v":"Non-Coincident"},{"$f":"IF($E872=DataInput!$B871,DataInput!H871,NA())","v":2016},{"$f":"IF($E872=DataInput!$B871,DataInput!I871,NA())","v":"POE10"},{"$f":"IF($E872=DataInput!$B871,DataInput!J871,NA())","v":14.380827078364501},{"$f":"IF($E872=DataInput!$B871,DataInput!K871,NA())","v":0.93514030521064195},null,null,"SA Keith",null,null,null,null,false,null,null,{"$error":"#N/A"},{"$error":"#N/A"},{"$error":"#N/A"},{"$error":"#N/A"},{"$error":"#N/A"},{"$error":"#N/A"},{"$error":"#N/A"},{"$error":"#N/A"},{"$error":"#N/A"},{"$error":"#N/A"}]
[null,{"$f":"IF(DataInput!B872=$B$8,IF($B$9=$B$10,TRUE,IF(DataInput!E872=$B$9,TRUE,FALSE)))","v":true},null,null,{"$f":"IF(B873=TRUE,DataInput!B872,NA())","v":"SA"},{"$f":"IF($E873=DataInput!$B872,DataInput!C872,NA())","v":"SKET"},{"$f":"IF($E873=DataInput!$B872,DataInput!D872,NA())","v":"Keith"},{"$f":"IF($E873=DataInput!$B872,DataInput!E872,NA())","v":"SAPN"},{"$f":"IF($E873=DataInput!$B872,DataInput!F872,NA())","v":"Winter"},{"$f":"IF($E873=DataInput!$B872,DataInput!G872,NA())","v":"Non-Coincident"},{"$f":"IF($E873=DataInput!$B872,DataInput!H872,NA())","v":2017},{"$f":"IF($E873=DataInput!$B872,DataInput!I872,NA())","v":"POE10"},{"$f":"IF($E873=DataInput!$B872,DataInput!J872,NA())","v":14.2883410873845},{"$f":"IF($E873=DataInput!$B872,DataInput!K872,NA())","v":0.93332270886018698},null,null,"SA Keith",null,null,null,null,false,null,null,{"$error":"#N/A"},{"$error":"#N/A"},{"$error":"#N/A"},{"$error":"#N/A"},{"$error":"#N/A"},{"$error":"#N/A"},{"$error":"#N/A"},{"$error":"#N/A"},{"$error":"#N/A"},{"$error":"#N/A"}]
[null,{"$f":"IF(DataInput!B873=$B$8,IF($B$9=$B$10,TRUE,IF(DataInput!E873=$B$9,TRUE,FALSE)))","v":true},null,null,{"$f":"IF(B874=TRUE,DataInput!B873,NA())","v":"SA"},{"$f":"IF($E874=DataInput!$B873,DataInput!C873,NA())","v":"SKET"},{"$f":"IF($E874=DataInput!$B873,DataInput!D873,NA())","v":"Keith"},{"$f":"IF($E874=DataInput!$B873,DataInput!E873,NA())","v":"SAPN"},{"$f":"IF($E874=DataInput!$B873,DataInput!F873,NA())","v":"Winter"},{"$f":"IF($E874=DataInput!$B873,DataInput!G873,NA())","v":"Non-Coincident"},{"$f":"IF($E874=DataInput!$B873,DataInput!H873,NA())","v":2018},{"$f":"IF($E874=DataInput!$B873,DataInput!I873,NA())","v":"POE10"},{"$f":"IF($E874=DataInput!$B873,DataInput!J873,NA())","v":14.1988960672413},{"$f":"IF($E874=DataInput!$B873,DataInput!K873,NA())","v":0.93473803724794502},null,null,"SA Keith",null,null,null,null,false,null,null,{"$error":"#N/A"},{"$error":"#N/A"},{"$error":"#N/A"},{"$error":"#N/A"},{"$error":"#N/A"},{"$error":"#N/A"},{"$error":"#N/A"},{"$error":"#N/A"},{"$error":"#N/A"},{"$error":"#N/A"}]
[null,{"$f":"IF(DataInput!B874=$B$8,IF($B$9=$B$10,TRUE,IF(DataInput!E874=$B$9,TRUE,FALSE)))","v":true},null,null,{"$f":"IF(B875=TRUE,DataInput!B874,NA())","v":"SA"},{"$f":"IF($E875=DataInput!$B874,DataInput!C874,NA())","v":"SKET"},{"$f":"IF($E875=DataInput!$B874,DataInput!D874,NA())","v":"Keith"},{"$f":"IF($E875=DataInput!$B874,DataInput!E874,NA())","v":"SAPN"},{"$f":"IF($E875=DataInput!$B874,DataInput!F874,NA())","v":"Winter"},{"$f":"IF($E875=DataInput!$B874,DataInput!G874,NA())","v":"Non-Coincident"},{"$f":"IF($E875=DataInput!$B874,DataInput!H874,NA())","v":2019},{"$f":"IF($E875=DataInput!$B874,DataInput!I874,NA())","v":"POE10"},{"$f":"IF($E875=DataInput!$B874,DataInput!J874,NA())","v":14.2008276904221},{"$f":"IF($E875=DataInput!$B874,DataInput!K874,NA())","v":0.93784778552663395},null,null,"SA Keith",null,null,null,null,false,null,null,{"$error":"#N/A"},{"$error":"#N/A"},{"$error":"#N/A"},{"$error":"#N/A"},{"$error":"#N/A"},{"$error":"#N/A"},{"$error":"#N/A"},{"$error":"#N/A"},{"$error":"#N/A"},{"$error":"#N/A"}]
[null,{"$f":"IF(DataInput!B875=$B$8,IF($B$9=$B$10,TRUE,IF(DataInput!E875=$B$9,TRUE,FALSE)))","v":true},null,null,{"$f":"IF(B876=TRUE,DataInput!B875,NA())","v":"SA"},{"$f":"IF($E876=DataInput!$B875,DataInput!C875,NA())","v":"SKET"},{"$f":"IF($E876=DataInput!$B875,DataInput!D875,NA())","v":"Keith"},{"$f":"IF($E876=DataInput!$B875,DataInput!E875,NA())","v":"SAPN"},{"$f":"IF($E876=DataInput!$B875,DataInput!F875,NA())","v":"Winter"},{"$f":"IF($E876=DataInput!$B875,DataInput!G875,NA())","v":"Non-Coincident"},{"$f":"IF($E876=DataInput!$B875,DataInput!H875,NA())","v":2020},{"$f":"IF($E876=DataInput!$B875,DataInput!I875,NA())","v":"POE10"},{"$f":"IF($E876=DataInput!$B875,DataInput!J875,NA())","v":14.143650831915499},{"$f":"IF($E876=DataInput!$B875,DataInput!K875,NA())","v":0.936669205581946},null,null,"SA Keith",null,null,null,null,false,null,null,{"$error":"#N/A"},{"$error":"#N/A"},{"$error":"#N/A"},{"$error":"#N/A"},{"$error":"#N/A"},{"$error":"#N/A"},{"$error":"#N/A"},{"$error":"#N/A"},{"$error":"#N/A"},{"$error":"#N/A"}]
[null,{"$f":"IF(DataInput!B876=$B$8,IF($B$9=$B$10,TRUE,IF(DataInput!E876=$B$9,TRUE,FALSE)))","v":true},null,null,{"$f":"IF(B877=TRUE,DataInput!B876,NA())","v":"SA"},{"$f":"IF($E877=DataInput!$B876,DataInput!C876,NA())","v":"SKET"},{"$f":"IF($E877=DataInput!$B876,DataInput!D876,NA())","v":"Keith"},{"$f":"IF($E877=DataInput!$B876,DataInput!E876,NA())","v":"SAPN"},{"$f":"IF($E877=DataInput!$B876,DataInput!F876,NA())","v":"Winter"},{"$f":"IF($E877=DataInput!$B876,DataInput!G876,NA())","v":"Non-Coincident"},{"$f":"IF($E877=DataInput!$B876,DataInput!H876,NA())","v":2021},{"$f":"IF($E877=DataInput!$B876,DataInput!I876,NA())","v":"POE10"},{"$f":"IF($E877=DataInput!$B876,DataInput!J876,NA())","v":14.068683132239901},{"$f":"IF($E877=DataInput!$B876,DataInput!K876,NA())","v":0.93671956623156705},null,null,"SA Keith",null,null,null,null,false,null,null,{"$error":"#N/A"},{"$error":"#N/A"},{"$error":"#N/A"},{"$error":"#N/A"},{"$error":"#N/A"},{"$error":"#N/A"},{"$error":"#N/A"},{"$error":"#N/A"},{"$error":"#N/A"},{"$error":"#N/A"}]
[null,{"$f":"IF(DataInput!B877=$B$8,IF($B$9=$B$10,TRUE,IF(DataInput!E877=$B$9,TRUE,FALSE)))","v":true},null,null,{"$f":"IF(B878=TRUE,DataInput!B877,NA())","v":"SA"},{"$f":"IF($E878=DataInput!$B877,DataInput!C877,NA())","v":"SKET"},{"$f":"IF($E878=DataInput!$B877,DataInput!D877,NA())","v":"Keith"},{"$f":"IF($E878=DataInput!$B877,DataInput!E877,NA())","v":"SAPN"},{"$f":"IF($E878=DataInput!$B877,DataInput!F877,NA())","v":"Winter"},{"$f":"IF($E878=DataInput!$B877,DataInput!G877,NA())","v":"Non-Coincident"},{"$f":"IF($E878=DataInput!$B877,DataInput!H877,NA())","v":2022},{"$f":"IF($E878=DataInput!$B877,DataInput!I877,NA())","v":"POE10"},{"$f":"IF($E878=DataInput!$B877,DataInput!J877,NA())","v":13.996824024821899},{"$f":"IF($E878=DataInput!$B877,DataInput!K877,NA())","v":0.93677164903405097},null,null,"SA Keith",null,null,null,null,false,null,null,{"$error":"#N/A"},{"$error":"#N/A"},{"$error":"#N/A"},{"$error":"#N/A"},{"$error":"#N/A"},{"$error":"#N/A"},{"$error":"#N/A"},{"$error":"#N/A"},{"$error":"#N/A"},{"$error":"#N/A"}]
[null,{"$f":"IF(DataInput!B878=$B$8,IF($B$9=$B$10,TRUE,IF(DataInput!E878=$B$9,TRUE,FALSE)))","v":true},null,null,{"$f":"IF(B879=TRUE,DataInput!B878,NA())","v":"SA"},{"$f":"IF($E879=DataInput!$B878,DataInput!C878,NA())","v":"SKET"},{"$f":"IF($E879=DataInput!$B878,DataInput!D878,NA())","v":"Keith"},{"$f":"IF($E879=DataInput!$B878,DataInput!E878,NA())","v":"SAPN"},{"$f":"IF($E879=DataInput!$B878,DataInput!F878,NA())","v":"Winter"},{"$f":"IF($E879=DataInput!$B878,DataInput!G878,NA())","v":"Non-Coincident"},{"$f":"IF($E879=DataInput!$B878,DataInput!H878,NA())","v":2023},{"$f":"IF($E879=DataInput!$B878,DataInput!I878,NA())","v":"POE10"},{"$f":"IF($E879=DataInput!$B878,DataInput!J878,NA())","v":13.898428293950101},{"$f":"IF($E879=DataInput!$B878,DataInput!K878,NA())","v":0.936825317742775},null,null,"SA Keith",null,null,null,null,false,null,null,{"$error":"#N/A"},{"$error":"#N/A"},{"$error":"#N/A"},{"$error":"#N/A"},{"$error":"#N/A"},{"$error":"#N/A"},{"$error":"#N/A"},{"$error":"#N/A"},{"$error":"#N/A"},{"$error":"#N/A"}]
[null,{"$f":"IF(DataInput!B879=$B$8,IF($B$9=$B$10,TRUE,IF(DataInput!E879=$B$9,TRUE,FALSE)))","v":true},null,null,{"$f":"IF(B880=TRUE,DataInput!B879,NA())","v":"SA"},{"$f":"IF($E880=DataInput!$B879,DataInput!C879,NA())","v":"SKET"},{"$f":"IF($E880=DataInput!$B879,DataInput!D879,NA())","v":"Keith"},{"$f":"IF($E880=DataInput!$B879,DataInput!E879,NA())","v":"SAPN"},{"$f":"IF($E880=DataInput!$B879,DataInput!F879,NA())","v":"Winter"},{"$f":"IF($E880=DataInput!$B879,DataInput!G879,NA())","v":"Non-Coincident"},{"$f":"IF($E880=DataInput!$B879,DataInput!H879,NA())","v":2024},{"$f":"IF($E880=DataInput!$B879,DataInput!I879,NA())","v":"POE10"},{"$f":"IF($E880=DataInput!$B879,DataInput!J879,NA())","v":13.7997358662377},{"$f":"IF($E880=DataInput!$B879,DataInput!K879,NA())","v":0.93688044574803497},null,null,"SA Keith",null,null,null,null,false,null,null,{"$error":"#N/A"},{"$error":"#N/A"},{"$error":"#N/A"},{"$error":"#N/A"},{"$error":"#N/A"},{"$error":"#N/A"},{"$error":"#N/A"},{"$error":"#N/A"},{"$error":"#N/A"},{"$error":"#N/A"}]
[null,{"$f":"IF(DataInput!B880=$B$8,IF($B$9=$B$10,TRUE,IF(DataInput!E880=$B$9,TRUE,FALSE)))","v":true},null,null,{"$f":"IF(B881=TRUE,DataInput!B880,NA())","v":"SA"},{"$f":"IF($E881=DataInput!$B880,DataInput!C880,NA())","v":"SKET"},{"$f":"IF($E881=DataInput!$B880,DataInput!D880,NA())","v":"Keith"},{"$f":"IF($E881=DataInput!$B880,DataInput!E880,NA())","v":"SAPN"},{"$f":"IF($E881=DataInput!$B880,DataInput!F880,NA())","v":"Winter"},{"$f":"IF($E881=DataInput!$B880,DataInput!G880,NA())","v":"Non-Coincident"},{"$f":"IF($E881=DataInput!$B880,DataInput!H880,NA())","v":2025},{"$f":"IF($E881=DataInput!$B880,DataInput!I880,NA())","v":"POE10"},{"$f":"IF($E881=DataInput!$B880,DataInput!J880,NA())","v":13.656687688733999},{"$f":"IF($E881=DataInput!$B880,DataInput!K880,NA())","v":0.93693692005500595},null,null,"SA Keith",null,null,null,null,false,null,null,{"$error":"#N/A"},{"$error":"#N/A"},{"$error":"#N/A"},{"$error":"#N/A"},{"$error":"#N/A"},{"$error":"#N/A"},{"$error":"#N/A"},{"$error":"#N/A"},{"$error":"#N/A"},{"$error":"#N/A"}]
[null,{"$f":"IF(DataInput!B881=$B$8,IF($B$9=$B$10,TRUE,IF(DataInput!E881=$B$9,TRUE,FALSE)))","v":true},null,null,{"$f":"IF(B882=TRUE,DataInput!B881,NA())","v":"SA"},{"$f":"IF($E882=DataInput!$B881,DataInput!C881,NA())","v":"SKET"},{"$f":"IF($E882=DataInput!$B881,DataInput!D881,NA())","v":"Keith"},{"$f":"IF($E882=DataInput!$B881,DataInput!E881,NA())","v":"SAPN"},{"$f":"IF($E882=DataInput!$B881,DataInput!F881,NA())","v":"Winter"},{"$f":"IF($E882=DataInput!$B881,DataInput!G881,NA())","v":"Non-Coincident"},{"$f":"IF($E882=DataInput!$B881,DataInput!H881,NA())","v":2016},{"$f":"IF($E882=DataInput!$B881,DataInput!I881,NA())","v":"POE50"},{"$f":"IF($E882=DataInput!$B881,DataInput!J881,NA())","v":13.750165725019601},{"$f":"IF($E882=DataInput!$B881,DataInput!K881,NA())","v":0.93773698943820805},null,null,"SA Keith",null,null,null,null,false,null,null,{"$error":"#N/A"},{"$error":"#N/A"},{"$error":"#N/A"},{"$error":"#N/A"},{"$error":"#N/A"},{"$error":"#N/A"},{"$error":"#N/A"},{"$error":"#N/A"},{"$error":"#N/A"},{"$error":"#N/A"}]
[null,{"$f":"IF(DataInput!B882=$B$8,IF($B$9=$B$10,TRUE,IF(DataInput!E882=$B$9,TRUE,FALSE)))","v":true},null,null,{"$f":"IF(B883=TRUE,DataInput!B882,NA())","v":"SA"},{"$f":"IF($E883=DataInput!$B882,DataInput!C882,NA())","v":"SKET"},{"$f":"IF($E883=DataInput!$B882,DataInput!D882,NA())","v":"Keith"},{"$f":"IF($E883=DataInput!$B882,DataInput!E882,NA())","v":"SAPN"},{"$f":"IF($E883=DataInput!$B882,DataInput!F882,NA())","v":"Winter"},{"$f":"IF($E883=DataInput!$B882,DataInput!G882,NA())","v":"Non-Coincident"},{"$f":"IF($E883=DataInput!$B882,DataInput!H882,NA())","v":2017},{"$f":"IF($E883=DataInput!$B882,DataInput!I882,NA())","v":"POE50"},{"$f":"IF($E883=DataInput!$B882,DataInput!J882,NA())","v":13.6511774252831},{"$f":"IF($E883=DataInput!$B882,DataInput!K882,NA())","v":0.93548139157015997},null,null,"SA Keith",null,null,null,null,false,null,null,{"$error":"#N/A"},{"$error":"#N/A"},{"$error":"#N/A"},{"$error":"#N/A"},{"$error":"#N/A"},{"$error":"#N/A"},{"$error":"#N/A"},{"$error":"#N/A"},{"$error":"#N/A"},{"$error":"#N/A"}]
[null,{"$f":"IF(DataInput!B883=$B$8,IF($B$9=$B$10,TRUE,IF(DataInput!E883=$B$9,TRUE,FALSE)))","v":true},null,null,{"$f":"IF(B884=TRUE,DataInput!B883,NA())","v":"SA"},{"$f":"IF($E884=DataInput!$B883,DataInput!C883,NA())","v":"SKET"},{"$f":"IF($E884=DataInput!$B883,DataInput!D883,NA())","v":"Keith"},{"$f":"IF($E884=DataInput!$B883,DataInput!E883,NA())","v":"SAPN"},{"$f":"IF($E884=DataInput!$B883,DataInput!F883,NA())","v":"Winter"},{"$f":"IF($E884=DataInput!$B883,DataInput!G883,NA())","v":"Non-Coincident"},{"$f":"IF($E884=DataInput!$B883,DataInput!H883,NA())","v":2018},{"$f":"IF($E884=DataInput!$B883,DataInput!I883,NA())","v":"POE50"},{"$f":"IF($E884=DataInput!$B883,DataInput!J883,NA())","v":13.5574994148951},{"$f":"IF($E884=DataInput!$B883,DataInput!K883,NA())","v":0.93723421631100201},null,null,"SA Keith",null,null,null,null,false,null,null,{"$error":"#N/A"},{"$error":"#N/A"},{"$error":"#N/A"},{"$error":"#N/A"},{"$error":"#N/A"},{"$error":"#N/A"},{"$error":"#N/A"},{"$error":"#N/A"},{"$error":"#N/A"},{"$error":"#N/A"}]
[null,{"$f":"IF(DataInput!B884=$B$8,IF($B$9=$B$10,TRUE,IF(DataInput!E884=$B$9,TRUE,FALSE)))","v":true},null,null,{"$f":"IF(B885=TRUE,DataInput!B884,NA())","v":"SA"},{"$f":"IF($E885=DataInput!$B884,DataInput!C884,NA())","v":"SKET"},{"$f":"IF($E885=DataInput!$B884,DataInput!D884,NA())","v":"Keith"},{"$f":"IF($E885=DataInput!$B884,DataInput!E884,NA())","v":"SAPN"},{"$f":"IF($E885=DataInput!$B884,DataInput!F884,NA())","v":"Winter"},{"$f":"IF($E885=DataInput!$B884,DataInput!G884,NA())","v":"Non-Coincident"},{"$f":"IF($E885=DataInput!$B884,DataInput!H884,NA())","v":2019},{"$f":"IF($E885=DataInput!$B884,DataInput!I884,NA())","v":"POE50"},{"$f":"IF($E885=DataInput!$B884,DataInput!J884,NA())","v":13.5690366123583},{"$f":"IF($E885=DataInput!$B884,DataInput!K884,NA())","v":0.94087889488044696},null,null,"SA Keith",null,null,null,null,false,null,null,{"$error":"#N/A"},{"$error":"#N/A"},{"$error":"#N/A"},{"$error":"#N/A"},{"$error":"#N/A"},{"$error":"#N/A"},{"$error":"#N/A"},{"$error":"#N/A"},{"$error":"#N/A"},{"$error":"#N/A"}]
[null,{"$f":"IF(DataInput!B885=$B$8,IF($B$9=$B$10,TRUE,IF(DataInput!E885=$B$9,TRUE,FALSE)))","v":true},null,null,{"$f":"IF(B886=TRUE,DataInput!B885,NA())","v":"SA"},{"$f":"IF($E886=DataInput!$B885,DataInput!C885,NA())","v":"SKET"},{"$f":"IF($E886=DataInput!$B885,DataInput!D885,NA())","v":"Keith"},{"$f":"IF($E886=DataInput!$B885,DataInput!E885,NA())","v":"SAPN"},{"$f":"IF($E886=DataInput!$B885,DataInput!F885,NA())","v":"Winter"},{"$f":"IF($E886=DataInput!$B885,DataInput!G885,NA())","v":"Non-Coincident"},{"$f":"IF($E886=DataInput!$B885,DataInput!H885,NA())","v":2020},{"$f":"IF($E886=DataInput!$B885,DataInput!I885,NA())","v":"POE50"},{"$f":"IF($E886=DataInput!$B885,DataInput!J885,NA())","v":13.5396571960387},{"$f":"IF($E886=DataInput!$B885,DataInput!K885,NA())","v":0.93933375100894101},null,null,"SA Keith",null,null,null,null,false,null,null,{"$error":"#N/A"},{"$error":"#N/A"},{"$error":"#N/A"},{"$error":"#N/A"},{"$error":"#N/A"},{"$error":"#N/A"},{"$error":"#N/A"},{"$error":"#N/A"},{"$error":"#N/A"},{"$error":"#N/A"}]
[null,{"$f":"IF(DataInput!B886=$B$8,IF($B$9=$B$10,TRUE,IF(DataInput!E886=$B$9,TRUE,FALSE)))","v":true},null,null,{"$f":"IF(B887=TRUE,DataInput!B886,NA())","v":"SA"},{"$f":"IF($E887=DataInput!$B886,DataInput!C886,NA())","v":"SKET"},{"$f":"IF($E887=DataInput!$B886,DataInput!D886,NA())","v":"Keith"},{"$f":"IF($E887=DataInput!$B886,DataInput!E886,NA())","v":"SAPN"},{"$f":"IF($E887=DataInput!$B886,DataInput!F886,NA())","v":"Winter"},{"$f":"IF($E887=DataInput!$B886,DataInput!G886,NA())","v":"Non-Coincident"},{"$f":"IF($E887=DataInput!$B886,DataInput!H886,NA())","v":2021},{"$f":"IF($E887=DataInput!$B886,DataInput!I886,NA())","v":"POE50"},{"$f":"IF($E887=DataInput!$B886,DataInput!J886,NA())","v":13.454457998641701},{"$f":"IF($E887=DataInput!$B886,DataInput!K886,NA())","v":0.93938755819248998},null,null,"SA Keith",null,null,null,null,false,null,null,{"$error":"#N/A"},{"$f":"IF($V887=TRUE,F887,NA())","v":{"$error":"#N/A"}},{"$f":"IF($V887=TRUE,G887,NA())","v":{"$error":"#N/A"}},{"$f":"IF($V887=TRUE,H887,NA())","v":{"$error":"#N/A"}},{"$f":"IF($V887=TRUE,I887,NA())","v":{"$error":"#N/A"}},{"$f":"IF($V887=TRUE,J887,NA())","v":{"$error":"#N/A"}},{"$f":"IF($V887=TRUE,K887,NA())","v":{"$error":"#N/A"}},{"$f":"IF($V887=TRUE,L887,NA())","v":{"$error":"#N/A"}},{"$f":"IF($V887=TRUE,M887,NA())","v":{"$error":"#N/A"}},{"$f":"IF($V887=TRUE,N887,NA())","v":{"$error":"#N/A"}}]
[null,{"$f":"IF(DataInput!B887=$B$8,IF($B$9=$B$10,TRUE,IF(DataInput!E887=$B$9,TRUE,FALSE)))","v":true},null,null,{"$f":"IF(B888=TRUE,DataInput!B887,NA())","v":"SA"},{"$f":"IF($E888=DataInput!$B887,DataInput!C887,NA())","v":"SKET"},{"$f":"IF($E888=DataInput!$B887,DataInput!D887,NA())","v":"Keith"},{"$f":"IF($E888=DataInput!$B887,DataInput!E887,NA())","v":"SAPN"},{"$f":"IF($E888=DataInput!$B887,DataInput!F887,NA())","v":"Winter"},{"$f":"IF($E888=DataInput!$B887,DataInput!G887,NA())","v":"Non-Coincident"},{"$f":"IF($E888=DataInput!$B887,DataInput!H887,NA())","v":2022},{"$f":"IF($E888=DataInput!$B887,DataInput!I887,NA())","v":"POE50"},{"$f":"IF($E888=DataInput!$B887,DataInput!J887,NA())","v":13.3531552039224},{"$f":"IF($E888=DataInput!$B887,DataInput!K887,NA())","v":0.93944335172666604},null,null,"SA Keith",null,null,null,null,false,null,null,{"$error":"#N/A"},{"$error":"#N/A"},{"$error":"#N/A"},{"$error":"#N/A"},{"$error":"#N/A"},{"$error":"#N/A"},{"$error":"#N/A"},{"$error":"#N/A"},{"$error":"#N/A"},{"$error":"#N/A"}]
[null,{"$f":"IF(DataInput!B888=$B$8,IF($B$9=$B$10,TRUE,IF(DataInput!E888=$B$9,TRUE,FALSE)))","v":true},null,null,{"$f":"IF(B889=TRUE,DataInput!B888,NA())","v":"SA"},{"$f":"IF($E889=DataInput!$B888,DataInput!C888,NA())","v":"SKET"},{"$f":"IF($E889=DataInput!$B888,DataInput!D888,NA())","v":"Keith"},{"$f":"IF($E889=DataInput!$B888,DataInput!E888,NA())","v":"SAPN"},{"$f":"IF($E889=DataInput!$B888,DataInput!F888,NA())","v":"Winter"},{"$f":"IF($E889=DataInput!$B888,DataInput!G888,NA())","v":"Non-Coincident"},{"$f":"IF($E889=DataInput!$B888,DataInput!H888,NA())","v":2023},{"$f":"IF($E889=DataInput!$B888,DataInput!I888,NA())","v":"POE50"},{"$f":"IF($E889=DataInput!$B888,DataInput!J888,NA())","v":13.236497332271901},{"$f":"IF($E889=DataInput!$B888,DataInput!K888,NA())","v":0.93950099346045102},null,null,"SA Keith",null,null,null,null,false,null,null,{"$error":"#N/A"},{"$error":"#N/A"},{"$error":"#N/A"},{"$error":"#N/A"},{"$error":"#N/A"},{"$error":"#N/A"},{"$error":"#N/A"},{"$error":"#N/A"},{"$error":"#N/A"},{"$error":"#N/A"}]
[null,{"$f":"IF(DataInput!B889=$B$8,IF($B$9=$B$10,TRUE,IF(DataInput!E889=$B$9,TRUE,FALSE)))","v":true},null,null,{"$f":"IF(B890=TRUE,DataInput!B889,NA())","v":"SA"},{"$f":"IF($E890=DataInput!$B889,DataInput!C889,NA())","v":"SKET"},{"$f":"IF($E890=DataInput!$B889,DataInput!D889,NA())","v":"Keith"},{"$f":"IF($E890=DataInput!$B889,DataInput!E889,NA())","v":"SAPN"},{"$f":"IF($E890=DataInput!$B889,DataInput!F889,NA())","v":"Winter"},{"$f":"IF($E890=DataInput!$B889,DataInput!G889,NA())","v":"Non-Coincident"},{"$f":"IF($E890=DataInput!$B889,DataInput!H889,NA())","v":2024},{"$f":"IF($E890=DataInput!$B889,DataInput!I889,NA())","v":"POE50"},{"$f":"IF($E890=DataInput!$B889,DataInput!J889,NA())","v":13.1310431489265},{"$f":"IF($E890=DataInput!$B889,DataInput!K889,NA())","v":0.93956035212265199},null,null,"SA Keith",null,null,null,null,false,null,null,{"$error":"#N/A"},{"$error":"#N/A"},{"$error":"#N/A"},{"$error":"#N/A"},{"$error":"#N/A"},{"$error":"#N/A"},{"$error":"#N/A"},{"$error":"#N/A"},{"$error":"#N/A"},{"$error":"#N/A"}]
[null,{"$f":"IF(DataInput!B890=$B$8,IF($B$9=$B$10,TRUE,IF(DataInput!E890=$B$9,TRUE,FALSE)))","v":true},null,null,{"$f":"IF(B891=TRUE,DataInput!B890,NA())","v":"SA"},{"$f":"IF($E891=DataInput!$B890,DataInput!C890,NA())","v":"SKET"},{"$f":"IF($E891=DataInput!$B890,DataInput!D890,NA())","v":"Keith"},{"$f":"IF($E891=DataInput!$B890,DataInput!E890,NA())","v":"SAPN"},{"$f":"IF($E891=DataInput!$B890,DataInput!F890,NA())","v":"Winter"},{"$f":"IF($E891=DataInput!$B890,DataInput!G890,NA())","v":"Non-Coincident"},{"$f":"IF($E891=DataInput!$B890,DataInput!H890,NA())","v":2025},{"$f":"IF($E891=DataInput!$B890,DataInput!I890,NA())","v":"POE50"},{"$f":"IF($E891=DataInput!$B890,DataInput!J890,NA())","v":13.0064451330657},{"$f":"IF($E891=DataInput!$B890,DataInput!K890,NA())","v":0.93962130832964197},null,null,"SA Keith",null,null,null,null,false,null,null,{"$error":"#N/A"},{"$error":"#N/A"},{"$error":"#N/A"},{"$error":"#N/A"},{"$error":"#N/A"},{"$error":"#N/A"},{"$error":"#N/A"},{"$error":"#N/A"},{"$error":"#N/A"},{"$error":"#N/A"}]
[null,{"$f":"IF(DataInput!B891=$B$8,IF($B$9=$B$10,TRUE,IF(DataInput!E891=$B$9,TRUE,FALSE)))","v":true},null,null,{"$f":"IF(B892=TRUE,DataInput!B891,NA())","v":"SA"},{"$f":"IF($E892=DataInput!$B891,DataInput!C891,NA())","v":"SKNC"},{"$f":"IF($E892=DataInput!$B891,DataInput!D891,NA())","v":"Kincraig"},{"$f":"IF($E892=DataInput!$B891,DataInput!E891,NA())","v":"SAPN"},{"$f":"IF($E892=DataInput!$B891,DataInput!F891,NA())","v":"Summer"},{"$f":"IF($E892=DataInput!$B891,DataInput!G891,NA())","v":"Non-Coincident"},{"$f":"IF($E892=DataInput!$B891,DataInput!H891,NA())","v":2017},{"$f":"IF($E892=DataInput!$B891,DataInput!I891,NA())","v":"POE10"},{"$f":"IF($E892=DataInput!$B891,DataInput!J891,NA())","v":22.178664405443001},{"$f":"IF($E892=DataInput!$B891,DataInput!K891,NA())","v":0.86497911364242497},null,null,"SA Kincraig",null,null,null,null,false,null,null,{"$error":"#N/A"},{"$error":"#N/A"},{"$error":"#N/A"},{"$error":"#N/A"},{"$error":"#N/A"},{"$error":"#N/A"},{"$error":"#N/A"},{"$error":"#N/A"},{"$error":"#N/A"},{"$error":"#N/A"}]
[null,{"$f":"IF(DataInput!B892=$B$8,IF($B$9=$B$10,TRUE,IF(DataInput!E892=$B$9,TRUE,FALSE)))","v":true},null,null,{"$f":"IF(B893=TRUE,DataInput!B892,NA())","v":"SA"},{"$f":"IF($E893=DataInput!$B892,DataInput!C892,NA())","v":"SKNC"},{"$f":"IF($E893=DataInput!$B892,DataInput!D892,NA())","v":"Kincraig"},{"$f":"IF($E893=DataInput!$B892,DataInput!E892,NA())","v":"SAPN"},{"$f":"IF($E893=DataInput!$B892,DataInput!F892,NA())","v":"Summer"},{"$f":"IF($E893=DataInput!$B892,DataInput!G892,NA())","v":"Non-Coincident"},{"$f":"IF($E893=DataInput!$B892,DataInput!H892,NA())","v":2018},{"$f":"IF($E893=DataInput!$B892,DataInput!I892,NA())","v":"POE10"},{"$f":"IF($E893=DataInput!$B892,DataInput!J892,NA())","v":21.769184334863901},{"$f":"IF($E893=DataInput!$B892,DataInput!K892,NA())","v":0.85675541639895103},null,null,"SA Kincraig",null,null,null,null,false,null,null,{"$error":"#N/A"},{"$error":"#N/A"},{"$error":"#N/A"},{"$error":"#N/A"},{"$error":"#N/A"},{"$error":"#N/A"},{"$error":"#N/A"},{"$error":"#N/A"},{"$error":"#N/A"},{"$error":"#N/A"}]
[null,{"$f":"IF(DataInput!B893=$B$8,IF($B$9=$B$10,TRUE,IF(DataInput!E893=$B$9,TRUE,FALSE)))","v":true},null,null,{"$f":"IF(B894=TRUE,DataInput!B893,NA())","v":"SA"},{"$f":"IF($E894=DataInput!$B893,DataInput!C893,NA())","v":"SKNC"},{"$f":"IF($E894=DataInput!$B893,DataInput!D893,NA())","v":"Kincraig"},{"$f":"IF($E894=DataInput!$B893,DataInput!E893,NA())","v":"SAPN"},{"$f":"IF($E894=DataInput!$B893,DataInput!F893,NA())","v":"Summer"},{"$f":"IF($E894=DataInput!$B893,DataInput!G893,NA())","v":"Non-Coincident"},{"$f":"IF($E894=DataInput!$B893,DataInput!H893,NA())","v":2019},{"$f":"IF($E894=DataInput!$B893,DataInput!I893,NA())","v":"POE10"},{"$f":"IF($E894=DataInput!$B893,DataInput!J893,NA())","v":21.437450652947401},{"$f":"IF($E894=DataInput!$B893,DataInput!K893,NA())","v":0.86311795822825199},null,null,"SA Kincraig",null,null,null,null,false,null,null,{"$error":"#N/A"},{"$error":"#N/A"},{"$error":"#N/A"},{"$error":"#N/A"},{"$error":"#N/A"},{"$error":"#N/A"},{"$error":"#N/A"},{"$error":"#N/A"},{"$error":"#N/A"},{"$error":"#N/A"}]
[null,{"$f":"IF(DataInput!B894=$B$8,IF($B$9=$B$10,TRUE,IF(DataInput!E894=$B$9,TRUE,FALSE)))","v":true},null,null,{"$f":"IF(B895=TRUE,DataInput!B894,NA())","v":"SA"},{"$f":"IF($E895=DataInput!$B894,DataInput!C894,NA())","v":"SKNC"},{"$f":"IF($E895=DataInput!$B894,DataInput!D894,NA())","v":"Kincraig"},{"$f":"IF($E895=DataInput!$B894,DataInput!E894,NA())","v":"SAPN"},{"$f":"IF($E895=DataInput!$B894,DataInput!F894,NA())","v":"Summer"},{"$f":"IF($E895=DataInput!$B894,DataInput!G894,NA())","v":"Non-Coincident"},{"$f":"IF($E895=DataInput!$B894,DataInput!H894,NA())","v":2020},{"$f":"IF($E895=DataInput!$B894,DataInput!I894,NA())","v":"POE10"},{"$f":"IF($E895=DataInput!$B894,DataInput!J894,NA())","v":20.5032374183365},{"$f":"IF($E895=DataInput!$B894,DataInput!K894,NA())","v":0.85653862717502705},null,null,"SA Kincraig",null,null,null,null,false,null,null,{"$error":"#N/A"},{"$error":"#N/A"},{"$error":"#N/A"},{"$error":"#N/A"},{"$error":"#N/A"},{"$error":"#N/A"},{"$error":"#N/A"},{"$error":"#N/A"},{"$error":"#N/A"},{"$error":"#N/A"}]
[null,{"$f":"IF(DataInput!B895=$B$8,IF($B$9=$B$10,TRUE,IF(DataInput!E895=$B$9,TRUE,FALSE)))","v":true},null,null,{"$f":"IF(B896=TRUE,DataInput!B895,NA())","v":"SA"},{"$f":"IF($E896=DataInput!$B895,DataInput!C895,NA())","v":"SKNC"},{"$f":"IF($E896=DataInput!$B895,DataInput!D895,NA())","v":"Kincraig"},{"$f":"IF($E896=DataInput!$B895,DataInput!E895,NA())","v":"SAPN"},{"$f":"IF($E896=DataInput!$B895,DataInput!F895,NA())","v":"Summer"},{"$f":"IF($E896=DataInput!$B895,DataInput!G895,NA())","v":"Non-Coincident"},{"$f":"IF($E896=DataInput!$B895,DataInput!H895,NA())","v":2021},{"$f":"IF($E896=DataInput!$B895,DataInput!I895,NA())","v":"POE10"},{"$f":"IF($E896=DataInput!$B895,DataInput!J895,NA())","v":19.646984458412501},{"$f":"IF($E896=DataInput!$B895,DataInput!K895,NA())","v":0.86564538476104502},null,null,"SA Kincraig",null,null,null,null,false,null,null,{"$error":"#N/A"},{"$error":"#N/A"},{"$error":"#N/A"},{"$error":"#N/A"},{"$error":"#N/A"},{"$error":"#N/A"},{"$error":"#N/A"},{"$error":"#N/A"},{"$error":"#N/A"},{"$error":"#N/A"}]
[null,{"$f":"IF(DataInput!B896=$B$8,IF($B$9=$B$10,TRUE,IF(DataInput!E896=$B$9,TRUE,FALSE)))","v":true},null,null,{"$f":"IF(B897=TRUE,DataInput!B896,NA())","v":"SA"},{"$f":"IF($E897=DataInput!$B896,DataInput!C896,NA())","v":"SKNC"},{"$f":"IF($E897=DataInput!$B896,DataInput!D896,NA())","v":"Kincraig"},{"$f":"IF($E897=DataInput!$B896,DataInput!E896,NA())","v":"SAPN"},{"$f":"IF($E897=DataInput!$B896,DataInput!F896,NA())","v":"Summer"},{"$f":"IF($E897=DataInput!$B896,DataInput!G896,NA())","v":"Non-Coincident"},{"$f":"IF($E897=DataInput!$B896,DataInput!H896,NA())","v":2022},{"$f":"IF($E897=DataInput!$B896,DataInput!I896,NA())","v":"POE10"},{"$f":"IF($E897=DataInput!$B896,DataInput!J896,NA())","v":18.8575562912993},{"$f":"IF($E897=DataInput!$B896,DataInput!K896,NA())","v":0.86574268719555003},null,null,"SA Kincraig",null,null,null,null,false,null,null,{"$error":"#N/A"},{"$error":"#N/A"},{"$error":"#N/A"},{"$error":"#N/A"},{"$error":"#N/A"},{"$error":"#N/A"},{"$error":"#N/A"},{"$error":"#N/A"},{"$error":"#N/A"},{"$error":"#N/A"}]
[null,{"$f":"IF(DataInput!B897=$B$8,IF($B$9=$B$10,TRUE,IF(DataInput!E897=$B$9,TRUE,FALSE)))","v":true},null,null,{"$f":"IF(B898=TRUE,DataInput!B897,NA())","v":"SA"},{"$f":"IF($E898=DataInput!$B897,DataInput!C897,NA())","v":"SKNC"},{"$f":"IF($E898=DataInput!$B897,DataInput!D897,NA())","v":"Kincraig"},{"$f":"IF($E898=DataInput!$B897,DataInput!E897,NA())","v":"SAPN"},{"$f":"IF($E898=DataInput!$B897,DataInput!F897,NA())","v":"Summer"},{"$f":"IF($E898=DataInput!$B897,DataInput!G897,NA())","v":"Non-Coincident"},{"$f":"IF($E898=DataInput!$B897,DataInput!H897,NA())","v":2023},{"$f":"IF($E898=DataInput!$B897,DataInput!I897,NA())","v":"POE10"},{"$f":"IF($E898=DataInput!$B897,DataInput!J897,NA())","v":18.268156034481901},{"$f":"IF($E898=DataInput!$B897,DataInput!K897,NA())","v":0.86585038633310296},null,null,"SA Kincraig",null,null,null,null,false,null,null,{"$error":"#N/A"},{"$error":"#N/A"},{"$error":"#N/A"},{"$error":"#N/A"},{"$error":"#N/A"},{"$error":"#N/A"},{"$error":"#N/A"},{"$error":"#N/A"},{"$error":"#N/A"},{"$error":"#N/A"}]
[null,{"$f":"IF(DataInput!B898=$B$8,IF($B$9=$B$10,TRUE,IF(DataInput!E898=$B$9,TRUE,FALSE)))","v":true},null,null,{"$f":"IF(B899=TRUE,DataInput!B898,NA())","v":"SA"},{"$f":"IF($E899=DataInput!$B898,DataInput!C898,NA())","v":"SKNC"},{"$f":"IF($E899=DataInput!$B898,DataInput!D898,NA())","v":"Kincraig"},{"$f":"IF($E899=DataInput!$B898,DataInput!E898,NA())","v":"SAPN"},{"$f":"IF($E899=DataInput!$B898,DataInput!F898,NA())","v":"Summer"},{"$f":"IF($E899=DataInput!$B898,DataInput!G898,NA())","v":"Non-Coincident"},{"$f":"IF($E899=DataInput!$B898,DataInput!H898,NA())","v":2024},{"$f":"IF($E899=DataInput!$B898,DataInput!I898,NA())","v":"POE10"},{"$f":"IF($E899=DataInput!$B898,DataInput!J898,NA())","v":17.870861230724501},{"$f":"IF($E899=DataInput!$B898,DataInput!K898,NA())","v":0.86595716046541305},null,null,"SA Kincraig",null,null,null,null,false,null,null,{"$error":"#N/A"},{"$error":"#N/A"},{"$error":"#N/A"},{"$error":"#N/A"},{"$error":"#N/A"},{"$error":"#N/A"},{"$error":"#N/A"},{"$error":"#N/A"},{"$error":"#N/A"},{"$error":"#N/A"}]
[null,{"$f":"IF(DataInput!B899=$B$8,IF($B$9=$B$10,TRUE,IF(DataInput!E899=$B$9,TRUE,FALSE)))","v":true},null,null,{"$f":"IF(B900=TRUE,DataInput!B899,NA())","v":"SA"},{"$f":"IF($E900=DataInput!$B899,DataInput!C899,NA())","v":"SKNC"},{"$f":"IF($E900=DataInput!$B899,DataInput!D899,NA())","v":"Kincraig"},{"$f":"IF($E900=DataInput!$B899,DataInput!E899,NA())","v":"SAPN"},{"$f":"IF($E900=DataInput!$B899,DataInput!F899,NA())","v":"Summer"},{"$f":"IF($E900=DataInput!$B899,DataInput!G899,NA())","v":"Non-Coincident"},{"$f":"IF($E900=DataInput!$B899,DataInput!H899,NA())","v":2025},{"$f":"IF($E900=DataInput!$B899,DataInput!I899,NA())","v":"POE10"},{"$f":"IF($E900=DataInput!$B899,DataInput!J899,NA())","v":17.3343119238376},{"$f":"IF($E900=DataInput!$B899,DataInput!K899,NA())","v":0.86606391887817202},null,null,"SA Kincraig",null,null,null,null,false,null,null,{"$error":"#N/A"},{"$error":"#N/A"},{"$error":"#N/A"},{"$error":"#N/A"},{"$error":"#N/A"},{"$error":"#N/A"},{"$error":"#N/A"},{"$error":"#N/A"},{"$error":"#N/A"},{"$error":"#N/A"}]
[null,{"$f":"IF(DataInput!B900=$B$8,IF($B$9=$B$10,TRUE,IF(DataInput!E900=$B$9,TRUE,FALSE)))","v":true},null,null,{"$f":"IF(B901=TRUE,DataInput!B900,NA())","v":"SA"},{"$f":"IF($E901=DataInput!$B900,DataInput!C900,NA())","v":"SKNC"},{"$f":"IF($E901=DataInput!$B900,DataInput!D900,NA())","v":"Kincraig"},{"$f":"IF($E901=DataInput!$B900,DataInput!E900,NA())","v":"SAPN"},{"$f":"IF($E901=DataInput!$B900,DataInput!F900,NA())","v":"Summer"},{"$f":"IF($E901=DataInput!$B900,DataInput!G900,NA())","v":"Non-Coincident"},{"$f":"IF($E901=DataInput!$B900,DataInput!H900,NA())","v":2026},{"$f":"IF($E901=DataInput!$B900,DataInput!I900,NA())","v":"POE10"},{"$f":"IF($E901=DataInput!$B900,DataInput!J900,NA())","v":16.697096198655199},{"$f":"IF($E901=DataInput!$B900,DataInput!K900,NA())","v":0.86616840117548799},null,null,"SA Kincraig",null,null,null,null,false,null,null,{"$error":"#N/A"},{"$error":"#N/A"},{"$error":"#N/A"},{"$error":"#N/A"},{"$error":"#N/A"},{"$error":"#N/A"},{"$error":"#N/A"},{"$error":"#N/A"},{"$error":"#N/A"},{"$error":"#N/A"}]
[null,{"$f":"IF(DataInput!B901=$B$8,IF($B$9=$B$10,TRUE,IF(DataInput!E901=$B$9,TRUE,FALSE)))","v":true},null,null,{"$f":"IF(B902=TRUE,DataInput!B901,NA())","v":"SA"},{"$f":"IF($E902=DataInput!$B901,DataInput!C901,NA())","v":"SKNC"},{"$f":"IF($E902=DataInput!$B901,DataInput!D901,NA())","v":"Kincraig"},{"$f":"IF($E902=DataInput!$B901,DataInput!E901,NA())","v":"SAPN"},{"$f":"IF($E902=DataInput!$B901,DataInput!F901,NA())","v":"Summer"},{"$f":"IF($E902=DataInput!$B901,DataInput!G901,NA())","v":"Non-Coincident"},{"$f":"IF($E902=DataInput!$B901,DataInput!H901,NA())","v":2017},{"$f":"IF($E902=DataInput!$B901,DataInput!I901,NA())","v":"POE50"},{"$f":"IF($E902=DataInput!$B901,DataInput!J901,NA())","v":20.213072887147501},{"$f":"IF($E902=DataInput!$B901,DataInput!K901,NA())","v":0.84029056705383398},null,null,"SA Kincraig",null,null,null,null,false,null,null,{"$error":"#N/A"},{"$error":"#N/A"},{"$error":"#N/A"},{"$error":"#N/A"},{"$error":"#N/A"},{"$error":"#N/A"},{"$error":"#N/A"},{"$error":"#N/A"},{"$error":"#N/A"},{"$error":"#N/A"}]
[null,{"$f":"IF(DataInput!B902=$B$8,IF($B$9=$B$10,TRUE,IF(DataInput!E902=$B$9,TRUE,FALSE)))","v":true},null,null,{"$f":"IF(B903=TRUE,DataInput!B902,NA())","v":"SA"},{"$f":"IF($E903=DataInput!$B902,DataInput!C902,NA())","v":"SKNC"},{"$f":"IF($E903=DataInput!$B902,DataInput!D902,NA())","v":"Kincraig"},{"$f":"IF($E903=DataInput!$B902,DataInput!E902,NA())","v":"SAPN"},{"$f":"IF($E903=DataInput!$B902,DataInput!F902,NA())","v":"Summer"},{"$f":"IF($E903=DataInput!$B902,DataInput!G902,NA())","v":"Non-Coincident"},{"$f":"IF($E903=DataInput!$B902,DataInput!H902,NA())","v":2018},{"$f":"IF($E903=DataInput!$B902,DataInput!I902,NA())","v":"POE50"},{"$f":"IF($E903=DataInput!$B902,DataInput!J902,NA())","v":19.880453143838199},{"$f":"IF($E903=DataInput!$B902,DataInput!K902,NA())","v":0.83216436089627099},null,null,"SA Kincraig",null,null,null,null,false,null,null,{"$error":"#N/A"},{"$error":"#N/A"},{"$error":"#N/A"},{"$error":"#N/A"},{"$error":"#N/A"},{"$error":"#N/A"},{"$error":"#N/A"},{"$error":"#N/A"},{"$error":"#N/A"},{"$error":"#N/A"}]
[null,{"$f":"IF(DataInput!B903=$B$8,IF($B$9=$B$10,TRUE,IF(DataInput!E903=$B$9,TRUE,FALSE)))","v":true},null,null,{"$f":"IF(B904=TRUE,DataInput!B903,NA())","v":"SA"},{"$f":"IF($E904=DataInput!$B903,DataInput!C903,NA())","v":"SKNC"},{"$f":"IF($E904=DataInput!$B903,DataInput!D903,NA())","v":"Kincraig"},{"$f":"IF($E904=DataInput!$B903,DataInput!E903,NA())","v":"SAPN"},{"$f":"IF($E904=DataInput!$B903,DataInput!F903,NA())","v":"Summer"},{"$f":"IF($E904=DataInput!$B903,DataInput!G903,NA())","v":"Non-Coincident"},{"$f":"IF($E904=DataInput!$B903,DataInput!H903,NA())","v":2019},{"$f":"IF($E904=DataInput!$B903,DataInput!I903,NA())","v":"POE50"},{"$f":"IF($E904=DataInput!$B903,DataInput!J903,NA())","v":19.390369193029802},{"$f":"IF($E904=DataInput!$B903,DataInput!K903,NA())","v":0.82846997683040202},null,null,"SA Kincraig",null,null,null,null,false,null,null,{"$error":"#N/A"},{"$error":"#N/A"},{"$error":"#N/A"},{"$error":"#N/A"},{"$error":"#N/A"},{"$error":"#N/A"},{"$error":"#N/A"},{"$error":"#N/A"},{"$error":"#N/A"},{"$error":"#N/A"}]
[null,{"$f":"IF(DataInput!B904=$B$8,IF($B$9=$B$10,TRUE,IF(DataInput!E904=$B$9,TRUE,FALSE)))","v":true},null,null,{"$f":"IF(B905=TRUE,DataInput!B904,NA())","v":"SA"},{"$f":"IF($E905=DataInput!$B904,DataInput!C904,NA())","v":"SKNC"},{"$f":"IF($E905=DataInput!$B904,DataInput!D904,NA())","v":"Kincraig"},{"$f":"IF($E905=DataInput!$B904,DataInput!E904,NA())","v":"SAPN"},{"$f":"IF($E905=DataInput!$B904,DataInput!F904,NA())","v":"Summer"},{"$f":"IF($E905=DataInput!$B904,DataInput!G904,NA())","v":"Non-Coincident"},{"$f":"IF($E905=DataInput!$B904,DataInput!H904,NA())","v":2020},{"$f":"IF($E905=DataInput!$B904,DataInput!I904,NA())","v":"POE50"},{"$f":"IF($E905=DataInput!$B904,DataInput!J904,NA())","v":18.690533017776101},{"$f":"IF($E905=DataInput!$B904,DataInput!K904,NA())","v":0.83029625039742305},null,null,"SA Kincraig",null,null,null,null,false,null,null,{"$error":"#N/A"},{"$error":"#N/A"},{"$error":"#N/A"},{"$error":"#N/A"},{"$error":"#N/A"},{"$error":"#N/A"},{"$error":"#N/A"},{"$error":"#N/A"},{"$error":"#N/A"},{"$error":"#N/A"}]
[null,{"$f":"IF(DataInput!B905=$B$8,IF($B$9=$B$10,TRUE,IF(DataInput!E905=$B$9,TRUE,FALSE)))","v":true},null,null,{"$f":"IF(B906=TRUE,DataInput!B905,NA())","v":"SA"},{"$f":"IF($E906=DataInput!$B905,DataInput!C905,NA())","v":"SKNC"},{"$f":"IF($E906=DataInput!$B905,DataInput!D905,NA())","v":"Kincraig"},{"$f":"IF($E906=DataInput!$B905,DataInput!E905,NA())","v":"SAPN"},{"$f":"IF($E906=DataInput!$B905,DataInput!F905,NA())","v":"Summer"},{"$f":"IF($E906=DataInput!$B905,DataInput!G905,NA())","v":"Non-Coincident"},{"$f":"IF($E906=DataInput!$B905,DataInput!H905,NA())","v":2021},{"$f":"IF($E906=DataInput!$B905,DataInput!I905,NA())","v":"POE50"},{"$f":"IF($E906=DataInput!$B905,DataInput!J905,NA())","v":18.039054206267402},{"$f":"IF($E906=DataInput!$B905,DataInput!K905,NA())","v":0.84094034056275502},null,null,"SA Kincraig",null,null,null,null,false,null,null,{"$error":"#N/A"},{"$error":"#N/A"},{"$error":"#N/A"},{"$error":"#N/A"},{"$error":"#N/A"},{"$error":"#N/A"},{"$error":"#N/A"},{"$error":"#N/A"},{"$error":"#N/A"},{"$error":"#N/A"}]
[null,{"$f":"IF(DataInput!B906=$B$8,IF($B$9=$B$10,TRUE,IF(DataInput!E906=$B$9,TRUE,FALSE)))","v":true},null,null,{"$f":"IF(B907=TRUE,DataInput!B906,NA())","v":"SA"},{"$f":"IF($E907=DataInput!$B906,DataInput!C906,NA())","v":"SKNC"},{"$f":"IF($E907=DataInput!$B906,DataInput!D906,NA())","v":"Kincraig"},{"$f":"IF($E907=DataInput!$B906,DataInput!E906,NA())","v":"SAPN"},{"$f":"IF($E907=DataInput!$B906,DataInput!F906,NA())","v":"Summer"},{"$f":"IF($E907=DataInput!$B906,DataInput!G906,NA())","v":"Non-Coincident"},{"$f":"IF($E907=DataInput!$B906,DataInput!H906,NA())","v":2022},{"$f":"IF($E907=DataInput!$B906,DataInput!I906,NA())","v":"POE50"},{"$f":"IF($E907=DataInput!$B906,DataInput!J906,NA())","v":17.2353906760749},{"$f":"IF($E907=DataInput!$B906,DataInput!K906,NA())","v":0.84104654581645999},null,null,"SA Kincraig",null,null,null,null,false,null,null,{"$error":"#N/A"},{"$error":"#N/A"},{"$error":"#N/A"},{"$error":"#N/A"},{"$error":"#N/A"},{"$error":"#N/A"},{"$error":"#N/A"},{"$error":"#N/A"},{"$error":"#N/A"},{"$error":"#N/A"}]
[null,{"$f":"IF(DataInput!B907=$B$8,IF($B$9=$B$10,TRUE,IF(DataInput!E907=$B$9,TRUE,FALSE)))","v":true},null,null,{"$f":"IF(B908=TRUE,DataInput!B907,NA())","v":"SA"},{"$f":"IF($E908=DataInput!$B907,DataInput!C907,NA())","v":"SKNC"},{"$f":"IF($E908=DataInput!$B907,DataInput!D907,NA())","v":"Kincraig"},{"$f":"IF($E908=DataInput!$B907,DataInput!E907,NA())","v":"SAPN"},{"$f":"IF($E908=DataInput!$B907,DataInput!F907,NA())","v":"Summer"},{"$f":"IF($E908=DataInput!$B907,DataInput!G907,NA())","v":"Non-Coincident"},{"$f":"IF($E908=DataInput!$B907,DataInput!H907,NA())","v":2023},{"$f":"IF($E908=DataInput!$B907,DataInput!I907,NA())","v":"POE50"},{"$f":"IF($E908=DataInput!$B907,DataInput!J907,NA())","v":16.8603738418457},{"$f":"IF($E908=DataInput!$B907,DataInput!K907,NA())","v":0.84115107698972802},null,null,{"$f":"IF(OR(ISERROR(E908),ISERROR(G908)),\"  \",E908&\" \"&G908)","v":"SA Kincraig"},null,null,null,null,{"$f":"IF(ISERROR(G908),FALSE,IF($V$9=G908,TRUE,FALSE))","v":false},null,null,{"$f":"IF($V908=TRUE,E908,NA())","v":{"$error":"#N/A"}},{"$error":"#N/A"},{"$error":"#N/A"},{"$error":"#N/A"},{"$error":"#N/A"},{"$error":"#N/A"},{"$error":"#N/A"},{"$error":"#N/A"},{"$error":"#N/A"},{"$error":"#N/A"}]
[null,{"$f":"IF(DataInput!B908=$B$8,IF($B$9=$B$10,TRUE,IF(DataInput!E908=$B$9,TRUE,FALSE)))","v":true},null,null,{"$f":"IF(B909=TRUE,DataInput!B908,NA())","v":"SA"},{"$f":"IF($E909=DataInput!$B908,DataInput!C908,NA())","v":"SKNC"},{"$f":"IF($E909=DataInput!$B908,DataInput!D908,NA())","v":"Kincraig"},{"$f":"IF($E909=DataInput!$B908,DataInput!E908,NA())","v":"SAPN"},{"$f":"IF($E909=DataInput!$B908,DataInput!F908,NA())","v":"Summer"},{"$f":"IF($E909=DataInput!$B908,DataInput!G908,NA())","v":"Non-Coincident"},{"$f":"IF($E909=DataInput!$B908,DataInput!H908,NA())","v":2024},{"$f":"IF($E909=DataInput!$B908,DataInput!I908,NA())","v":"POE50"},{"$f":"IF($E909=DataInput!$B908,DataInput!J908,NA())","v":16.506684316104},{"$f":"IF($E909=DataInput!$B908,DataInput!K908,NA())","v":0.84125727949830797},null,null,"SA Kincraig",null,null,null,null,false,null,null,{"$error":"#N/A"},{"$error":"#N/A"},{"$error":"#N/A"},{"$error":"#N/A"},{"$error":"#N/A"},{"$error":"#N/A"},{"$error":"#N/A"},{"$error":"#N/A"},{"$error":"#N/A"},{"$error":"#N/A"}]
[null,{"$f":"IF(DataInput!B909=$B$8,IF($B$9=$B$10,TRUE,IF(DataInput!E909=$B$9,TRUE,FALSE)))","v":true},null,null,{"$f":"IF(B910=TRUE,DataInput!B909,NA())","v":"SA"},{"$f":"IF($E910=DataInput!$B909,DataInput!C909,NA())","v":"SKNC"},{"$f":"IF($E910=DataInput!$B909,DataInput!D909,NA())","v":"Kincraig"},{"$f":"IF($E910=DataInput!$B909,DataInput!E909,NA())","v":"SAPN"},{"$f":"IF($E910=DataInput!$B909,DataInput!F909,NA())","v":"Summer"},{"$f":"IF($E910=DataInput!$B909,DataInput!G909,NA())","v":"Non-Coincident"},{"$f":"IF($E910=DataInput!$B909,DataInput!H909,NA())","v":2025},{"$f":"IF($E910=DataInput!$B909,DataInput!I909,NA())","v":"POE50"},{"$f":"IF($E910=DataInput!$B909,DataInput!J909,NA())","v":16.214655445793301},{"$f":"IF($E910=DataInput!$B909,DataInput!K909,NA())","v":0.84135867874023096},null,null,"SA Kincraig",null,null,null,null,false,null,null,{"$error":"#N/A"},{"$error":"#N/A"},{"$error":"#N/A"},{"$error":"#N/A"},{"$error":"#N/A"},{"$error":"#N/A"},{"$error":"#N/A"},{"$error":"#N/A"},{"$error":"#N/A"},{"$error":"#N/A"}]
[null,{"$f":"IF(DataInput!B910=$B$8,IF($B$9=$B$10,TRUE,IF(DataInput!E910=$B$9,TRUE,FALSE)))","v":true},null,null,{"$f":"IF(B911=TRUE,DataInput!B910,NA())","v":"SA"},{"$f":"IF($E911=DataInput!$B910,DataInput!C910,NA())","v":"SKNC"},{"$f":"IF($E911=DataInput!$B910,DataInput!D910,NA())","v":"Kincraig"},{"$f":"IF($E911=DataInput!$B910,DataInput!E910,NA())","v":"SAPN"},{"$f":"IF($E911=DataInput!$B910,DataInput!F910,NA())","v":"Summer"},{"$f":"IF($E911=DataInput!$B910,DataInput!G910,NA())","v":"Non-Coincident"},{"$f":"IF($E911=DataInput!$B910,DataInput!H910,NA())","v":2026},{"$f":"IF($E911=DataInput!$B910,DataInput!I910,NA())","v":"POE50"},{"$f":"IF($E911=DataInput!$B910,DataInput!J910,NA())","v":15.829930111892301},{"$f":"IF($E911=DataInput!$B910,DataInput!K910,NA())","v":0.84145233638786199},null,null,"SA Kincraig",null,null,null,null,false,null,null,{"$error":"#N/A"},{"$error":"#N/A"},{"$error":"#N/A"},{"$error":"#N/A"},{"$error":"#N/A"},{"$error":"#N/A"},{"$error":"#N/A"},{"$error":"#N/A"},{"$error":"#N/A"},{"$error":"#N/A"}]
[null,{"$f":"IF(DataInput!B911=$B$8,IF($B$9=$B$10,TRUE,IF(DataInput!E911=$B$9,TRUE,FALSE)))","v":true},null,null,{"$f":"IF(B912=TRUE,DataInput!B911,NA())","v":"SA"},{"$f":"IF($E912=DataInput!$B911,DataInput!C911,NA())","v":"SKNC"},{"$f":"IF($E912=DataInput!$B911,DataInput!D911,NA())","v":"Kincraig"},{"$f":"IF($E912=DataInput!$B911,DataInput!E911,NA())","v":"SAPN"},{"$f":"IF($E912=DataInput!$B911,DataInput!F911,NA())","v":"Winter"},{"$f":"IF($E912=DataInput!$B911,DataInput!G911,NA())","v":"Non-Coincident"},{"$f":"IF($E912=DataInput!$B911,DataInput!H911,NA())","v":2016},{"$f":"IF($E912=DataInput!$B911,DataInput!I911,NA())","v":"POE10"},{"$f":"IF($E912=DataInput!$B911,DataInput!J911,NA())","v":15.275651452607599},{"$f":"IF($E912=DataInput!$B911,DataInput!K911,NA())","v":0.98221761634186799},null,null,"SA Kincraig",null,null,null,null,false,null,null,{"$error":"#N/A"},{"$error":"#N/A"},{"$error":"#N/A"},{"$error":"#N/A"},{"$error":"#N/A"},{"$error":"#N/A"},{"$error":"#N/A"},{"$error":"#N/A"},{"$error":"#N/A"},{"$error":"#N/A"}]
[null,{"$f":"IF(DataInput!B912=$B$8,IF($B$9=$B$10,TRUE,IF(DataInput!E912=$B$9,TRUE,FALSE)))","v":true},null,null,{"$f":"IF(B913=TRUE,DataInput!B912,NA())","v":"SA"},{"$f":"IF($E913=DataInput!$B912,DataInput!C912,NA())","v":"SKNC"},{"$f":"IF($E913=DataInput!$B912,DataInput!D912,NA())","v":"Kincraig"},{"$f":"IF($E913=DataInput!$B912,DataInput!E912,NA())","v":"SAPN"},{"$f":"IF($E913=DataInput!$B912,DataInput!F912,NA())","v":"Winter"},{"$f":"IF($E913=DataInput!$B912,DataInput!G912,NA())","v":"Non-Coincident"},{"$f":"IF($E913=DataInput!$B912,DataInput!H912,NA())","v":2017},{"$f":"IF($E913=DataInput!$B912,DataInput!I912,NA())","v":"POE10"},{"$f":"IF($E913=DataInput!$B912,DataInput!J912,NA())","v":15.260825044954499},{"$f":"IF($E913=DataInput!$B912,DataInput!K912,NA())","v":0.98030851762708904},null,null,"SA Kincraig",null,null,null,null,false,null,null,{"$error":"#N/A"},{"$error":"#N/A"},{"$error":"#N/A"},{"$error":"#N/A"},{"$error":"#N/A"},{"$error":"#N/A"},{"$error":"#N/A"},{"$error":"#N/A"},{"$error":"#N/A"},{"$error":"#N/A"}]
[null,{"$f":"IF(DataInput!B913=$B$8,IF($B$9=$B$10,TRUE,IF(DataInput!E913=$B$9,TRUE,FALSE)))","v":true},null,null,{"$f":"IF(B914=TRUE,DataInput!B913,NA())","v":"SA"},{"$f":"IF($E914=DataInput!$B913,DataInput!C913,NA())","v":"SKNC"},{"$f":"IF($E914=DataInput!$B913,DataInput!D913,NA())","v":"Kincraig"},{"$f":"IF($E914=DataInput!$B913,DataInput!E913,NA())","v":"SAPN"},{"$f":"IF($E914=DataInput!$B913,DataInput!F913,NA())","v":"Winter"},{"$f":"IF($E914=DataInput!$B913,DataInput!G913,NA())","v":"Non-Coincident"},{"$f":"IF($E914=DataInput!$B913,DataInput!H913,NA())","v":2018},{"$f":"IF($E914=DataInput!$B913,DataInput!I913,NA())","v":"POE10"},{"$f":"IF($E914=DataInput!$B913,DataInput!J913,NA())","v":15.2491006587651},{"$f":"IF($E914=DataInput!$B913,DataInput!K913,NA())","v":0.98179509719982105},null,null,"SA Kincraig",null,null,null,null,false,null,null,{"$error":"#N/A"},{"$error":"#N/A"},{"$error":"#N/A"},{"$error":"#N/A"},{"$error":"#N/A"},{"$error":"#N/A"},{"$error":"#N/A"},{"$error":"#N/A"},{"$error":"#N/A"},{"$error":"#N/A"}]
[null,{"$f":"IF(DataInput!B914=$B$8,IF($B$9=$B$10,TRUE,IF(DataInput!E914=$B$9,TRUE,FALSE)))","v":true},null,null,{"$f":"IF(B915=TRUE,DataInput!B914,NA())","v":"SA"},{"$f":"IF($E915=DataInput!$B914,DataInput!C914,NA())","v":"SKNC"},{"$f":"IF($E915=DataInput!$B914,DataInput!D914,NA())","v":"Kincraig"},{"$f":"IF($E915=DataInput!$B914,DataInput!E914,NA())","v":"SAPN"},{"$f":"IF($E915=DataInput!$B914,DataInput!F914,NA())","v":"Winter"},{"$f":"IF($E915=DataInput!$B914,DataInput!G914,NA())","v":"Non-Coincident"},{"$f":"IF($E915=DataInput!$B914,DataInput!H914,NA())","v":2019},{"$f":"IF($E915=DataInput!$B914,DataInput!I914,NA())","v":"POE10"},{"$f":"IF($E915=DataInput!$B914,DataInput!J914,NA())","v":15.3359265168794},{"$f":"IF($E915=DataInput!$B914,DataInput!K914,NA())","v":0.98506139801553605},null,null,"SA Kincraig",null,null,null,null,false,null,null,{"$error":"#N/A"},{"$error":"#N/A"},{"$error":"#N/A"},{"$error":"#N/A"},{"$error":"#N/A"},{"$error":"#N/A"},{"$error":"#N/A"},{"$error":"#N/A"},{"$error":"#N/A"},{"$error":"#N/A"}]
[null,{"$f":"IF(DataInput!B915=$B$8,IF($B$9=$B$10,TRUE,IF(DataInput!E915=$B$9,TRUE,FALSE)))","v":true},null,null,{"$f":"IF(B916=TRUE,DataInput!B915,NA())","v":"SA"},{"$f":"IF($E916=DataInput!$B915,DataInput!C915,NA())","v":"SKNC"},{"$f":"IF($E916=DataInput!$B915,DataInput!D915,NA())","v":"Kincraig"},{"$f":"IF($E916=DataInput!$B915,DataInput!E915,NA())","v":"SAPN"},{"$f":"IF($E916=DataInput!$B915,DataInput!F915,NA())","v":"Winter"},{"$f":"IF($E916=DataInput!$B915,DataInput!G915,NA())","v":"Non-Coincident"},{"$f":"IF($E916=DataInput!$B915,DataInput!H915,NA())","v":2020},{"$f":"IF($E916=DataInput!$B915,DataInput!I915,NA())","v":"POE10"},{"$f":"IF($E916=DataInput!$B915,DataInput!J915,NA())","v":15.3595329176534},{"$f":"IF($E916=DataInput!$B915,DataInput!K915,NA())","v":0.98382348539698095},null,null,"SA Kincraig",null,null,null,null,false,null,null,{"$error":"#N/A"},{"$error":"#N/A"},{"$error":"#N/A"},{"$error":"#N/A"},{"$error":"#N/A"},{"$error":"#N/A"},{"$error":"#N/A"},{"$error":"#N/A"},{"$error":"#N/A"},{"$error":"#N/A"}]
[null,{"$f":"IF(DataInput!B916=$B$8,IF($B$9=$B$10,TRUE,IF(DataInput!E916=$B$9,TRUE,FALSE)))","v":true},null,null,{"$f":"IF(B917=TRUE,DataInput!B916,NA())","v":"SA"},{"$f":"IF($E917=DataInput!$B916,DataInput!C916,NA())","v":"SKNC"},{"$f":"IF($E917=DataInput!$B916,DataInput!D916,NA())","v":"Kincraig"},{"$f":"IF($E917=DataInput!$B916,DataInput!E916,NA())","v":"SAPN"},{"$f":"IF($E917=DataInput!$B916,DataInput!F916,NA())","v":"Winter"},{"$f":"IF($E917=DataInput!$B916,DataInput!G916,NA())","v":"Non-Coincident"},{"$f":"IF($E917=DataInput!$B916,DataInput!H916,NA())","v":2021},{"$f":"IF($E917=DataInput!$B916,DataInput!I916,NA())","v":"POE10"},{"$f":"IF($E917=DataInput!$B916,DataInput!J916,NA())","v":15.363975800452399},{"$f":"IF($E917=DataInput!$B916,DataInput!K916,NA())","v":0.98387638132816102},null,null,"SA Kincraig",null,null,null,null,false,null,null,{"$error":"#N/A"},{"$error":"#N/A"},{"$error":"#N/A"},{"$error":"#N/A"},{"$error":"#N/A"},{"$error":"#N/A"},{"$error":"#N/A"},{"$error":"#N/A"},{"$error":"#N/A"},{"$error":"#N/A"}]
[null,{"$f":"IF(DataInput!B917=$B$8,IF($B$9=$B$10,TRUE,IF(DataInput!E917=$B$9,TRUE,FALSE)))","v":true},null,null,{"$f":"IF(B918=TRUE,DataInput!B917,NA())","v":"SA"},{"$f":"IF($E918=DataInput!$B917,DataInput!C917,NA())","v":"SKNC"},{"$f":"IF($E918=DataInput!$B917,DataInput!D917,NA())","v":"Kincraig"},{"$f":"IF($E918=DataInput!$B917,DataInput!E917,NA())","v":"SAPN"},{"$f":"IF($E918=DataInput!$B917,DataInput!F917,NA())","v":"Winter"},{"$f":"IF($E918=DataInput!$B917,DataInput!G917,NA())","v":"Non-Coincident"},{"$f":"IF($E918=DataInput!$B917,DataInput!H917,NA())","v":2022},{"$f":"IF($E918=DataInput!$B917,DataInput!I917,NA())","v":"POE10"},{"$f":"IF($E918=DataInput!$B917,DataInput!J917,NA())","v":15.3718828817169},{"$f":"IF($E918=DataInput!$B917,DataInput!K917,NA())","v":0.98393108610970303},null,null,"SA Kincraig",null,null,null,null,false,null,null,{"$error":"#N/A"},{"$error":"#N/A"},{"$error":"#N/A"},{"$error":"#N/A"},{"$error":"#N/A"},{"$error":"#N/A"},{"$error":"#N/A"},{"$error":"#N/A"},{"$error":"#N/A"},{"$error":"#N/A"}]
[null,{"$f":"IF(DataInput!B918=$B$8,IF($B$9=$B$10,TRUE,IF(DataInput!E918=$B$9,TRUE,FALSE)))","v":true},null,null,{"$f":"IF(B919=TRUE,DataInput!B918,NA())","v":"SA"},{"$f":"IF($E919=DataInput!$B918,DataInput!C918,NA())","v":"SKNC"},{"$f":"IF($E919=DataInput!$B918,DataInput!D918,NA())","v":"Kincraig"},{"$f":"IF($E919=DataInput!$B918,DataInput!E918,NA())","v":"SAPN"},{"$f":"IF($E919=DataInput!$B918,DataInput!F918,NA())","v":"Winter"},{"$f":"IF($E919=DataInput!$B918,DataInput!G918,NA())","v":"Non-Coincident"},{"$f":"IF($E919=DataInput!$B918,DataInput!H918,NA())","v":2023},{"$f":"IF($E919=DataInput!$B918,DataInput!I918,NA())","v":"POE10"},{"$f":"IF($E919=DataInput!$B918,DataInput!J918,NA())","v":15.350570604916699},{"$f":"IF($E919=DataInput!$B918,DataInput!K918,NA())","v":0.98398745663598797},null,null,"SA Kincraig",null,null,null,null,false,null,null,{"$error":"#N/A"},{"$error":"#N/A"},{"$error":"#N/A"},{"$error":"#N/A"},{"$error":"#N/A"},{"$error":"#N/A"},{"$error":"#N/A"},{"$error":"#N/A"},{"$error":"#N/A"},{"$error":"#N/A"}]
[null,{"$f":"IF(DataInput!B919=$B$8,IF($B$9=$B$10,TRUE,IF(DataInput!E919=$B$9,TRUE,FALSE)))","v":true},null,null,{"$f":"IF(B920=TRUE,DataInput!B919,NA())","v":"SA"},{"$f":"IF($E920=DataInput!$B919,DataInput!C919,NA())","v":"SKNC"},{"$f":"IF($E920=DataInput!$B919,DataInput!D919,NA())","v":"Kincraig"},{"$f":"IF($E920=DataInput!$B919,DataInput!E919,NA())","v":"SAPN"},{"$f":"IF($E920=DataInput!$B919,DataInput!F919,NA())","v":"Winter"},{"$f":"IF($E920=DataInput!$B919,DataInput!G919,NA())","v":"Non-Coincident"},{"$f":"IF($E920=DataInput!$B919,DataInput!H919,NA())","v":2024},{"$f":"IF($E920=DataInput!$B919,DataInput!I919,NA())","v":"POE10"},{"$f":"IF($E920=DataInput!$B919,DataInput!J919,NA())","v":15.3286851228444},{"$f":"IF($E920=DataInput!$B919,DataInput!K919,NA())","v":0.98404535992346098},null,null,"SA Kincraig",null,null,null,null,false,null,null,{"$error":"#N/A"},{"$error":"#N/A"},{"$error":"#N/A"},{"$error":"#N/A"},{"$error":"#N/A"},{"$error":"#N/A"},{"$error":"#N/A"},{"$error":"#N/A"},{"$error":"#N/A"},{"$error":"#N/A"}]
[null,{"$f":"IF(DataInput!B920=$B$8,IF($B$9=$B$10,TRUE,IF(DataInput!E920=$B$9,TRUE,FALSE)))","v":true},null,null,{"$f":"IF(B921=TRUE,DataInput!B920,NA())","v":"SA"},{"$f":"IF($E921=DataInput!$B920,DataInput!C920,NA())","v":"SKNC"},{"$f":"IF($E921=DataInput!$B920,DataInput!D920,NA())","v":"Kincraig"},{"$f":"IF($E921=DataInput!$B920,DataInput!E920,NA())","v":"SAPN"},{"$f":"IF($E921=DataInput!$B920,DataInput!F920,NA())","v":"Winter"},{"$f":"IF($E921=DataInput!$B920,DataInput!G920,NA())","v":"Non-Coincident"},{"$f":"IF($E921=DataInput!$B920,DataInput!H920,NA())","v":2025},{"$f":"IF($E921=DataInput!$B920,DataInput!I920,NA())","v":"POE10"},{"$f":"IF($E921=DataInput!$B920,DataInput!J920,NA())","v":15.2569946047123},{"$f":"IF($E921=DataInput!$B920,DataInput!K920,NA())","v":0.98410467728885398},null,null,"SA Kincraig",null,null,null,null,false,null,null,{"$error":"#N/A"},{"$error":"#N/A"},{"$error":"#N/A"},{"$error":"#N/A"},{"$error":"#N/A"},{"$error":"#N/A"},{"$error":"#N/A"},{"$error":"#N/A"},{"$error":"#N/A"},{"$error":"#N/A"}]
[null,{"$f":"IF(DataInput!B921=$B$8,IF($B$9=$B$10,TRUE,IF(DataInput!E921=$B$9,TRUE,FALSE)))","v":true},null,null,{"$f":"IF(B922=TRUE,DataInput!B921,NA())","v":"SA"},{"$f":"IF($E922=DataInput!$B921,DataInput!C921,NA())","v":"SKNC"},{"$f":"IF($E922=DataInput!$B921,DataInput!D921,NA())","v":"Kincraig"},{"$f":"IF($E922=DataInput!$B921,DataInput!E921,NA())","v":"SAPN"},{"$f":"IF($E922=DataInput!$B921,DataInput!F921,NA())","v":"Winter"},{"$f":"IF($E922=DataInput!$B921,DataInput!G921,NA())","v":"Non-Coincident"},{"$f":"IF($E922=DataInput!$B921,DataInput!H921,NA())","v":2016},{"$f":"IF($E922=DataInput!$B921,DataInput!I921,NA())","v":"POE50"},{"$f":"IF($E922=DataInput!$B921,DataInput!J921,NA())","v":14.866822371148},{"$f":"IF($E922=DataInput!$B921,DataInput!K921,NA())","v":0.98494502417380603},null,null,"SA Kincraig",null,null,null,null,false,null,null,{"$error":"#N/A"},{"$error":"#N/A"},{"$error":"#N/A"},{"$error":"#N/A"},{"$error":"#N/A"},{"$error":"#N/A"},{"$error":"#N/A"},{"$error":"#N/A"},{"$error":"#N/A"},{"$error":"#N/A"}]
[null,{"$f":"IF(DataInput!B922=$B$8,IF($B$9=$B$10,TRUE,IF(DataInput!E922=$B$9,TRUE,FALSE)))","v":true},null,null,{"$f":"IF(B923=TRUE,DataInput!B922,NA())","v":"SA"},{"$f":"IF($E923=DataInput!$B922,DataInput!C922,NA())","v":"SKNC"},{"$f":"IF($E923=DataInput!$B922,DataInput!D922,NA())","v":"Kincraig"},{"$f":"IF($E923=DataInput!$B922,DataInput!E922,NA())","v":"SAPN"},{"$f":"IF($E923=DataInput!$B922,DataInput!F922,NA())","v":"Winter"},{"$f":"IF($E923=DataInput!$B922,DataInput!G922,NA())","v":"Non-Coincident"},{"$f":"IF($E923=DataInput!$B922,DataInput!H922,NA())","v":2017},{"$f":"IF($E923=DataInput!$B922,DataInput!I922,NA())","v":"POE50"},{"$f":"IF($E923=DataInput!$B922,DataInput!J922,NA())","v":14.8499134520036},{"$f":"IF($E923=DataInput!$B922,DataInput!K922,NA())","v":0.98257587384520295},null,null,"SA Kincraig",null,null,null,null,false,null,null,{"$error":"#N/A"},{"$error":"#N/A"},{"$error":"#N/A"},{"$error":"#N/A"},{"$error":"#N/A"},{"$error":"#N/A"},{"$error":"#N/A"},{"$error":"#N/A"},{"$error":"#N/A"},{"$error":"#N/A"}]
[null,{"$f":"IF(DataInput!B923=$B$8,IF($B$9=$B$10,TRUE,IF(DataInput!E923=$B$9,TRUE,FALSE)))","v":true},null,null,{"$f":"IF(B924=TRUE,DataInput!B923,NA())","v":"SA"},{"$f":"IF($E924=DataInput!$B923,DataInput!C923,NA())","v":"SKNC"},{"$f":"IF($E924=DataInput!$B923,DataInput!D923,NA())","v":"Kincraig"},{"$f":"IF($E924=DataInput!$B923,DataInput!E923,NA())","v":"SAPN"},{"$f":"IF($E924=DataInput!$B923,DataInput!F923,NA())","v":"Winter"},{"$f":"IF($E924=DataInput!$B923,DataInput!G923,NA())","v":"Non-Coincident"},{"$f":"IF($E924=DataInput!$B923,DataInput!H923,NA())","v":2018},{"$f":"IF($E924=DataInput!$B923,DataInput!I923,NA())","v":"POE50"},{"$f":"IF($E924=DataInput!$B923,DataInput!J923,NA())","v":14.8386088668751},{"$f":"IF($E924=DataInput!$B923,DataInput!K923,NA())","v":0.984416940184897},null,null,"SA Kincraig",null,null,null,null,false,null,null,{"$error":"#N/A"},{"$error":"#N/A"},{"$error":"#N/A"},{"$error":"#N/A"},{"$error":"#N/A"},{"$error":"#N/A"},{"$error":"#N/A"},{"$error":"#N/A"},{"$error":"#N/A"},{"$error":"#N/A"}]
[null,{"$f":"IF(DataInput!B924=$B$8,IF($B$9=$B$10,TRUE,IF(DataInput!E924=$B$9,TRUE,FALSE)))","v":true},null,null,{"$f":"IF(B925=TRUE,DataInput!B924,NA())","v":"SA"},{"$f":"IF($E925=DataInput!$B924,DataInput!C924,NA())","v":"SKNC"},{"$f":"IF($E925=DataInput!$B924,DataInput!D924,NA())","v":"Kincraig"},{"$f":"IF($E925=DataInput!$B924,DataInput!E924,NA())","v":"SAPN"},{"$f":"IF($E925=DataInput!$B924,DataInput!F924,NA())","v":"Winter"},{"$f":"IF($E925=DataInput!$B924,DataInput!G924,NA())","v":"Non-Coincident"},{"$f":"IF($E925=DataInput!$B924,DataInput!H924,NA())","v":2019},{"$f":"IF($E925=DataInput!$B924,DataInput!I924,NA())","v":"POE50"},{"$f":"IF($E925=DataInput!$B924,DataInput!J924,NA())","v":14.9430338043544},{"$f":"IF($E925=DataInput!$B924,DataInput!K924,NA())","v":0.98824510102543195},null,null,"SA Kincraig",null,null,null,null,false,null,null,{"$error":"#N/A"},{"$error":"#N/A"},{"$error":"#N/A"},{"$error":"#N/A"},{"$error":"#N/A"},{"$error":"#N/A"},{"$error":"#N/A"},{"$error":"#N/A"},{"$error":"#N/A"},{"$error":"#N/A"}]
[null,{"$f":"IF(DataInput!B925=$B$8,IF($B$9=$B$10,TRUE,IF(DataInput!E925=$B$9,TRUE,FALSE)))","v":true},null,null,{"$f":"IF(B926=TRUE,DataInput!B925,NA())","v":"SA"},{"$f":"IF($E926=DataInput!$B925,DataInput!C925,NA())","v":"SKNC"},{"$f":"IF($E926=DataInput!$B925,DataInput!D925,NA())","v":"Kincraig"},{"$f":"IF($E926=DataInput!$B925,DataInput!E925,NA())","v":"SAPN"},{"$f":"IF($E926=DataInput!$B925,DataInput!F925,NA())","v":"Winter"},{"$f":"IF($E926=DataInput!$B925,DataInput!G925,NA())","v":"Non-Coincident"},{"$f":"IF($E926=DataInput!$B925,DataInput!H925,NA())","v":2020},{"$f":"IF($E926=DataInput!$B925,DataInput!I925,NA())","v":"POE50"},{"$f":"IF($E926=DataInput!$B925,DataInput!J925,NA())","v":15.003417627822801},{"$f":"IF($E926=DataInput!$B925,DataInput!K925,NA())","v":0.98662217073152902},null,null,"SA Kincraig",null,null,null,null,false,null,null,{"$error":"#N/A"},{"$error":"#N/A"},{"$error":"#N/A"},{"$error":"#N/A"},{"$error":"#N/A"},{"$error":"#N/A"},{"$error":"#N/A"},{"$error":"#N/A"},{"$error":"#N/A"},{"$error":"#N/A"}]
[null,{"$f":"IF(DataInput!B926=$B$8,IF($B$9=$B$10,TRUE,IF(DataInput!E926=$B$9,TRUE,FALSE)))","v":true},null,null,{"$f":"IF(B927=TRUE,DataInput!B926,NA())","v":"SA"},{"$f":"IF($E927=DataInput!$B926,DataInput!C926,NA())","v":"SKNC"},{"$f":"IF($E927=DataInput!$B926,DataInput!D926,NA())","v":"Kincraig"},{"$f":"IF($E927=DataInput!$B926,DataInput!E926,NA())","v":"SAPN"},{"$f":"IF($E927=DataInput!$B926,DataInput!F926,NA())","v":"Winter"},{"$f":"IF($E927=DataInput!$B926,DataInput!G926,NA())","v":"Non-Coincident"},{"$f":"IF($E927=DataInput!$B926,DataInput!H926,NA())","v":2021},{"$f":"IF($E927=DataInput!$B926,DataInput!I926,NA())","v":"POE50"},{"$f":"IF($E927=DataInput!$B926,DataInput!J926,NA())","v":15.002315751700101},{"$f":"IF($E927=DataInput!$B926,DataInput!K926,NA())","v":0.98667868670380898},null,null,"SA Kincraig",null,null,null,null,false,null,null,{"$error":"#N/A"},{"$error":"#N/A"},{"$error":"#N/A"},{"$error":"#N/A"},{"$error":"#N/A"},{"$error":"#N/A"},{"$error":"#N/A"},{"$error":"#N/A"},{"$error":"#N/A"},{"$error":"#N/A"}]
[null,{"$f":"IF(DataInput!B927=$B$8,IF($B$9=$B$10,TRUE,IF(DataInput!E927=$B$9,TRUE,FALSE)))","v":true},null,null,{"$f":"IF(B928=TRUE,DataInput!B927,NA())","v":"SA"},{"$f":"IF($E928=DataInput!$B927,DataInput!C927,NA())","v":"SKNC"},{"$f":"IF($E928=DataInput!$B927,DataInput!D927,NA())","v":"Kincraig"},{"$f":"IF($E928=DataInput!$B927,DataInput!E927,NA())","v":"SAPN"},{"$f":"IF($E928=DataInput!$B927,DataInput!F927,NA())","v":"Winter"},{"$f":"IF($E928=DataInput!$B927,DataInput!G927,NA())","v":"Non-Coincident"},{"$f":"IF($E928=DataInput!$B927,DataInput!H927,NA())","v":2022},{"$f":"IF($E928=DataInput!$B927,DataInput!I927,NA())","v":"POE50"},{"$f":"IF($E928=DataInput!$B927,DataInput!J927,NA())","v":14.983130686340401},{"$f":"IF($E928=DataInput!$B927,DataInput!K927,NA())","v":0.98673728902459401},null,null,"SA Kincraig",null,null,null,null,false,null,null,{"$error":"#N/A"},{"$error":"#N/A"},{"$error":"#N/A"},{"$error":"#N/A"},{"$error":"#N/A"},{"$error":"#N/A"},{"$error":"#N/A"},{"$error":"#N/A"},{"$error":"#N/A"},{"$error":"#N/A"}]
[null,{"$f":"IF(DataInput!B928=$B$8,IF($B$9=$B$10,TRUE,IF(DataInput!E928=$B$9,TRUE,FALSE)))","v":true},null,null,{"$f":"IF(B929=TRUE,DataInput!B928,NA())","v":"SA"},{"$f":"IF($E929=DataInput!$B928,DataInput!C928,NA())","v":"SKNC"},{"$f":"IF($E929=DataInput!$B928,DataInput!D928,NA())","v":"Kincraig"},{"$f":"IF($E929=DataInput!$B928,DataInput!E928,NA())","v":"SAPN"},{"$f":"IF($E929=DataInput!$B928,DataInput!F928,NA())","v":"Winter"},{"$f":"IF($E929=DataInput!$B928,DataInput!G928,NA())","v":"Non-Coincident"},{"$f":"IF($E929=DataInput!$B928,DataInput!H928,NA())","v":2023},{"$f":"IF($E929=DataInput!$B928,DataInput!I928,NA())","v":"POE50"},{"$f":"IF($E929=DataInput!$B928,DataInput!J928,NA())","v":14.946363819656099},{"$f":"IF($E929=DataInput!$B928,DataInput!K928,NA())","v":0.98679783258799803},null,null,"SA Kincraig",null,null,null,null,false,null,null,{"$error":"#N/A"},{"$error":"#N/A"},{"$error":"#N/A"},{"$error":"#N/A"},{"$error":"#N/A"},{"$error":"#N/A"},{"$error":"#N/A"},{"$error":"#N/A"},{"$error":"#N/A"},{"$error":"#N/A"}]
[null,{"$f":"IF(DataInput!B929=$B$8,IF($B$9=$B$10,TRUE,IF(DataInput!E929=$B$9,TRUE,FALSE)))","v":true},null,null,{"$f":"IF(B930=TRUE,DataInput!B929,NA())","v":"SA"},{"$f":"IF($E930=DataInput!$B929,DataInput!C929,NA())","v":"SKNC"},{"$f":"IF($E930=DataInput!$B929,DataInput!D929,NA())","v":"Kincraig"},{"$f":"IF($E930=DataInput!$B929,DataInput!E929,NA())","v":"SAPN"},{"$f":"IF($E930=DataInput!$B929,DataInput!F929,NA())","v":"Winter"},{"$f":"IF($E930=DataInput!$B929,DataInput!G929,NA())","v":"Non-Coincident"},{"$f":"IF($E930=DataInput!$B929,DataInput!H929,NA())","v":2024},{"$f":"IF($E930=DataInput!$B929,DataInput!I929,NA())","v":"POE50"},{"$f":"IF($E930=DataInput!$B929,DataInput!J929,NA())","v":14.921859586913399},{"$f":"IF($E930=DataInput!$B929,DataInput!K929,NA())","v":0.98686017951430705},null,null,"SA Kincraig",null,null,null,null,false,null,null,{"$error":"#N/A"},{"$error":"#N/A"},{"$error":"#N/A"},{"$error":"#N/A"},{"$error":"#N/A"},{"$error":"#N/A"},{"$error":"#N/A"},{"$error":"#N/A"},{"$error":"#N/A"},{"$error":"#N/A"}]
[null,{"$f":"IF(DataInput!B930=$B$8,IF($B$9=$B$10,TRUE,IF(DataInput!E930=$B$9,TRUE,FALSE)))","v":true},null,null,{"$f":"IF(B931=TRUE,DataInput!B930,NA())","v":"SA"},{"$f":"IF($E931=DataInput!$B930,DataInput!C930,NA())","v":"SKNC"},{"$f":"IF($E931=DataInput!$B930,DataInput!D930,NA())","v":"Kincraig"},{"$f":"IF($E931=DataInput!$B930,DataInput!E930,NA())","v":"SAPN"},{"$f":"IF($E931=DataInput!$B930,DataInput!F930,NA())","v":"Winter"},{"$f":"IF($E931=DataInput!$B930,DataInput!G930,NA())","v":"Non-Coincident"},{"$f":"IF($E931=DataInput!$B930,DataInput!H930,NA())","v":2025},{"$f":"IF($E931=DataInput!$B930,DataInput!I930,NA())","v":"POE50"},{"$f":"IF($E931=DataInput!$B930,DataInput!J930,NA())","v":14.875146435654701},{"$f":"IF($E931=DataInput!$B930,DataInput!K930,NA())","v":0.98692420440981898},null,null,"SA Kincraig",null,null,null,null,false,null,null,{"$error":"#N/A"},{"$error":"#N/A"},{"$error":"#N/A"},{"$error":"#N/A"},{"$error":"#N/A"},{"$error":"#N/A"},{"$error":"#N/A"},{"$error":"#N/A"},{"$error":"#N/A"},{"$error":"#N/A"}]
[null,{"$f":"IF(DataInput!B931=$B$8,IF($B$9=$B$10,TRUE,IF(DataInput!E931=$B$9,TRUE,FALSE)))","v":true},null,null,{"$f":"IF(B932=TRUE,DataInput!B931,NA())","v":"SA"},{"$f":"IF($E932=DataInput!$B931,DataInput!C931,NA())","v":"SLCC"},{"$f":"IF($E932=DataInput!$B931,DataInput!D931,NA())","v":"Leigh Creek"},{"$f":"IF($E932=DataInput!$B931,DataInput!E931,NA())","v":"ENet"},{"$f":"IF($E932=DataInput!$B931,DataInput!F931,NA())","v":"Summer"},{"$f":"IF($E932=DataInput!$B931,DataInput!G931,NA())","v":"Non-Coincident"},{"$f":"IF($E932=DataInput!$B931,DataInput!H931,NA())","v":2017},{"$f":"IF($E932=DataInput!$B931,DataInput!I931,NA())","v":"POE10"},{"$f":"IF($E932=DataInput!$B931,DataInput!J931,NA())","v":"NA"},{"$f":"IF($E932=DataInput!$B931,DataInput!K931,NA())","v":"NA"},null,null,"SA Leigh Creek",null,null,null,null,false,null,null,{"$error":"#N/A"},{"$error":"#N/A"},{"$error":"#N/A"},{"$error":"#N/A"},{"$error":"#N/A"},{"$error":"#N/A"},{"$error":"#N/A"},{"$error":"#N/A"},{"$error":"#N/A"},{"$error":"#N/A"}]
[null,{"$f":"IF(DataInput!B932=$B$8,IF($B$9=$B$10,TRUE,IF(DataInput!E932=$B$9,TRUE,FALSE)))","v":true},null,null,{"$f":"IF(B933=TRUE,DataInput!B932,NA())","v":"SA"},{"$f":"IF($E933=DataInput!$B932,DataInput!C932,NA())","v":"SLCC"},{"$f":"IF($E933=DataInput!$B932,DataInput!D932,NA())","v":"Leigh Creek"},{"$f":"IF($E933=DataInput!$B932,DataInput!E932,NA())","v":"ENet"},{"$f":"IF($E933=DataInput!$B932,DataInput!F932,NA())","v":"Summer"},{"$f":"IF($E933=DataInput!$B932,DataInput!G932,NA())","v":"Non-Coincident"},{"$f":"IF($E933=DataInput!$B932,DataInput!H932,NA())","v":2018},{"$f":"IF($E933=DataInput!$B932,DataInput!I932,NA())","v":"POE10"},{"$f":"IF($E933=DataInput!$B932,DataInput!J932,NA())","v":"NA"},{"$f":"IF($E933=DataInput!$B932,DataInput!K932,NA())","v":"NA"},null,null,"SA Leigh Creek",null,null,null,null,false,null,null,{"$error":"#N/A"},{"$error":"#N/A"},{"$error":"#N/A"},{"$error":"#N/A"},{"$error":"#N/A"},{"$error":"#N/A"},{"$error":"#N/A"},{"$error":"#N/A"},{"$error":"#N/A"},{"$error":"#N/A"}]
[null,{"$f":"IF(DataInput!B933=$B$8,IF($B$9=$B$10,TRUE,IF(DataInput!E933=$B$9,TRUE,FALSE)))","v":true},null,null,{"$f":"IF(B934=TRUE,DataInput!B933,NA())","v":"SA"},{"$f":"IF($E934=DataInput!$B933,DataInput!C933,NA())","v":"SLCC"},{"$f":"IF($E934=DataInput!$B933,DataInput!D933,NA())","v":"Leigh Creek"},{"$f":"IF($E934=DataInput!$B933,DataInput!E933,NA())","v":"ENet"},{"$f":"IF($E934=DataInput!$B933,DataInput!F933,NA())","v":"Summer"},{"$f":"IF($E934=DataInput!$B933,DataInput!G933,NA())","v":"Non-Coincident"},{"$f":"IF($E934=DataInput!$B933,DataInput!H933,NA())","v":2019},{"$f":"IF($E934=DataInput!$B933,DataInput!I933,NA())","v":"POE10"},{"$f":"IF($E934=DataInput!$B933,DataInput!J933,NA())","v":"NA"},{"$f":"IF($E934=DataInput!$B933,DataInput!K933,NA())","v":"NA"},null,null,"SA Leigh Creek",null,null,null,null,false,null,null,{"$error":"#N/A"},{"$error":"#N/A"},{"$error":"#N/A"},{"$error":"#N/A"},{"$error":"#N/A"},{"$error":"#N/A"},{"$error":"#N/A"},{"$error":"#N/A"},{"$error":"#N/A"},{"$error":"#N/A"}]
[null,{"$f":"IF(DataInput!B934=$B$8,IF($B$9=$B$10,TRUE,IF(DataInput!E934=$B$9,TRUE,FALSE)))","v":true},null,null,{"$f":"IF(B935=TRUE,DataInput!B934,NA())","v":"SA"},{"$f":"IF($E935=DataInput!$B934,DataInput!C934,NA())","v":"SLCC"},{"$f":"IF($E935=DataInput!$B934,DataInput!D934,NA())","v":"Leigh Creek"},{"$f":"IF($E935=DataInput!$B934,DataInput!E934,NA())","v":"ENet"},{"$f":"IF($E935=DataInput!$B934,DataInput!F934,NA())","v":"Summer"},{"$f":"IF($E935=DataInput!$B934,DataInput!G934,NA())","v":"Non-Coincident"},{"$f":"IF($E935=DataInput!$B934,DataInput!H934,NA())","v":2020},{"$f":"IF($E935=DataInput!$B934,DataInput!I934,NA())","v":"POE10"},{"$f":"IF($E935=DataInput!$B934,DataInput!J934,NA())","v":"NA"},{"$f":"IF($E935=DataInput!$B934,DataInput!K934,NA())","v":"NA"},null,null,"SA Leigh Creek",null,null,null,null,false,null,null,{"$error":"#N/A"},{"$error":"#N/A"},{"$error":"#N/A"},{"$error":"#N/A"},{"$error":"#N/A"},{"$error":"#N/A"},{"$error":"#N/A"},{"$error":"#N/A"},{"$error":"#N/A"},{"$error":"#N/A"}]
[null,{"$f":"IF(DataInput!B935=$B$8,IF($B$9=$B$10,TRUE,IF(DataInput!E935=$B$9,TRUE,FALSE)))","v":true},null,null,{"$f":"IF(B936=TRUE,DataInput!B935,NA())","v":"SA"},{"$f":"IF($E936=DataInput!$B935,DataInput!C935,NA())","v":"SLCC"},{"$f":"IF($E936=DataInput!$B935,DataInput!D935,NA())","v":"Leigh Creek"},{"$f":"IF($E936=DataInput!$B935,DataInput!E935,NA())","v":"ENet"},{"$f":"IF($E936=DataInput!$B935,DataInput!F935,NA())","v":"Summer"},{"$f":"IF($E936=DataInput!$B935,DataInput!G935,NA())","v":"Non-Coincident"},{"$f":"IF($E936=DataInput!$B935,DataInput!H935,NA())","v":2021},{"$f":"IF($E936=DataInput!$B935,DataInput!I935,NA())","v":"POE10"},{"$f":"IF($E936=DataInput!$B935,DataInput!J935,NA())","v":"NA"},{"$f":"IF($E936=DataInput!$B935,DataInput!K935,NA())","v":"NA"},null,null,"SA Leigh Creek",null,null,null,null,false,null,null,{"$error":"#N/A"},{"$error":"#N/A"},{"$error":"#N/A"},{"$error":"#N/A"},{"$error":"#N/A"},{"$error":"#N/A"},{"$error":"#N/A"},{"$error":"#N/A"},{"$error":"#N/A"},{"$error":"#N/A"}]
[null,{"$f":"IF(DataInput!B936=$B$8,IF($B$9=$B$10,TRUE,IF(DataInput!E936=$B$9,TRUE,FALSE)))","v":true},null,null,{"$f":"IF(B937=TRUE,DataInput!B936,NA())","v":"SA"},{"$f":"IF($E937=DataInput!$B936,DataInput!C936,NA())","v":"SLCC"},{"$f":"IF($E937=DataInput!$B936,DataInput!D936,NA())","v":"Leigh Creek"},{"$f":"IF($E937=DataInput!$B936,DataInput!E936,NA())","v":"ENet"},{"$f":"IF($E937=DataInput!$B936,DataInput!F936,NA())","v":"Summer"},{"$f":"IF($E937=DataInput!$B936,DataInput!G936,NA())","v":"Non-Coincident"},{"$f":"IF($E937=DataInput!$B936,DataInput!H936,NA())","v":2022},{"$f":"IF($E937=DataInput!$B936,DataInput!I936,NA())","v":"POE10"},{"$f":"IF($E937=DataInput!$B936,DataInput!J936,NA())","v":"NA"},{"$f":"IF($E937=DataInput!$B936,DataInput!K936,NA())","v":"NA"},null,null,"SA Leigh Creek",null,null,null,null,false,null,null,{"$error":"#N/A"},{"$error":"#N/A"},{"$error":"#N/A"},{"$error":"#N/A"},{"$error":"#N/A"},{"$error":"#N/A"},{"$error":"#N/A"},{"$error":"#N/A"},{"$error":"#N/A"},{"$error":"#N/A"}]
[null,{"$f":"IF(DataInput!B937=$B$8,IF($B$9=$B$10,TRUE,IF(DataInput!E937=$B$9,TRUE,FALSE)))","v":true},null,null,{"$f":"IF(B938=TRUE,DataInput!B937,NA())","v":"SA"},{"$f":"IF($E938=DataInput!$B937,DataInput!C937,NA())","v":"SLCC"},{"$f":"IF($E938=DataInput!$B937,DataInput!D937,NA())","v":"Leigh Creek"},{"$f":"IF($E938=DataInput!$B937,DataInput!E937,NA())","v":"ENet"},{"$f":"IF($E938=DataInput!$B937,DataInput!F937,NA())","v":"Summer"},{"$f":"IF($E938=DataInput!$B937,DataInput!G937,NA())","v":"Non-Coincident"},{"$f":"IF($E938=DataInput!$B937,DataInput!H937,NA())","v":2023},{"$f":"IF($E938=DataInput!$B937,DataInput!I937,NA())","v":"POE10"},{"$f":"IF($E938=DataInput!$B937,DataInput!J937,NA())","v":"NA"},{"$f":"IF($E938=DataInput!$B937,DataInput!K937,NA())","v":"NA"},null,null,"SA Leigh Creek",null,null,null,null,false,null,null,{"$error":"#N/A"},{"$error":"#N/A"},{"$error":"#N/A"},{"$error":"#N/A"},{"$error":"#N/A"},{"$error":"#N/A"},{"$error":"#N/A"},{"$error":"#N/A"},{"$error":"#N/A"},{"$error":"#N/A"}]
[null,{"$f":"IF(DataInput!B938=$B$8,IF($B$9=$B$10,TRUE,IF(DataInput!E938=$B$9,TRUE,FALSE)))","v":true},null,null,{"$f":"IF(B939=TRUE,DataInput!B938,NA())","v":"SA"},{"$f":"IF($E939=DataInput!$B938,DataInput!C938,NA())","v":"SLCC"},{"$f":"IF($E939=DataInput!$B938,DataInput!D938,NA())","v":"Leigh Creek"},{"$f":"IF($E939=DataInput!$B938,DataInput!E938,NA())","v":"ENet"},{"$f":"IF($E939=DataInput!$B938,DataInput!F938,NA())","v":"Summer"},{"$f":"IF($E939=DataInput!$B938,DataInput!G938,NA())","v":"Non-Coincident"},{"$f":"IF($E939=DataInput!$B938,DataInput!H938,NA())","v":2024},{"$f":"IF($E939=DataInput!$B938,DataInput!I938,NA())","v":"POE10"},{"$f":"IF($E939=DataInput!$B938,DataInput!J938,NA())","v":"NA"},{"$f":"IF($E939=DataInput!$B938,DataInput!K938,NA())","v":"NA"},null,null,"SA Leigh Creek",null,null,null,null,false,null,null,{"$error":"#N/A"},{"$error":"#N/A"},{"$error":"#N/A"},{"$error":"#N/A"},{"$error":"#N/A"},{"$error":"#N/A"},{"$error":"#N/A"},{"$error":"#N/A"},{"$error":"#N/A"},{"$error":"#N/A"}]
[null,{"$f":"IF(DataInput!B939=$B$8,IF($B$9=$B$10,TRUE,IF(DataInput!E939=$B$9,TRUE,FALSE)))","v":true},null,null,{"$f":"IF(B940=TRUE,DataInput!B939,NA())","v":"SA"},{"$f":"IF($E940=DataInput!$B939,DataInput!C939,NA())","v":"SLCC"},{"$f":"IF($E940=DataInput!$B939,DataInput!D939,NA())","v":"Leigh Creek"},{"$f":"IF($E940=DataInput!$B939,DataInput!E939,NA())","v":"ENet"},{"$f":"IF($E940=DataInput!$B939,DataInput!F939,NA())","v":"Summer"},{"$f":"IF($E940=DataInput!$B939,DataInput!G939,NA())","v":"Non-Coincident"},{"$f":"IF($E940=DataInput!$B939,DataInput!H939,NA())","v":2025},{"$f":"IF($E940=DataInput!$B939,DataInput!I939,NA())","v":"POE10"},{"$f":"IF($E940=DataInput!$B939,DataInput!J939,NA())","v":"NA"},{"$f":"IF($E940=DataInput!$B939,DataInput!K939,NA())","v":"NA"},null,null,"SA Leigh Creek",null,null,null,null,false,null,null,{"$error":"#N/A"},{"$error":"#N/A"},{"$error":"#N/A"},{"$error":"#N/A"},{"$error":"#N/A"},{"$error":"#N/A"},{"$error":"#N/A"},{"$error":"#N/A"},{"$error":"#N/A"},{"$error":"#N/A"}]
[null,{"$f":"IF(DataInput!B940=$B$8,IF($B$9=$B$10,TRUE,IF(DataInput!E940=$B$9,TRUE,FALSE)))","v":true},null,null,{"$f":"IF(B941=TRUE,DataInput!B940,NA())","v":"SA"},{"$f":"IF($E941=DataInput!$B940,DataInput!C940,NA())","v":"SLCC"},{"$f":"IF($E941=DataInput!$B940,DataInput!D940,NA())","v":"Leigh Creek"},{"$f":"IF($E941=DataInput!$B940,DataInput!E940,NA())","v":"ENet"},{"$f":"IF($E941=DataInput!$B940,DataInput!F940,NA())","v":"Summer"},{"$f":"IF($E941=DataInput!$B940,DataInput!G940,NA())","v":"Non-Coincident"},{"$f":"IF($E941=DataInput!$B940,DataInput!H940,NA())","v":2026},{"$f":"IF($E941=DataInput!$B940,DataInput!I940,NA())","v":"POE10"},{"$f":"IF($E941=DataInput!$B940,DataInput!J940,NA())","v":"NA"},{"$f":"IF($E941=DataInput!$B940,DataInput!K940,NA())","v":"NA"},null,null,"SA Leigh Creek",null,null,null,null,false,null,null,{"$error":"#N/A"},{"$error":"#N/A"},{"$error":"#N/A"},{"$error":"#N/A"},{"$error":"#N/A"},{"$error":"#N/A"},{"$error":"#N/A"},{"$error":"#N/A"},{"$error":"#N/A"},{"$error":"#N/A"}]
[null,{"$f":"IF(DataInput!B941=$B$8,IF($B$9=$B$10,TRUE,IF(DataInput!E941=$B$9,TRUE,FALSE)))","v":true},null,null,{"$f":"IF(B942=TRUE,DataInput!B941,NA())","v":"SA"},{"$f":"IF($E942=DataInput!$B941,DataInput!C941,NA())","v":"SLCC"},{"$f":"IF($E942=DataInput!$B941,DataInput!D941,NA())","v":"Leigh Creek"},{"$f":"IF($E942=DataInput!$B941,DataInput!E941,NA())","v":"ENet"},{"$f":"IF($E942=DataInput!$B941,DataInput!F941,NA())","v":"Summer"},{"$f":"IF($E942=DataInput!$B941,DataInput!G941,NA())","v":"Non-Coincident"},{"$f":"IF($E942=DataInput!$B941,DataInput!H941,NA())","v":2017},{"$f":"IF($E942=DataInput!$B941,DataInput!I941,NA())","v":"POE50"},{"$f":"IF($E942=DataInput!$B941,DataInput!J941,NA())","v":"NA"},{"$f":"IF($E942=DataInput!$B941,DataInput!K941,NA())","v":"NA"},null,null,"SA Leigh Creek",null,null,null,null,false,null,null,{"$error":"#N/A"},{"$error":"#N/A"},{"$error":"#N/A"},{"$error":"#N/A"},{"$error":"#N/A"},{"$error":"#N/A"},{"$error":"#N/A"},{"$error":"#N/A"},{"$error":"#N/A"},{"$error":"#N/A"}]
[null,{"$f":"IF(DataInput!B942=$B$8,IF($B$9=$B$10,TRUE,IF(DataInput!E942=$B$9,TRUE,FALSE)))","v":true},null,null,{"$f":"IF(B943=TRUE,DataInput!B942,NA())","v":"SA"},{"$f":"IF($E943=DataInput!$B942,DataInput!C942,NA())","v":"SLCC"},{"$f":"IF($E943=DataInput!$B942,DataInput!D942,NA())","v":"Leigh Creek"},{"$f":"IF($E943=DataInput!$B942,DataInput!E942,NA())","v":"ENet"},{"$f":"IF($E943=DataInput!$B942,DataInput!F942,NA())","v":"Summer"},{"$f":"IF($E943=DataInput!$B942,DataInput!G942,NA())","v":"Non-Coincident"},{"$f":"IF($E943=DataInput!$B942,DataInput!H942,NA())","v":2018},{"$f":"IF($E943=DataInput!$B942,DataInput!I942,NA())","v":"POE50"},{"$f":"IF($E943=DataInput!$B942,DataInput!J942,NA())","v":"NA"},{"$f":"IF($E943=DataInput!$B942,DataInput!K942,NA())","v":"NA"},null,null,"SA Leigh Creek",null,null,null,null,false,null,null,{"$error":"#N/A"},{"$error":"#N/A"},{"$error":"#N/A"},{"$error":"#N/A"},{"$error":"#N/A"},{"$error":"#N/A"},{"$error":"#N/A"},{"$error":"#N/A"},{"$error":"#N/A"},{"$error":"#N/A"}]
[null,{"$f":"IF(DataInput!B943=$B$8,IF($B$9=$B$10,TRUE,IF(DataInput!E943=$B$9,TRUE,FALSE)))","v":true},null,null,{"$f":"IF(B944=TRUE,DataInput!B943,NA())","v":"SA"},{"$f":"IF($E944=DataInput!$B943,DataInput!C943,NA())","v":"SLCC"},{"$f":"IF($E944=DataInput!$B943,DataInput!D943,NA())","v":"Leigh Creek"},{"$f":"IF($E944=DataInput!$B943,DataInput!E943,NA())","v":"ENet"},{"$f":"IF($E944=DataInput!$B943,DataInput!F943,NA())","v":"Summer"},{"$f":"IF($E944=DataInput!$B943,DataInput!G943,NA())","v":"Non-Coincident"},{"$f":"IF($E944=DataInput!$B943,DataInput!H943,NA())","v":2019},{"$f":"IF($E944=DataInput!$B943,DataInput!I943,NA())","v":"POE50"},{"$f":"IF($E944=DataInput!$B943,DataInput!J943,NA())","v":"NA"},{"$f":"IF($E944=DataInput!$B943,DataInput!K943,NA())","v":"NA"},null,null,"SA Leigh Creek",null,null,null,null,false,null,null,{"$error":"#N/A"},{"$error":"#N/A"},{"$error":"#N/A"},{"$error":"#N/A"},{"$error":"#N/A"},{"$error":"#N/A"},{"$error":"#N/A"},{"$error":"#N/A"},{"$error":"#N/A"},{"$error":"#N/A"}]
[null,{"$f":"IF(DataInput!B944=$B$8,IF($B$9=$B$10,TRUE,IF(DataInput!E944=$B$9,TRUE,FALSE)))","v":true},null,null,{"$f":"IF(B945=TRUE,DataInput!B944,NA())","v":"SA"},{"$f":"IF($E945=DataInput!$B944,DataInput!C944,NA())","v":"SLCC"},{"$f":"IF($E945=DataInput!$B944,DataInput!D944,NA())","v":"Leigh Creek"},{"$f":"IF($E945=DataInput!$B944,DataInput!E944,NA())","v":"ENet"},{"$f":"IF($E945=DataInput!$B944,DataInput!F944,NA())","v":"Summer"},{"$f":"IF($E945=DataInput!$B944,DataInput!G944,NA())","v":"Non-Coincident"},{"$f":"IF($E945=DataInput!$B944,DataInput!H944,NA())","v":2020},{"$f":"IF($E945=DataInput!$B944,DataInput!I944,NA())","v":"POE50"},{"$f":"IF($E945=DataInput!$B944,DataInput!J944,NA())","v":"NA"},{"$f":"IF($E945=DataInput!$B944,DataInput!K944,NA())","v":"NA"},null,null,"SA Leigh Creek",null,null,null,null,false,null,null,{"$error":"#N/A"},{"$error":"#N/A"},{"$error":"#N/A"},{"$error":"#N/A"},{"$error":"#N/A"},{"$error":"#N/A"},{"$error":"#N/A"},{"$error":"#N/A"},{"$error":"#N/A"},{"$error":"#N/A"}]
[null,{"$f":"IF(DataInput!B945=$B$8,IF($B$9=$B$10,TRUE,IF(DataInput!E945=$B$9,TRUE,FALSE)))","v":true},null,null,{"$f":"IF(B946=TRUE,DataInput!B945,NA())","v":"SA"},{"$f":"IF($E946=DataInput!$B945,DataInput!C945,NA())","v":"SLCC"},{"$f":"IF($E946=DataInput!$B945,DataInput!D945,NA())","v":"Leigh Creek"},{"$f":"IF($E946=DataInput!$B945,DataInput!E945,NA())","v":"ENet"},{"$f":"IF($E946=DataInput!$B945,DataInput!F945,NA())","v":"Summer"},{"$f":"IF($E946=DataInput!$B945,DataInput!G945,NA())","v":"Non-Coincident"},{"$f":"IF($E946=DataInput!$B945,DataInput!H945,NA())","v":2021},{"$f":"IF($E946=DataInput!$B945,DataInput!I945,NA())","v":"POE50"},{"$f":"IF($E946=DataInput!$B945,DataInput!J945,NA())","v":"NA"},{"$f":"IF($E946=DataInput!$B945,DataInput!K945,NA())","v":"NA"},null,null,"SA Leigh Creek",null,null,null,null,false,null,null,{"$error":"#N/A"},{"$error":"#N/A"},{"$error":"#N/A"},{"$error":"#N/A"},{"$error":"#N/A"},{"$error":"#N/A"},{"$error":"#N/A"},{"$error":"#N/A"},{"$error":"#N/A"},{"$error":"#N/A"}]
[null,{"$f":"IF(DataInput!B946=$B$8,IF($B$9=$B$10,TRUE,IF(DataInput!E946=$B$9,TRUE,FALSE)))","v":true},null,null,{"$f":"IF(B947=TRUE,DataInput!B946,NA())","v":"SA"},{"$f":"IF($E947=DataInput!$B946,DataInput!C946,NA())","v":"SLCC"},{"$f":"IF($E947=DataInput!$B946,DataInput!D946,NA())","v":"Leigh Creek"},{"$f":"IF($E947=DataInput!$B946,DataInput!E946,NA())","v":"ENet"},{"$f":"IF($E947=DataInput!$B946,DataInput!F946,NA())","v":"Summer"},{"$f":"IF($E947=DataInput!$B946,DataInput!G946,NA())","v":"Non-Coincident"},{"$f":"IF($E947=DataInput!$B946,DataInput!H946,NA())","v":2022},{"$f":"IF($E947=DataInput!$B946,DataInput!I946,NA())","v":"POE50"},{"$f":"IF($E947=DataInput!$B946,DataInput!J946,NA())","v":"NA"},{"$f":"IF($E947=DataInput!$B946,DataInput!K946,NA())","v":"NA"},null,null,"SA Leigh Creek",null,null,null,null,false,null,null,{"$error":"#N/A"},{"$error":"#N/A"},{"$error":"#N/A"},{"$error":"#N/A"},{"$error":"#N/A"},{"$error":"#N/A"},{"$error":"#N/A"},{"$error":"#N/A"},{"$error":"#N/A"},{"$error":"#N/A"}]
[null,{"$f":"IF(DataInput!B947=$B$8,IF($B$9=$B$10,TRUE,IF(DataInput!E947=$B$9,TRUE,FALSE)))","v":true},null,null,{"$f":"IF(B948=TRUE,DataInput!B947,NA())","v":"SA"},{"$f":"IF($E948=DataInput!$B947,DataInput!C947,NA())","v":"SLCC"},{"$f":"IF($E948=DataInput!$B947,DataInput!D947,NA())","v":"Leigh Creek"},{"$f":"IF($E948=DataInput!$B947,DataInput!E947,NA())","v":"ENet"},{"$f":"IF($E948=DataInput!$B947,DataInput!F947,NA())","v":"Summer"},{"$f":"IF($E948=DataInput!$B947,DataInput!G947,NA())","v":"Non-Coincident"},{"$f":"IF($E948=DataInput!$B947,DataInput!H947,NA())","v":2023},{"$f":"IF($E948=DataInput!$B947,DataInput!I947,NA())","v":"POE50"},{"$f":"IF($E948=DataInput!$B947,DataInput!J947,NA())","v":"NA"},{"$f":"IF($E948=DataInput!$B947,DataInput!K947,NA())","v":"NA"},null,null,"SA Leigh Creek",null,null,null,null,false,null,null,{"$error":"#N/A"},{"$error":"#N/A"},{"$error":"#N/A"},{"$error":"#N/A"},{"$error":"#N/A"},{"$error":"#N/A"},{"$error":"#N/A"},{"$error":"#N/A"},{"$error":"#N/A"},{"$error":"#N/A"}]
[null,{"$f":"IF(DataInput!B948=$B$8,IF($B$9=$B$10,TRUE,IF(DataInput!E948=$B$9,TRUE,FALSE)))","v":true},null,null,{"$f":"IF(B949=TRUE,DataInput!B948,NA())","v":"SA"},{"$f":"IF($E949=DataInput!$B948,DataInput!C948,NA())","v":"SLCC"},{"$f":"IF($E949=DataInput!$B948,DataInput!D948,NA())","v":"Leigh Creek"},{"$f":"IF($E949=DataInput!$B948,DataInput!E948,NA())","v":"ENet"},{"$f":"IF($E949=DataInput!$B948,DataInput!F948,NA())","v":"Summer"},{"$f":"IF($E949=DataInput!$B948,DataInput!G948,NA())","v":"Non-Coincident"},{"$f":"IF($E949=DataInput!$B948,DataInput!H948,NA())","v":2024},{"$f":"IF($E949=DataInput!$B948,DataInput!I948,NA())","v":"POE50"},{"$f":"IF($E949=DataInput!$B948,DataInput!J948,NA())","v":"NA"},{"$f":"IF($E949=DataInput!$B948,DataInput!K948,NA())","v":"NA"},null,null,"SA Leigh Creek",null,null,null,null,false,null,null,{"$error":"#N/A"},{"$error":"#N/A"},{"$error":"#N/A"},{"$error":"#N/A"},{"$error":"#N/A"},{"$error":"#N/A"},{"$error":"#N/A"},{"$error":"#N/A"},{"$error":"#N/A"},{"$error":"#N/A"}]
[null,{"$f":"IF(DataInput!B949=$B$8,IF($B$9=$B$10,TRUE,IF(DataInput!E949=$B$9,TRUE,FALSE)))","v":true},null,null,{"$f":"IF(B950=TRUE,DataInput!B949,NA())","v":"SA"},{"$f":"IF($E950=DataInput!$B949,DataInput!C949,NA())","v":"SLCC"},{"$f":"IF($E950=DataInput!$B949,DataInput!D949,NA())","v":"Leigh Creek"},{"$f":"IF($E950=DataInput!$B949,DataInput!E949,NA())","v":"ENet"},{"$f":"IF($E950=DataInput!$B949,DataInput!F949,NA())","v":"Summer"},{"$f":"IF($E950=DataInput!$B949,DataInput!G949,NA())","v":"Non-Coincident"},{"$f":"IF($E950=DataInput!$B949,DataInput!H949,NA())","v":2025},{"$f":"IF($E950=DataInput!$B949,DataInput!I949,NA())","v":"POE50"},{"$f":"IF($E950=DataInput!$B949,DataInput!J949,NA())","v":"NA"},{"$f":"IF($E950=DataInput!$B949,DataInput!K949,NA())","v":"NA"},null,null,"SA Leigh Creek",null,null,null,null,false,null,null,{"$error":"#N/A"},{"$error":"#N/A"},{"$error":"#N/A"},{"$error":"#N/A"},{"$error":"#N/A"},{"$error":"#N/A"},{"$error":"#N/A"},{"$error":"#N/A"},{"$error":"#N/A"},{"$error":"#N/A"}]
[null,{"$f":"IF(DataInput!B950=$B$8,IF($B$9=$B$10,TRUE,IF(DataInput!E950=$B$9,TRUE,FALSE)))","v":true},null,null,{"$f":"IF(B951=TRUE,DataInput!B950,NA())","v":"SA"},{"$f":"IF($E951=DataInput!$B950,DataInput!C950,NA())","v":"SLCC"},{"$f":"IF($E951=DataInput!$B950,DataInput!D950,NA())","v":"Leigh Creek"},{"$f":"IF($E951=DataInput!$B950,DataInput!E950,NA())","v":"ENet"},{"$f":"IF($E951=DataInput!$B950,DataInput!F950,NA())","v":"Summer"},{"$f":"IF($E951=DataInput!$B950,DataInput!G950,NA())","v":"Non-Coincident"},{"$f":"IF($E951=DataInput!$B950,DataInput!H950,NA())","v":2026},{"$f":"IF($E951=DataInput!$B950,DataInput!I950,NA())","v":"POE50"},{"$f":"IF($E951=DataInput!$B950,DataInput!J950,NA())","v":"NA"},{"$f":"IF($E951=DataInput!$B950,DataInput!K950,NA())","v":"NA"},null,null,"SA Leigh Creek",null,null,null,null,false,null,null,{"$error":"#N/A"},{"$f":"IF($V951=TRUE,F951,NA())","v":{"$error":"#N/A"}},{"$f":"IF($V951=TRUE,G951,NA())","v":{"$error":"#N/A"}},{"$f":"IF($V951=TRUE,H951,NA())","v":{"$error":"#N/A"}},{"$f":"IF($V951=TRUE,I951,NA())","v":{"$error":"#N/A"}},{"$f":"IF($V951=TRUE,J951,NA())","v":{"$error":"#N/A"}},{"$f":"IF($V951=TRUE,K951,NA())","v":{"$error":"#N/A"}},{"$f":"IF($V951=TRUE,L951,NA())","v":{"$error":"#N/A"}},{"$f":"IF($V951=TRUE,M951,NA())","v":{"$error":"#N/A"}},{"$f":"IF($V951=TRUE,N951,NA())","v":{"$error":"#N/A"}}]
[null,{"$f":"IF(DataInput!B951=$B$8,IF($B$9=$B$10,TRUE,IF(DataInput!E951=$B$9,TRUE,FALSE)))","v":true},null,null,{"$f":"IF(B952=TRUE,DataInput!B951,NA())","v":"SA"},{"$f":"IF($E952=DataInput!$B951,DataInput!C951,NA())","v":"SLCC"},{"$f":"IF($E952=DataInput!$B951,DataInput!D951,NA())","v":"Leigh Creek"},{"$f":"IF($E952=DataInput!$B951,DataInput!E951,NA())","v":"ENet"},{"$f":"IF($E952=DataInput!$B951,DataInput!F951,NA())","v":"Winter"},{"$f":"IF($E952=DataInput!$B951,DataInput!G951,NA())","v":"Non-Coincident"},{"$f":"IF($E952=DataInput!$B951,DataInput!H951,NA())","v":2016},{"$f":"IF($E952=DataInput!$B951,DataInput!I951,NA())","v":"POE10"},{"$f":"IF($E952=DataInput!$B951,DataInput!J951,NA())","v":"NA"},{"$f":"IF($E952=DataInput!$B951,DataInput!K951,NA())","v":"NA"},null,null,"SA Leigh Creek",null,null,null,null,false,null,null,{"$error":"#N/A"},{"$error":"#N/A"},{"$error":"#N/A"},{"$error":"#N/A"},{"$error":"#N/A"},{"$error":"#N/A"},{"$error":"#N/A"},{"$error":"#N/A"},{"$error":"#N/A"},{"$error":"#N/A"}]
[null,{"$f":"IF(DataInput!B952=$B$8,IF($B$9=$B$10,TRUE,IF(DataInput!E952=$B$9,TRUE,FALSE)))","v":true},null,null,{"$f":"IF(B953=TRUE,DataInput!B952,NA())","v":"SA"},{"$f":"IF($E953=DataInput!$B952,DataInput!C952,NA())","v":"SLCC"},{"$f":"IF($E953=DataInput!$B952,DataInput!D952,NA())","v":"Leigh Creek"},{"$f":"IF($E953=DataInput!$B952,DataInput!E952,NA())","v":"ENet"},{"$f":"IF($E953=DataInput!$B952,DataInput!F952,NA())","v":"Winter"},{"$f":"IF($E953=DataInput!$B952,DataInput!G952,NA())","v":"Non-Coincident"},{"$f":"IF($E953=DataInput!$B952,DataInput!H952,NA())","v":2017},{"$f":"IF($E953=DataInput!$B952,DataInput!I952,NA())","v":"POE10"},{"$f":"IF($E953=DataInput!$B952,DataInput!J952,NA())","v":"NA"},{"$f":"IF($E953=DataInput!$B952,DataInput!K952,NA())","v":"NA"},null,null,"SA Leigh Creek",null,null,null,null,false,null,null,{"$error":"#N/A"},{"$error":"#N/A"},{"$error":"#N/A"},{"$error":"#N/A"},{"$error":"#N/A"},{"$error":"#N/A"},{"$error":"#N/A"},{"$error":"#N/A"},{"$error":"#N/A"},{"$error":"#N/A"}]
[null,{"$f":"IF(DataInput!B953=$B$8,IF($B$9=$B$10,TRUE,IF(DataInput!E953=$B$9,TRUE,FALSE)))","v":true},null,null,{"$f":"IF(B954=TRUE,DataInput!B953,NA())","v":"SA"},{"$f":"IF($E954=DataInput!$B953,DataInput!C953,NA())","v":"SLCC"},{"$f":"IF($E954=DataInput!$B953,DataInput!D953,NA())","v":"Leigh Creek"},{"$f":"IF($E954=DataInput!$B953,DataInput!E953,NA())","v":"ENet"},{"$f":"IF($E954=DataInput!$B953,DataInput!F953,NA())","v":"Winter"},{"$f":"IF($E954=DataInput!$B953,DataInput!G953,NA())","v":"Non-Coincident"},{"$f":"IF($E954=DataInput!$B953,DataInput!H953,NA())","v":2018},{"$f":"IF($E954=DataInput!$B953,DataInput!I953,NA())","v":"POE10"},{"$f":"IF($E954=DataInput!$B953,DataInput!J953,NA())","v":"NA"},{"$f":"IF($E954=DataInput!$B953,DataInput!K953,NA())","v":"NA"},null,null,"SA Leigh Creek",null,null,null,null,false,null,null,{"$error":"#N/A"},{"$error":"#N/A"},{"$error":"#N/A"},{"$error":"#N/A"},{"$error":"#N/A"},{"$error":"#N/A"},{"$error":"#N/A"},{"$error":"#N/A"},{"$error":"#N/A"},{"$error":"#N/A"}]
[null,{"$f":"IF(DataInput!B954=$B$8,IF($B$9=$B$10,TRUE,IF(DataInput!E954=$B$9,TRUE,FALSE)))","v":true},null,null,{"$f":"IF(B955=TRUE,DataInput!B954,NA())","v":"SA"},{"$f":"IF($E955=DataInput!$B954,DataInput!C954,NA())","v":"SLCC"},{"$f":"IF($E955=DataInput!$B954,DataInput!D954,NA())","v":"Leigh Creek"},{"$f":"IF($E955=DataInput!$B954,DataInput!E954,NA())","v":"ENet"},{"$f":"IF($E955=DataInput!$B954,DataInput!F954,NA())","v":"Winter"},{"$f":"IF($E955=DataInput!$B954,DataInput!G954,NA())","v":"Non-Coincident"},{"$f":"IF($E955=DataInput!$B954,DataInput!H954,NA())","v":2019},{"$f":"IF($E955=DataInput!$B954,DataInput!I954,NA())","v":"POE10"},{"$f":"IF($E955=DataInput!$B954,DataInput!J954,NA())","v":"NA"},{"$f":"IF($E955=DataInput!$B954,DataInput!K954,NA())","v":"NA"},null,null,"SA Leigh Creek",null,null,null,null,false,null,null,{"$error":"#N/A"},{"$error":"#N/A"},{"$error":"#N/A"},{"$error":"#N/A"},{"$error":"#N/A"},{"$error":"#N/A"},{"$error":"#N/A"},{"$error":"#N/A"},{"$error":"#N/A"},{"$error":"#N/A"}]
[null,{"$f":"IF(DataInput!B955=$B$8,IF($B$9=$B$10,TRUE,IF(DataInput!E955=$B$9,TRUE,FALSE)))","v":true},null,null,{"$f":"IF(B956=TRUE,DataInput!B955,NA())","v":"SA"},{"$f":"IF($E956=DataInput!$B955,DataInput!C955,NA())","v":"SLCC"},{"$f":"IF($E956=DataInput!$B955,DataInput!D955,NA())","v":"Leigh Creek"},{"$f":"IF($E956=DataInput!$B955,DataInput!E955,NA())","v":"ENet"},{"$f":"IF($E956=DataInput!$B955,DataInput!F955,NA())","v":"Winter"},{"$f":"IF($E956=DataInput!$B955,DataInput!G955,NA())","v":"Non-Coincident"},{"$f":"IF($E956=DataInput!$B955,DataInput!H955,NA())","v":2020},{"$f":"IF($E956=DataInput!$B955,DataInput!I955,NA())","v":"POE10"},{"$f":"IF($E956=DataInput!$B955,DataInput!J955,NA())","v":"NA"},{"$f":"IF($E956=DataInput!$B955,DataInput!K955,NA())","v":"NA"},null,null,"SA Leigh Creek",null,null,null,null,false,null,null,{"$error":"#N/A"},{"$error":"#N/A"},{"$error":"#N/A"},{"$error":"#N/A"},{"$error":"#N/A"},{"$error":"#N/A"},{"$error":"#N/A"},{"$error":"#N/A"},{"$error":"#N/A"},{"$error":"#N/A"}]
[null,{"$f":"IF(DataInput!B956=$B$8,IF($B$9=$B$10,TRUE,IF(DataInput!E956=$B$9,TRUE,FALSE)))","v":true},null,null,{"$f":"IF(B957=TRUE,DataInput!B956,NA())","v":"SA"},{"$f":"IF($E957=DataInput!$B956,DataInput!C956,NA())","v":"SLCC"},{"$f":"IF($E957=DataInput!$B956,DataInput!D956,NA())","v":"Leigh Creek"},{"$f":"IF($E957=DataInput!$B956,DataInput!E956,NA())","v":"ENet"},{"$f":"IF($E957=DataInput!$B956,DataInput!F956,NA())","v":"Winter"},{"$f":"IF($E957=DataInput!$B956,DataInput!G956,NA())","v":"Non-Coincident"},{"$f":"IF($E957=DataInput!$B956,DataInput!H956,NA())","v":2021},{"$f":"IF($E957=DataInput!$B956,DataInput!I956,NA())","v":"POE10"},{"$f":"IF($E957=DataInput!$B956,DataInput!J956,NA())","v":"NA"},{"$f":"IF($E957=DataInput!$B956,DataInput!K956,NA())","v":"NA"},null,null,"SA Leigh Creek",null,null,null,null,false,null,null,{"$error":"#N/A"},{"$error":"#N/A"},{"$error":"#N/A"},{"$error":"#N/A"},{"$error":"#N/A"},{"$error":"#N/A"},{"$error":"#N/A"},{"$error":"#N/A"},{"$error":"#N/A"},{"$error":"#N/A"}]
[null,{"$f":"IF(DataInput!B957=$B$8,IF($B$9=$B$10,TRUE,IF(DataInput!E957=$B$9,TRUE,FALSE)))","v":true},null,null,{"$f":"IF(B958=TRUE,DataInput!B957,NA())","v":"SA"},{"$f":"IF($E958=DataInput!$B957,DataInput!C957,NA())","v":"SLCC"},{"$f":"IF($E958=DataInput!$B957,DataInput!D957,NA())","v":"Leigh Creek"},{"$f":"IF($E958=DataInput!$B957,DataInput!E957,NA())","v":"ENet"},{"$f":"IF($E958=DataInput!$B957,DataInput!F957,NA())","v":"Winter"},{"$f":"IF($E958=DataInput!$B957,DataInput!G957,NA())","v":"Non-Coincident"},{"$f":"IF($E958=DataInput!$B957,DataInput!H957,NA())","v":2022},{"$f":"IF($E958=DataInput!$B957,DataInput!I957,NA())","v":"POE10"},{"$f":"IF($E958=DataInput!$B957,DataInput!J957,NA())","v":"NA"},{"$f":"IF($E958=DataInput!$B957,DataInput!K957,NA())","v":"NA"},null,null,"SA Leigh Creek",null,null,null,null,false,null,null,{"$error":"#N/A"},{"$error":"#N/A"},{"$error":"#N/A"},{"$error":"#N/A"},{"$error":"#N/A"},{"$error":"#N/A"},{"$error":"#N/A"},{"$error":"#N/A"},{"$error":"#N/A"},{"$error":"#N/A"}]
[null,{"$f":"IF(DataInput!B958=$B$8,IF($B$9=$B$10,TRUE,IF(DataInput!E958=$B$9,TRUE,FALSE)))","v":true},null,null,{"$f":"IF(B959=TRUE,DataInput!B958,NA())","v":"SA"},{"$f":"IF($E959=DataInput!$B958,DataInput!C958,NA())","v":"SLCC"},{"$f":"IF($E959=DataInput!$B958,DataInput!D958,NA())","v":"Leigh Creek"},{"$f":"IF($E959=DataInput!$B958,DataInput!E958,NA())","v":"ENet"},{"$f":"IF($E959=DataInput!$B958,DataInput!F958,NA())","v":"Winter"},{"$f":"IF($E959=DataInput!$B958,DataInput!G958,NA())","v":"Non-Coincident"},{"$f":"IF($E959=DataInput!$B958,DataInput!H958,NA())","v":2023},{"$f":"IF($E959=DataInput!$B958,DataInput!I958,NA())","v":"POE10"},{"$f":"IF($E959=DataInput!$B958,DataInput!J958,NA())","v":"NA"},{"$f":"IF($E959=DataInput!$B958,DataInput!K958,NA())","v":"NA"},null,null,"SA Leigh Creek",null,null,null,null,false,null,null,{"$error":"#N/A"},{"$error":"#N/A"},{"$error":"#N/A"},{"$error":"#N/A"},{"$error":"#N/A"},{"$error":"#N/A"},{"$error":"#N/A"},{"$error":"#N/A"},{"$error":"#N/A"},{"$error":"#N/A"}]
[null,{"$f":"IF(DataInput!B959=$B$8,IF($B$9=$B$10,TRUE,IF(DataInput!E959=$B$9,TRUE,FALSE)))","v":true},null,null,{"$f":"IF(B960=TRUE,DataInput!B959,NA())","v":"SA"},{"$f":"IF($E960=DataInput!$B959,DataInput!C959,NA())","v":"SLCC"},{"$f":"IF($E960=DataInput!$B959,DataInput!D959,NA())","v":"Leigh Creek"},{"$f":"IF($E960=DataInput!$B959,DataInput!E959,NA())","v":"ENet"},{"$f":"IF($E960=DataInput!$B959,DataInput!F959,NA())","v":"Winter"},{"$f":"IF($E960=DataInput!$B959,DataInput!G959,NA())","v":"Non-Coincident"},{"$f":"IF($E960=DataInput!$B959,DataInput!H959,NA())","v":2024},{"$f":"IF($E960=DataInput!$B959,DataInput!I959,NA())","v":"POE10"},{"$f":"IF($E960=DataInput!$B959,DataInput!J959,NA())","v":"NA"},{"$f":"IF($E960=DataInput!$B959,DataInput!K959,NA())","v":"NA"},null,null,"SA Leigh Creek",null,null,null,null,false,null,null,{"$error":"#N/A"},{"$error":"#N/A"},{"$error":"#N/A"},{"$error":"#N/A"},{"$error":"#N/A"},{"$error":"#N/A"},{"$error":"#N/A"},{"$error":"#N/A"},{"$error":"#N/A"},{"$error":"#N/A"}]
[null,{"$f":"IF(DataInput!B960=$B$8,IF($B$9=$B$10,TRUE,IF(DataInput!E960=$B$9,TRUE,FALSE)))","v":true},null,null,{"$f":"IF(B961=TRUE,DataInput!B960,NA())","v":"SA"},{"$f":"IF($E961=DataInput!$B960,DataInput!C960,NA())","v":"SLCC"},{"$f":"IF($E961=DataInput!$B960,DataInput!D960,NA())","v":"Leigh Creek"},{"$f":"IF($E961=DataInput!$B960,DataInput!E960,NA())","v":"ENet"},{"$f":"IF($E961=DataInput!$B960,DataInput!F960,NA())","v":"Winter"},{"$f":"IF($E961=DataInput!$B960,DataInput!G960,NA())","v":"Non-Coincident"},{"$f":"IF($E961=DataInput!$B960,DataInput!H960,NA())","v":2025},{"$f":"IF($E961=DataInput!$B960,DataInput!I960,NA())","v":"POE10"},{"$f":"IF($E961=DataInput!$B960,DataInput!J960,NA())","v":"NA"},{"$f":"IF($E961=DataInput!$B960,DataInput!K960,NA())","v":"NA"},null,null,"SA Leigh Creek",null,null,null,null,false,null,null,{"$error":"#N/A"},{"$error":"#N/A"},{"$error":"#N/A"},{"$error":"#N/A"},{"$error":"#N/A"},{"$error":"#N/A"},{"$error":"#N/A"},{"$error":"#N/A"},{"$error":"#N/A"},{"$error":"#N/A"}]
[null,{"$f":"IF(DataInput!B961=$B$8,IF($B$9=$B$10,TRUE,IF(DataInput!E961=$B$9,TRUE,FALSE)))","v":true},null,null,{"$f":"IF(B962=TRUE,DataInput!B961,NA())","v":"SA"},{"$f":"IF($E962=DataInput!$B961,DataInput!C961,NA())","v":"SLCC"},{"$f":"IF($E962=DataInput!$B961,DataInput!D961,NA())","v":"Leigh Creek"},{"$f":"IF($E962=DataInput!$B961,DataInput!E961,NA())","v":"ENet"},{"$f":"IF($E962=DataInput!$B961,DataInput!F961,NA())","v":"Winter"},{"$f":"IF($E962=DataInput!$B961,DataInput!G961,NA())","v":"Non-Coincident"},{"$f":"IF($E962=DataInput!$B961,DataInput!H961,NA())","v":2016},{"$f":"IF($E962=DataInput!$B961,DataInput!I961,NA())","v":"POE50"},{"$f":"IF($E962=DataInput!$B961,DataInput!J961,NA())","v":"NA"},{"$f":"IF($E962=DataInput!$B961,DataInput!K961,NA())","v":"NA"},null,null,"SA Leigh Creek",null,null,null,null,false,null,null,{"$error":"#N/A"},{"$error":"#N/A"},{"$error":"#N/A"},{"$error":"#N/A"},{"$error":"#N/A"},{"$error":"#N/A"},{"$error":"#N/A"},{"$error":"#N/A"},{"$error":"#N/A"},{"$error":"#N/A"}]
[null,{"$f":"IF(DataInput!B962=$B$8,IF($B$9=$B$10,TRUE,IF(DataInput!E962=$B$9,TRUE,FALSE)))","v":true},null,null,{"$f":"IF(B963=TRUE,DataInput!B962,NA())","v":"SA"},{"$f":"IF($E963=DataInput!$B962,DataInput!C962,NA())","v":"SLCC"},{"$f":"IF($E963=DataInput!$B962,DataInput!D962,NA())","v":"Leigh Creek"},{"$f":"IF($E963=DataInput!$B962,DataInput!E962,NA())","v":"ENet"},{"$f":"IF($E963=DataInput!$B962,DataInput!F962,NA())","v":"Winter"},{"$f":"IF($E963=DataInput!$B962,DataInput!G962,NA())","v":"Non-Coincident"},{"$f":"IF($E963=DataInput!$B962,DataInput!H962,NA())","v":2017},{"$f":"IF($E963=DataInput!$B962,DataInput!I962,NA())","v":"POE50"},{"$f":"IF($E963=DataInput!$B962,DataInput!J962,NA())","v":"NA"},{"$f":"IF($E963=DataInput!$B962,DataInput!K962,NA())","v":"NA"},null,null,"SA Leigh Creek",null,null,null,null,false,null,null,{"$error":"#N/A"},{"$error":"#N/A"},{"$error":"#N/A"},{"$error":"#N/A"},{"$error":"#N/A"},{"$error":"#N/A"},{"$error":"#N/A"},{"$error":"#N/A"},{"$error":"#N/A"},{"$error":"#N/A"}]
[null,{"$f":"IF(DataInput!B963=$B$8,IF($B$9=$B$10,TRUE,IF(DataInput!E963=$B$9,TRUE,FALSE)))","v":true},null,null,{"$f":"IF(B964=TRUE,DataInput!B963,NA())","v":"SA"},{"$f":"IF($E964=DataInput!$B963,DataInput!C963,NA())","v":"SLCC"},{"$f":"IF($E964=DataInput!$B963,DataInput!D963,NA())","v":"Leigh Creek"},{"$f":"IF($E964=DataInput!$B963,DataInput!E963,NA())","v":"ENet"},{"$f":"IF($E964=DataInput!$B963,DataInput!F963,NA())","v":"Winter"},{"$f":"IF($E964=DataInput!$B963,DataInput!G963,NA())","v":"Non-Coincident"},{"$f":"IF($E964=DataInput!$B963,DataInput!H963,NA())","v":2018},{"$f":"IF($E964=DataInput!$B963,DataInput!I963,NA())","v":"POE50"},{"$f":"IF($E964=DataInput!$B963,DataInput!J963,NA())","v":"NA"},{"$f":"IF($E964=DataInput!$B963,DataInput!K963,NA())","v":"NA"},null,null,"SA Leigh Creek",null,null,null,null,false,null,null,{"$error":"#N/A"},{"$error":"#N/A"},{"$error":"#N/A"},{"$error":"#N/A"},{"$error":"#N/A"},{"$error":"#N/A"},{"$error":"#N/A"},{"$error":"#N/A"},{"$error":"#N/A"},{"$error":"#N/A"}]
[null,{"$f":"IF(DataInput!B964=$B$8,IF($B$9=$B$10,TRUE,IF(DataInput!E964=$B$9,TRUE,FALSE)))","v":true},null,null,{"$f":"IF(B965=TRUE,DataInput!B964,NA())","v":"SA"},{"$f":"IF($E965=DataInput!$B964,DataInput!C964,NA())","v":"SLCC"},{"$f":"IF($E965=DataInput!$B964,DataInput!D964,NA())","v":"Leigh Creek"},{"$f":"IF($E965=DataInput!$B964,DataInput!E964,NA())","v":"ENet"},{"$f":"IF($E965=DataInput!$B964,DataInput!F964,NA())","v":"Winter"},{"$f":"IF($E965=DataInput!$B964,DataInput!G964,NA())","v":"Non-Coincident"},{"$f":"IF($E965=DataInput!$B964,DataInput!H964,NA())","v":2019},{"$f":"IF($E965=DataInput!$B964,DataInput!I964,NA())","v":"POE50"},{"$f":"IF($E965=DataInput!$B964,DataInput!J964,NA())","v":"NA"},{"$f":"IF($E965=DataInput!$B964,DataInput!K964,NA())","v":"NA"},null,null,"SA Leigh Creek",null,null,null,null,false,null,null,{"$error":"#N/A"},{"$error":"#N/A"},{"$error":"#N/A"},{"$error":"#N/A"},{"$error":"#N/A"},{"$error":"#N/A"},{"$error":"#N/A"},{"$error":"#N/A"},{"$error":"#N/A"},{"$error":"#N/A"}]
[null,{"$f":"IF(DataInput!B965=$B$8,IF($B$9=$B$10,TRUE,IF(DataInput!E965=$B$9,TRUE,FALSE)))","v":true},null,null,{"$f":"IF(B966=TRUE,DataInput!B965,NA())","v":"SA"},{"$f":"IF($E966=DataInput!$B965,DataInput!C965,NA())","v":"SLCC"},{"$f":"IF($E966=DataInput!$B965,DataInput!D965,NA())","v":"Leigh Creek"},{"$f":"IF($E966=DataInput!$B965,DataInput!E965,NA())","v":"ENet"},{"$f":"IF($E966=DataInput!$B965,DataInput!F965,NA())","v":"Winter"},{"$f":"IF($E966=DataInput!$B965,DataInput!G965,NA())","v":"Non-Coincident"},{"$f":"IF($E966=DataInput!$B965,DataInput!H965,NA())","v":2020},{"$f":"IF($E966=DataInput!$B965,DataInput!I965,NA())","v":"POE50"},{"$f":"IF($E966=DataInput!$B965,DataInput!J965,NA())","v":"NA"},{"$f":"IF($E966=DataInput!$B965,DataInput!K965,NA())","v":"NA"},null,null,"SA Leigh Creek",null,null,null,null,false,null,null,{"$error":"#N/A"},{"$error":"#N/A"},{"$error":"#N/A"},{"$error":"#N/A"},{"$error":"#N/A"},{"$error":"#N/A"},{"$error":"#N/A"},{"$error":"#N/A"},{"$error":"#N/A"},{"$error":"#N/A"}]
[null,{"$f":"IF(DataInput!B966=$B$8,IF($B$9=$B$10,TRUE,IF(DataInput!E966=$B$9,TRUE,FALSE)))","v":true},null,null,{"$f":"IF(B967=TRUE,DataInput!B966,NA())","v":"SA"},{"$f":"IF($E967=DataInput!$B966,DataInput!C966,NA())","v":"SLCC"},{"$f":"IF($E967=DataInput!$B966,DataInput!D966,NA())","v":"Leigh Creek"},{"$f":"IF($E967=DataInput!$B966,DataInput!E966,NA())","v":"ENet"},{"$f":"IF($E967=DataInput!$B966,DataInput!F966,NA())","v":"Winter"},{"$f":"IF($E967=DataInput!$B966,DataInput!G966,NA())","v":"Non-Coincident"},{"$f":"IF($E967=DataInput!$B966,DataInput!H966,NA())","v":2021},{"$f":"IF($E967=DataInput!$B966,DataInput!I966,NA())","v":"POE50"},{"$f":"IF($E967=DataInput!$B966,DataInput!J966,NA())","v":"NA"},{"$f":"IF($E967=DataInput!$B966,DataInput!K966,NA())","v":"NA"},null,null,"SA Leigh Creek",null,null,null,null,false,null,null,{"$error":"#N/A"},{"$error":"#N/A"},{"$error":"#N/A"},{"$error":"#N/A"},{"$error":"#N/A"},{"$error":"#N/A"},{"$error":"#N/A"},{"$error":"#N/A"},{"$error":"#N/A"},{"$error":"#N/A"}]
[null,{"$f":"IF(DataInput!B967=$B$8,IF($B$9=$B$10,TRUE,IF(DataInput!E967=$B$9,TRUE,FALSE)))","v":true},null,null,{"$f":"IF(B968=TRUE,DataInput!B967,NA())","v":"SA"},{"$f":"IF($E968=DataInput!$B967,DataInput!C967,NA())","v":"SLCC"},{"$f":"IF($E968=DataInput!$B967,DataInput!D967,NA())","v":"Leigh Creek"},{"$f":"IF($E968=DataInput!$B967,DataInput!E967,NA())","v":"ENet"},{"$f":"IF($E968=DataInput!$B967,DataInput!F967,NA())","v":"Winter"},{"$f":"IF($E968=DataInput!$B967,DataInput!G967,NA())","v":"Non-Coincident"},{"$f":"IF($E968=DataInput!$B967,DataInput!H967,NA())","v":2022},{"$f":"IF($E968=DataInput!$B967,DataInput!I967,NA())","v":"POE50"},{"$f":"IF($E968=DataInput!$B967,DataInput!J967,NA())","v":"NA"},{"$f":"IF($E968=DataInput!$B967,DataInput!K967,NA())","v":"NA"},null,null,"SA Leigh Creek",null,null,null,null,false,null,null,{"$error":"#N/A"},{"$error":"#N/A"},{"$error":"#N/A"},{"$error":"#N/A"},{"$error":"#N/A"},{"$error":"#N/A"},{"$error":"#N/A"},{"$error":"#N/A"},{"$error":"#N/A"},{"$error":"#N/A"}]
[null,{"$f":"IF(DataInput!B968=$B$8,IF($B$9=$B$10,TRUE,IF(DataInput!E968=$B$9,TRUE,FALSE)))","v":true},null,null,{"$f":"IF(B969=TRUE,DataInput!B968,NA())","v":"SA"},{"$f":"IF($E969=DataInput!$B968,DataInput!C968,NA())","v":"SLCC"},{"$f":"IF($E969=DataInput!$B968,DataInput!D968,NA())","v":"Leigh Creek"},{"$f":"IF($E969=DataInput!$B968,DataInput!E968,NA())","v":"ENet"},{"$f":"IF($E969=DataInput!$B968,DataInput!F968,NA())","v":"Winter"},{"$f":"IF($E969=DataInput!$B968,DataInput!G968,NA())","v":"Non-Coincident"},{"$f":"IF($E969=DataInput!$B968,DataInput!H968,NA())","v":2023},{"$f":"IF($E969=DataInput!$B968,DataInput!I968,NA())","v":"POE50"},{"$f":"IF($E969=DataInput!$B968,DataInput!J968,NA())","v":"NA"},{"$f":"IF($E969=DataInput!$B968,DataInput!K968,NA())","v":"NA"},null,null,"SA Leigh Creek",null,null,null,null,false,null,null,{"$error":"#N/A"},{"$error":"#N/A"},{"$error":"#N/A"},{"$error":"#N/A"},{"$error":"#N/A"},{"$error":"#N/A"},{"$error":"#N/A"},{"$error":"#N/A"},{"$error":"#N/A"},{"$error":"#N/A"}]
[null,{"$f":"IF(DataInput!B969=$B$8,IF($B$9=$B$10,TRUE,IF(DataInput!E969=$B$9,TRUE,FALSE)))","v":true},null,null,{"$f":"IF(B970=TRUE,DataInput!B969,NA())","v":"SA"},{"$f":"IF($E970=DataInput!$B969,DataInput!C969,NA())","v":"SLCC"},{"$f":"IF($E970=DataInput!$B969,DataInput!D969,NA())","v":"Leigh Creek"},{"$f":"IF($E970=DataInput!$B969,DataInput!E969,NA())","v":"ENet"},{"$f":"IF($E970=DataInput!$B969,DataInput!F969,NA())","v":"Winter"},{"$f":"IF($E970=DataInput!$B969,DataInput!G969,NA())","v":"Non-Coincident"},{"$f":"IF($E970=DataInput!$B969,DataInput!H969,NA())","v":2024},{"$f":"IF($E970=DataInput!$B969,DataInput!I969,NA())","v":"POE50"},{"$f":"IF($E970=DataInput!$B969,DataInput!J969,NA())","v":"NA"},{"$f":"IF($E970=DataInput!$B969,DataInput!K969,NA())","v":"NA"},null,null,"SA Leigh Creek",null,null,null,null,false,null,null,{"$error":"#N/A"},{"$error":"#N/A"},{"$error":"#N/A"},{"$error":"#N/A"},{"$error":"#N/A"},{"$error":"#N/A"},{"$error":"#N/A"},{"$error":"#N/A"},{"$error":"#N/A"},{"$error":"#N/A"}]
[null,{"$f":"IF(DataInput!B970=$B$8,IF($B$9=$B$10,TRUE,IF(DataInput!E970=$B$9,TRUE,FALSE)))","v":true},null,null,{"$f":"IF(B971=TRUE,DataInput!B970,NA())","v":"SA"},{"$f":"IF($E971=DataInput!$B970,DataInput!C970,NA())","v":"SLCC"},{"$f":"IF($E971=DataInput!$B970,DataInput!D970,NA())","v":"Leigh Creek"},{"$f":"IF($E971=DataInput!$B970,DataInput!E970,NA())","v":"ENet"},{"$f":"IF($E971=DataInput!$B970,DataInput!F970,NA())","v":"Winter"},{"$f":"IF($E971=DataInput!$B970,DataInput!G970,NA())","v":"Non-Coincident"},{"$f":"IF($E971=DataInput!$B970,DataInput!H970,NA())","v":2025},{"$f":"IF($E971=DataInput!$B970,DataInput!I970,NA())","v":"POE50"},{"$f":"IF($E971=DataInput!$B970,DataInput!J970,NA())","v":"NA"},{"$f":"IF($E971=DataInput!$B970,DataInput!K970,NA())","v":"NA"},null,null,"SA Leigh Creek",null,null,null,null,false,null,null,{"$error":"#N/A"},{"$error":"#N/A"},{"$error":"#N/A"},{"$error":"#N/A"},{"$error":"#N/A"},{"$error":"#N/A"},{"$error":"#N/A"},{"$error":"#N/A"},{"$error":"#N/A"},{"$error":"#N/A"}]
[null,{"$f":"IF(DataInput!B971=$B$8,IF($B$9=$B$10,TRUE,IF(DataInput!E971=$B$9,TRUE,FALSE)))","v":true},null,null,{"$f":"IF(B972=TRUE,DataInput!B971,NA())","v":"SA"},{"$f":"IF($E972=DataInput!$B971,DataInput!C971,NA())","v":"SLCS"},{"$f":"IF($E972=DataInput!$B971,DataInput!D971,NA())","v":"Leigh Creek South"},{"$f":"IF($E972=DataInput!$B971,DataInput!E971,NA())","v":"SAPN"},{"$f":"IF($E972=DataInput!$B971,DataInput!F971,NA())","v":"Summer"},{"$f":"IF($E972=DataInput!$B971,DataInput!G971,NA())","v":"Non-Coincident"},{"$f":"IF($E972=DataInput!$B971,DataInput!H971,NA())","v":2017},{"$f":"IF($E972=DataInput!$B971,DataInput!I971,NA())","v":"POE10"},{"$f":"IF($E972=DataInput!$B971,DataInput!J971,NA())","v":0.98374899446614394},{"$f":"IF($E972=DataInput!$B971,DataInput!K971,NA())","v":0.77064074035852204},null,null,{"$f":"IF(OR(ISERROR(E972),ISERROR(G972)),\"  \",E972&\" \"&G972)","v":"SA Leigh Creek South"},null,null,null,null,{"$f":"IF(ISERROR(G972),FALSE,IF($V$9=G972,TRUE,FALSE))","v":false},null,null,{"$f":"IF($V972=TRUE,E972,NA())","v":{"$error":"#N/A"}},{"$error":"#N/A"},{"$error":"#N/A"},{"$error":"#N/A"},{"$error":"#N/A"},{"$error":"#N/A"},{"$error":"#N/A"},{"$error":"#N/A"},{"$error":"#N/A"},{"$error":"#N/A"}]
[null,{"$f":"IF(DataInput!B972=$B$8,IF($B$9=$B$10,TRUE,IF(DataInput!E972=$B$9,TRUE,FALSE)))","v":true},null,null,{"$f":"IF(B973=TRUE,DataInput!B972,NA())","v":"SA"},{"$f":"IF($E973=DataInput!$B972,DataInput!C972,NA())","v":"SLCS"},{"$f":"IF($E973=DataInput!$B972,DataInput!D972,NA())","v":"Leigh Creek South"},{"$f":"IF($E973=DataInput!$B972,DataInput!E972,NA())","v":"SAPN"},{"$f":"IF($E973=DataInput!$B972,DataInput!F972,NA())","v":"Summer"},{"$f":"IF($E973=DataInput!$B972,DataInput!G972,NA())","v":"Non-Coincident"},{"$f":"IF($E973=DataInput!$B972,DataInput!H972,NA())","v":2018},{"$f":"IF($E973=DataInput!$B972,DataInput!I972,NA())","v":"POE10"},{"$f":"IF($E973=DataInput!$B972,DataInput!J972,NA())","v":0.40625657688261302},{"$f":"IF($E973=DataInput!$B972,DataInput!K972,NA())","v":0.76331395520008305},null,null,"SA Leigh Creek South",null,null,null,null,false,null,null,{"$error":"#N/A"},{"$error":"#N/A"},{"$error":"#N/A"},{"$error":"#N/A"},{"$error":"#N/A"},{"$error":"#N/A"},{"$error":"#N/A"},{"$error":"#N/A"},{"$error":"#N/A"},{"$error":"#N/A"}]
[null,{"$f":"IF(DataInput!B973=$B$8,IF($B$9=$B$10,TRUE,IF(DataInput!E973=$B$9,TRUE,FALSE)))","v":true},null,null,{"$f":"IF(B974=TRUE,DataInput!B973,NA())","v":"SA"},{"$f":"IF($E974=DataInput!$B973,DataInput!C973,NA())","v":"SLCS"},{"$f":"IF($E974=DataInput!$B973,DataInput!D973,NA())","v":"Leigh Creek South"},{"$f":"IF($E974=DataInput!$B973,DataInput!E973,NA())","v":"SAPN"},{"$f":"IF($E974=DataInput!$B973,DataInput!F973,NA())","v":"Summer"},{"$f":"IF($E974=DataInput!$B973,DataInput!G973,NA())","v":"Non-Coincident"},{"$f":"IF($E974=DataInput!$B973,DataInput!H973,NA())","v":2019},{"$f":"IF($E974=DataInput!$B973,DataInput!I973,NA())","v":"POE10"},{"$f":"IF($E974=DataInput!$B973,DataInput!J973,NA())","v":0.398509127159342},{"$f":"IF($E974=DataInput!$B973,DataInput!K973,NA())","v":0.76898257062508102},null,null,"SA Leigh Creek South",null,null,null,null,false,null,null,{"$error":"#N/A"},{"$error":"#N/A"},{"$error":"#N/A"},{"$error":"#N/A"},{"$error":"#N/A"},{"$error":"#N/A"},{"$error":"#N/A"},{"$error":"#N/A"},{"$error":"#N/A"},{"$error":"#N/A"}]
[null,{"$f":"IF(DataInput!B974=$B$8,IF($B$9=$B$10,TRUE,IF(DataInput!E974=$B$9,TRUE,FALSE)))","v":true},null,null,{"$f":"IF(B975=TRUE,DataInput!B974,NA())","v":"SA"},{"$f":"IF($E975=DataInput!$B974,DataInput!C974,NA())","v":"SLCS"},{"$f":"IF($E975=DataInput!$B974,DataInput!D974,NA())","v":"Leigh Creek South"},{"$f":"IF($E975=DataInput!$B974,DataInput!E974,NA())","v":"SAPN"},{"$f":"IF($E975=DataInput!$B974,DataInput!F974,NA())","v":"Summer"},{"$f":"IF($E975=DataInput!$B974,DataInput!G974,NA())","v":"Non-Coincident"},{"$f":"IF($E975=DataInput!$B974,DataInput!H974,NA())","v":2020},{"$f":"IF($E975=DataInput!$B974,DataInput!I974,NA())","v":"POE10"},{"$f":"IF($E975=DataInput!$B974,DataInput!J974,NA())","v":0.37973079190278197},{"$f":"IF($E975=DataInput!$B974,DataInput!K974,NA())","v":0.76312080994906795},null,null,"SA Leigh Creek South",null,null,null,null,false,null,null,{"$error":"#N/A"},{"$error":"#N/A"},{"$error":"#N/A"},{"$error":"#N/A"},{"$error":"#N/A"},{"$error":"#N/A"},{"$error":"#N/A"},{"$error":"#N/A"},{"$error":"#N/A"},{"$error":"#N/A"}]
[null,{"$f":"IF(DataInput!B975=$B$8,IF($B$9=$B$10,TRUE,IF(DataInput!E975=$B$9,TRUE,FALSE)))","v":true},null,null,{"$f":"IF(B976=TRUE,DataInput!B975,NA())","v":"SA"},{"$f":"IF($E976=DataInput!$B975,DataInput!C975,NA())","v":"SLCS"},{"$f":"IF($E976=DataInput!$B975,DataInput!D975,NA())","v":"Leigh Creek South"},{"$f":"IF($E976=DataInput!$B975,DataInput!E975,NA())","v":"SAPN"},{"$f":"IF($E976=DataInput!$B975,DataInput!F975,NA())","v":"Summer"},{"$f":"IF($E976=DataInput!$B975,DataInput!G975,NA())","v":"Non-Coincident"},{"$f":"IF($E976=DataInput!$B975,DataInput!H975,NA())","v":2021},{"$f":"IF($E976=DataInput!$B975,DataInput!I975,NA())","v":"POE10"},{"$f":"IF($E976=DataInput!$B975,DataInput!J975,NA())","v":0.36260262929130299},{"$f":"IF($E976=DataInput!$B975,DataInput!K975,NA())","v":0.77123434505953103},null,null,"SA Leigh Creek South",null,null,null,null,false,null,null,{"$error":"#N/A"},{"$error":"#N/A"},{"$error":"#N/A"},{"$error":"#N/A"},{"$error":"#N/A"},{"$error":"#N/A"},{"$error":"#N/A"},{"$error":"#N/A"},{"$error":"#N/A"},{"$error":"#N/A"}]
[null,{"$f":"IF(DataInput!B976=$B$8,IF($B$9=$B$10,TRUE,IF(DataInput!E976=$B$9,TRUE,FALSE)))","v":true},null,null,{"$f":"IF(B977=TRUE,DataInput!B976,NA())","v":"SA"},{"$f":"IF($E977=DataInput!$B976,DataInput!C976,NA())","v":"SLCS"},{"$f":"IF($E977=DataInput!$B976,DataInput!D976,NA())","v":"Leigh Creek South"},{"$f":"IF($E977=DataInput!$B976,DataInput!E976,NA())","v":"SAPN"},{"$f":"IF($E977=DataInput!$B976,DataInput!F976,NA())","v":"Summer"},{"$f":"IF($E977=DataInput!$B976,DataInput!G976,NA())","v":"Non-Coincident"},{"$f":"IF($E977=DataInput!$B976,DataInput!H976,NA())","v":2022},{"$f":"IF($E977=DataInput!$B976,DataInput!I976,NA())","v":"POE10"},{"$f":"IF($E977=DataInput!$B976,DataInput!J976,NA())","v":0.34631184145713101},{"$f":"IF($E977=DataInput!$B976,DataInput!K976,NA())","v":0.771321035268557},null,null,"SA Leigh Creek South",null,null,null,null,false,null,null,{"$error":"#N/A"},{"$error":"#N/A"},{"$error":"#N/A"},{"$error":"#N/A"},{"$error":"#N/A"},{"$error":"#N/A"},{"$error":"#N/A"},{"$error":"#N/A"},{"$error":"#N/A"},{"$error":"#N/A"}]
[null,{"$f":"IF(DataInput!B977=$B$8,IF($B$9=$B$10,TRUE,IF(DataInput!E977=$B$9,TRUE,FALSE)))","v":true},null,null,{"$f":"IF(B978=TRUE,DataInput!B977,NA())","v":"SA"},{"$f":"IF($E978=DataInput!$B977,DataInput!C977,NA())","v":"SLCS"},{"$f":"IF($E978=DataInput!$B977,DataInput!D977,NA())","v":"Leigh Creek South"},{"$f":"IF($E978=DataInput!$B977,DataInput!E977,NA())","v":"SAPN"},{"$f":"IF($E978=DataInput!$B977,DataInput!F977,NA())","v":"Summer"},{"$f":"IF($E978=DataInput!$B977,DataInput!G977,NA())","v":"Non-Coincident"},{"$f":"IF($E978=DataInput!$B977,DataInput!H977,NA())","v":2023},{"$f":"IF($E978=DataInput!$B977,DataInput!I977,NA())","v":"POE10"},{"$f":"IF($E978=DataInput!$B977,DataInput!J977,NA())","v":0.33351000634925698},{"$f":"IF($E978=DataInput!$B977,DataInput!K977,NA())","v":0.77141698827111105},null,null,"SA Leigh Creek South",null,null,null,null,false,null,null,{"$error":"#N/A"},{"$error":"#N/A"},{"$error":"#N/A"},{"$error":"#N/A"},{"$error":"#N/A"},{"$error":"#N/A"},{"$error":"#N/A"},{"$error":"#N/A"},{"$error":"#N/A"},{"$error":"#N/A"}]
[null,{"$f":"IF(DataInput!B978=$B$8,IF($B$9=$B$10,TRUE,IF(DataInput!E978=$B$9,TRUE,FALSE)))","v":true},null,null,{"$f":"IF(B979=TRUE,DataInput!B978,NA())","v":"SA"},{"$f":"IF($E979=DataInput!$B978,DataInput!C978,NA())","v":"SLCS"},{"$f":"IF($E979=DataInput!$B978,DataInput!D978,NA())","v":"Leigh Creek South"},{"$f":"IF($E979=DataInput!$B978,DataInput!E978,NA())","v":"SAPN"},{"$f":"IF($E979=DataInput!$B978,DataInput!F978,NA())","v":"Summer"},{"$f":"IF($E979=DataInput!$B978,DataInput!G978,NA())","v":"Non-Coincident"},{"$f":"IF($E979=DataInput!$B978,DataInput!H978,NA())","v":2024},{"$f":"IF($E979=DataInput!$B978,DataInput!I978,NA())","v":"POE10"},{"$f":"IF($E979=DataInput!$B978,DataInput!J978,NA())","v":0.32426041282694601},{"$f":"IF($E979=DataInput!$B978,DataInput!K978,NA())","v":0.77151211715350398},null,null,"SA Leigh Creek South",null,null,null,null,false,null,null,{"$error":"#N/A"},{"$error":"#N/A"},{"$error":"#N/A"},{"$error":"#N/A"},{"$error":"#N/A"},{"$error":"#N/A"},{"$error":"#N/A"},{"$error":"#N/A"},{"$error":"#N/A"},{"$error":"#N/A"}]
[null,{"$f":"IF(DataInput!B979=$B$8,IF($B$9=$B$10,TRUE,IF(DataInput!E979=$B$9,TRUE,FALSE)))","v":true},null,null,{"$f":"IF(B980=TRUE,DataInput!B979,NA())","v":"SA"},{"$f":"IF($E980=DataInput!$B979,DataInput!C979,NA())","v":"SLCS"},{"$f":"IF($E980=DataInput!$B979,DataInput!D979,NA())","v":"Leigh Creek South"},{"$f":"IF($E980=DataInput!$B979,DataInput!E979,NA())","v":"SAPN"},{"$f":"IF($E980=DataInput!$B979,DataInput!F979,NA())","v":"Summer"},{"$f":"IF($E980=DataInput!$B979,DataInput!G979,NA())","v":"Non-Coincident"},{"$f":"IF($E980=DataInput!$B979,DataInput!H979,NA())","v":2025},{"$f":"IF($E980=DataInput!$B979,DataInput!I979,NA())","v":"POE10"},{"$f":"IF($E980=DataInput!$B979,DataInput!J979,NA())","v":0.31251447817489397},{"$f":"IF($E980=DataInput!$B979,DataInput!K979,NA())","v":0.77160723203078896},null,null,"SA Leigh Creek South",null,null,null,null,false,null,null,{"$error":"#N/A"},{"$error":"#N/A"},{"$error":"#N/A"},{"$error":"#N/A"},{"$error":"#N/A"},{"$error":"#N/A"},{"$error":"#N/A"},{"$error":"#N/A"},{"$error":"#N/A"},{"$error":"#N/A"}]
[null,{"$f":"IF(DataInput!B980=$B$8,IF($B$9=$B$10,TRUE,IF(DataInput!E980=$B$9,TRUE,FALSE)))","v":true},null,null,{"$f":"IF(B981=TRUE,DataInput!B980,NA())","v":"SA"},{"$f":"IF($E981=DataInput!$B980,DataInput!C980,NA())","v":"SLCS"},{"$f":"IF($E981=DataInput!$B980,DataInput!D980,NA())","v":"Leigh Creek South"},{"$f":"IF($E981=DataInput!$B980,DataInput!E980,NA())","v":"SAPN"},{"$f":"IF($E981=DataInput!$B980,DataInput!F980,NA())","v":"Summer"},{"$f":"IF($E981=DataInput!$B980,DataInput!G980,NA())","v":"Non-Coincident"},{"$f":"IF($E981=DataInput!$B980,DataInput!H980,NA())","v":2026},{"$f":"IF($E981=DataInput!$B980,DataInput!I980,NA())","v":"POE10"},{"$f":"IF($E981=DataInput!$B980,DataInput!J980,NA())","v":0.29901027678323799},{"$f":"IF($E981=DataInput!$B980,DataInput!K980,NA())","v":0.77170031903565195},null,null,"SA Leigh Creek South",null,null,null,null,false,null,null,{"$error":"#N/A"},{"$error":"#N/A"},{"$error":"#N/A"},{"$error":"#N/A"},{"$error":"#N/A"},{"$error":"#N/A"},{"$error":"#N/A"},{"$error":"#N/A"},{"$error":"#N/A"},{"$error":"#N/A"}]
[null,{"$f":"IF(DataInput!B981=$B$8,IF($B$9=$B$10,TRUE,IF(DataInput!E981=$B$9,TRUE,FALSE)))","v":true},null,null,{"$f":"IF(B982=TRUE,DataInput!B981,NA())","v":"SA"},{"$f":"IF($E982=DataInput!$B981,DataInput!C981,NA())","v":"SLCS"},{"$f":"IF($E982=DataInput!$B981,DataInput!D981,NA())","v":"Leigh Creek South"},{"$f":"IF($E982=DataInput!$B981,DataInput!E981,NA())","v":"SAPN"},{"$f":"IF($E982=DataInput!$B981,DataInput!F981,NA())","v":"Summer"},{"$f":"IF($E982=DataInput!$B981,DataInput!G981,NA())","v":"Non-Coincident"},{"$f":"IF($E982=DataInput!$B981,DataInput!H981,NA())","v":2017},{"$f":"IF($E982=DataInput!$B981,DataInput!I981,NA())","v":"POE50"},{"$f":"IF($E982=DataInput!$B981,DataInput!J981,NA())","v":0.89142733260780505},{"$f":"IF($E982=DataInput!$B981,DataInput!K981,NA())","v":0.74864483372756396},null,null,"SA Leigh Creek South",null,null,null,null,false,null,null,{"$error":"#N/A"},{"$error":"#N/A"},{"$error":"#N/A"},{"$error":"#N/A"},{"$error":"#N/A"},{"$error":"#N/A"},{"$error":"#N/A"},{"$error":"#N/A"},{"$error":"#N/A"},{"$error":"#N/A"}]
[null,{"$f":"IF(DataInput!B982=$B$8,IF($B$9=$B$10,TRUE,IF(DataInput!E982=$B$9,TRUE,FALSE)))","v":true},null,null,{"$f":"IF(B983=TRUE,DataInput!B982,NA())","v":"SA"},{"$f":"IF($E983=DataInput!$B982,DataInput!C982,NA())","v":"SLCS"},{"$f":"IF($E983=DataInput!$B982,DataInput!D982,NA())","v":"Leigh Creek South"},{"$f":"IF($E983=DataInput!$B982,DataInput!E982,NA())","v":"SAPN"},{"$f":"IF($E983=DataInput!$B982,DataInput!F982,NA())","v":"Summer"},{"$f":"IF($E983=DataInput!$B982,DataInput!G982,NA())","v":"Non-Coincident"},{"$f":"IF($E983=DataInput!$B982,DataInput!H982,NA())","v":2018},{"$f":"IF($E983=DataInput!$B982,DataInput!I982,NA())","v":"POE50"},{"$f":"IF($E983=DataInput!$B982,DataInput!J982,NA())","v":0.31667037867742698},{"$f":"IF($E983=DataInput!$B982,DataInput!K982,NA())","v":0.74140490685441696},null,null,"SA Leigh Creek South",null,null,null,null,false,null,null,{"$error":"#N/A"},{"$error":"#N/A"},{"$error":"#N/A"},{"$error":"#N/A"},{"$error":"#N/A"},{"$error":"#N/A"},{"$error":"#N/A"},{"$error":"#N/A"},{"$error":"#N/A"},{"$error":"#N/A"}]
[null,{"$f":"IF(DataInput!B983=$B$8,IF($B$9=$B$10,TRUE,IF(DataInput!E983=$B$9,TRUE,FALSE)))","v":true},null,null,{"$f":"IF(B984=TRUE,DataInput!B983,NA())","v":"SA"},{"$f":"IF($E984=DataInput!$B983,DataInput!C983,NA())","v":"SLCS"},{"$f":"IF($E984=DataInput!$B983,DataInput!D983,NA())","v":"Leigh Creek South"},{"$f":"IF($E984=DataInput!$B983,DataInput!E983,NA())","v":"SAPN"},{"$f":"IF($E984=DataInput!$B983,DataInput!F983,NA())","v":"Summer"},{"$f":"IF($E984=DataInput!$B983,DataInput!G983,NA())","v":"Non-Coincident"},{"$f":"IF($E984=DataInput!$B983,DataInput!H983,NA())","v":2019},{"$f":"IF($E984=DataInput!$B983,DataInput!I983,NA())","v":"POE50"},{"$f":"IF($E984=DataInput!$B983,DataInput!J983,NA())","v":0.30536901292097901},{"$f":"IF($E984=DataInput!$B983,DataInput!K983,NA())","v":0.73811344833618697},null,null,"SA Leigh Creek South",null,null,null,null,false,null,null,{"$error":"#N/A"},{"$error":"#N/A"},{"$error":"#N/A"},{"$error":"#N/A"},{"$error":"#N/A"},{"$error":"#N/A"},{"$error":"#N/A"},{"$error":"#N/A"},{"$error":"#N/A"},{"$error":"#N/A"}]
[null,{"$f":"IF(DataInput!B984=$B$8,IF($B$9=$B$10,TRUE,IF(DataInput!E984=$B$9,TRUE,FALSE)))","v":true},null,null,{"$f":"IF(B985=TRUE,DataInput!B984,NA())","v":"SA"},{"$f":"IF($E985=DataInput!$B984,DataInput!C984,NA())","v":"SLCS"},{"$f":"IF($E985=DataInput!$B984,DataInput!D984,NA())","v":"Leigh Creek South"},{"$f":"IF($E985=DataInput!$B984,DataInput!E984,NA())","v":"SAPN"},{"$f":"IF($E985=DataInput!$B984,DataInput!F984,NA())","v":"Summer"},{"$f":"IF($E985=DataInput!$B984,DataInput!G984,NA())","v":"Non-Coincident"},{"$f":"IF($E985=DataInput!$B984,DataInput!H984,NA())","v":2020},{"$f":"IF($E985=DataInput!$B984,DataInput!I984,NA())","v":"POE50"},{"$f":"IF($E985=DataInput!$B984,DataInput!J984,NA())","v":0.29098828637367202},{"$f":"IF($E985=DataInput!$B984,DataInput!K984,NA())","v":0.73974054058799799},null,null,"SA Leigh Creek South",null,null,null,null,false,null,null,{"$error":"#N/A"},{"$error":"#N/A"},{"$error":"#N/A"},{"$error":"#N/A"},{"$error":"#N/A"},{"$error":"#N/A"},{"$error":"#N/A"},{"$error":"#N/A"},{"$error":"#N/A"},{"$error":"#N/A"}]
[null,{"$f":"IF(DataInput!B985=$B$8,IF($B$9=$B$10,TRUE,IF(DataInput!E985=$B$9,TRUE,FALSE)))","v":true},null,null,{"$f":"IF(B986=TRUE,DataInput!B985,NA())","v":"SA"},{"$f":"IF($E986=DataInput!$B985,DataInput!C985,NA())","v":"SLCS"},{"$f":"IF($E986=DataInput!$B985,DataInput!D985,NA())","v":"Leigh Creek South"},{"$f":"IF($E986=DataInput!$B985,DataInput!E985,NA())","v":"SAPN"},{"$f":"IF($E986=DataInput!$B985,DataInput!F985,NA())","v":"Summer"},{"$f":"IF($E986=DataInput!$B985,DataInput!G985,NA())","v":"Non-Coincident"},{"$f":"IF($E986=DataInput!$B985,DataInput!H985,NA())","v":2021},{"$f":"IF($E986=DataInput!$B985,DataInput!I985,NA())","v":"POE50"},{"$f":"IF($E986=DataInput!$B985,DataInput!J985,NA())","v":0.27734134349307898},{"$f":"IF($E986=DataInput!$B985,DataInput!K985,NA())","v":0.74922374011973203},null,null,"SA Leigh Creek South",null,null,null,null,false,null,null,{"$error":"#N/A"},{"$error":"#N/A"},{"$error":"#N/A"},{"$error":"#N/A"},{"$error":"#N/A"},{"$error":"#N/A"},{"$error":"#N/A"},{"$error":"#N/A"},{"$error":"#N/A"},{"$error":"#N/A"}]
[null,{"$f":"IF(DataInput!B986=$B$8,IF($B$9=$B$10,TRUE,IF(DataInput!E986=$B$9,TRUE,FALSE)))","v":true},null,null,{"$f":"IF(B987=TRUE,DataInput!B986,NA())","v":"SA"},{"$f":"IF($E987=DataInput!$B986,DataInput!C986,NA())","v":"SLCS"},{"$f":"IF($E987=DataInput!$B986,DataInput!D986,NA())","v":"Leigh Creek South"},{"$f":"IF($E987=DataInput!$B986,DataInput!E986,NA())","v":"SAPN"},{"$f":"IF($E987=DataInput!$B986,DataInput!F986,NA())","v":"Summer"},{"$f":"IF($E987=DataInput!$B986,DataInput!G986,NA())","v":"Non-Coincident"},{"$f":"IF($E987=DataInput!$B986,DataInput!H986,NA())","v":2022},{"$f":"IF($E987=DataInput!$B986,DataInput!I986,NA())","v":"POE50"},{"$f":"IF($E987=DataInput!$B986,DataInput!J986,NA())","v":0.26122876584993499},{"$f":"IF($E987=DataInput!$B986,DataInput!K986,NA())","v":0.74931836216788805},null,null,"SA Leigh Creek South",null,null,null,null,false,null,null,{"$error":"#N/A"},{"$error":"#N/A"},{"$error":"#N/A"},{"$error":"#N/A"},{"$error":"#N/A"},{"$error":"#N/A"},{"$error":"#N/A"},{"$error":"#N/A"},{"$error":"#N/A"},{"$error":"#N/A"}]
[null,{"$f":"IF(DataInput!B987=$B$8,IF($B$9=$B$10,TRUE,IF(DataInput!E987=$B$9,TRUE,FALSE)))","v":true},null,null,{"$f":"IF(B988=TRUE,DataInput!B987,NA())","v":"SA"},{"$f":"IF($E988=DataInput!$B987,DataInput!C987,NA())","v":"SLCS"},{"$f":"IF($E988=DataInput!$B987,DataInput!D987,NA())","v":"Leigh Creek South"},{"$f":"IF($E988=DataInput!$B987,DataInput!E987,NA())","v":"SAPN"},{"$f":"IF($E988=DataInput!$B987,DataInput!F987,NA())","v":"Summer"},{"$f":"IF($E988=DataInput!$B987,DataInput!G987,NA())","v":"Non-Coincident"},{"$f":"IF($E988=DataInput!$B987,DataInput!H987,NA())","v":2023},{"$f":"IF($E988=DataInput!$B987,DataInput!I987,NA())","v":"POE50"},{"$f":"IF($E988=DataInput!$B987,DataInput!J987,NA())","v":0.25177840492078501},{"$f":"IF($E988=DataInput!$B987,DataInput!K987,NA())","v":0.74941149271808005},null,null,"SA Leigh Creek South",null,null,null,null,false,null,null,{"$error":"#N/A"},{"$error":"#N/A"},{"$error":"#N/A"},{"$error":"#N/A"},{"$error":"#N/A"},{"$error":"#N/A"},{"$error":"#N/A"},{"$error":"#N/A"},{"$error":"#N/A"},{"$error":"#N/A"}]
[null,{"$f":"IF(DataInput!B988=$B$8,IF($B$9=$B$10,TRUE,IF(DataInput!E988=$B$9,TRUE,FALSE)))","v":true},null,null,{"$f":"IF(B989=TRUE,DataInput!B988,NA())","v":"SA"},{"$f":"IF($E989=DataInput!$B988,DataInput!C988,NA())","v":"SLCS"},{"$f":"IF($E989=DataInput!$B988,DataInput!D988,NA())","v":"Leigh Creek South"},{"$f":"IF($E989=DataInput!$B988,DataInput!E988,NA())","v":"SAPN"},{"$f":"IF($E989=DataInput!$B988,DataInput!F988,NA())","v":"Summer"},{"$f":"IF($E989=DataInput!$B988,DataInput!G988,NA())","v":"Non-Coincident"},{"$f":"IF($E989=DataInput!$B988,DataInput!H988,NA())","v":2024},{"$f":"IF($E989=DataInput!$B988,DataInput!I988,NA())","v":"POE50"},{"$f":"IF($E989=DataInput!$B988,DataInput!J988,NA())","v":0.24271055734578101},{"$f":"IF($E989=DataInput!$B988,DataInput!K988,NA())","v":0.74950611232050701},null,null,"SA Leigh Creek South",null,null,null,null,false,null,null,{"$error":"#N/A"},{"$error":"#N/A"},{"$error":"#N/A"},{"$error":"#N/A"},{"$error":"#N/A"},{"$error":"#N/A"},{"$error":"#N/A"},{"$error":"#N/A"},{"$error":"#N/A"},{"$error":"#N/A"}]
[null,{"$f":"IF(DataInput!B989=$B$8,IF($B$9=$B$10,TRUE,IF(DataInput!E989=$B$9,TRUE,FALSE)))","v":true},null,null,{"$f":"IF(B990=TRUE,DataInput!B989,NA())","v":"SA"},{"$f":"IF($E990=DataInput!$B989,DataInput!C989,NA())","v":"SLCS"},{"$f":"IF($E990=DataInput!$B989,DataInput!D989,NA())","v":"Leigh Creek South"},{"$f":"IF($E990=DataInput!$B989,DataInput!E989,NA())","v":"SAPN"},{"$f":"IF($E990=DataInput!$B989,DataInput!F989,NA())","v":"Summer"},{"$f":"IF($E990=DataInput!$B989,DataInput!G989,NA())","v":"Non-Coincident"},{"$f":"IF($E990=DataInput!$B989,DataInput!H989,NA())","v":2025},{"$f":"IF($E990=DataInput!$B989,DataInput!I989,NA())","v":"POE50"},{"$f":"IF($E990=DataInput!$B989,DataInput!J989,NA())","v":0.23458768410772299},{"$f":"IF($E990=DataInput!$B989,DataInput!K989,NA())","v":0.74959645252136897},null,null,"SA Leigh Creek South",null,null,null,null,false,null,null,{"$error":"#N/A"},{"$error":"#N/A"},{"$error":"#N/A"},{"$error":"#N/A"},{"$error":"#N/A"},{"$error":"#N/A"},{"$error":"#N/A"},{"$error":"#N/A"},{"$error":"#N/A"},{"$error":"#N/A"}]
[null,{"$f":"IF(DataInput!B990=$B$8,IF($B$9=$B$10,TRUE,IF(DataInput!E990=$B$9,TRUE,FALSE)))","v":true},null,null,{"$f":"IF(B991=TRUE,DataInput!B990,NA())","v":"SA"},{"$f":"IF($E991=DataInput!$B990,DataInput!C990,NA())","v":"SLCS"},{"$f":"IF($E991=DataInput!$B990,DataInput!D990,NA())","v":"Leigh Creek South"},{"$f":"IF($E991=DataInput!$B990,DataInput!E990,NA())","v":"SAPN"},{"$f":"IF($E991=DataInput!$B990,DataInput!F990,NA())","v":"Summer"},{"$f":"IF($E991=DataInput!$B990,DataInput!G990,NA())","v":"Non-Coincident"},{"$f":"IF($E991=DataInput!$B990,DataInput!H990,NA())","v":2026},{"$f":"IF($E991=DataInput!$B990,DataInput!I990,NA())","v":"POE50"},{"$f":"IF($E991=DataInput!$B990,DataInput!J990,NA())","v":0.225168450045371},{"$f":"IF($E991=DataInput!$B990,DataInput!K990,NA())","v":0.74967989545978397},null,null,"SA Leigh Creek South",null,null,null,null,false,null,null,{"$error":"#N/A"},{"$error":"#N/A"},{"$error":"#N/A"},{"$error":"#N/A"},{"$error":"#N/A"},{"$error":"#N/A"},{"$error":"#N/A"},{"$error":"#N/A"},{"$error":"#N/A"},{"$error":"#N/A"}]
[null,{"$f":"IF(DataInput!B991=$B$8,IF($B$9=$B$10,TRUE,IF(DataInput!E991=$B$9,TRUE,FALSE)))","v":true},null,null,{"$f":"IF(B992=TRUE,DataInput!B991,NA())","v":"SA"},{"$f":"IF($E992=DataInput!$B991,DataInput!C991,NA())","v":"SLCS"},{"$f":"IF($E992=DataInput!$B991,DataInput!D991,NA())","v":"Leigh Creek South"},{"$f":"IF($E992=DataInput!$B991,DataInput!E991,NA())","v":"SAPN"},{"$f":"IF($E992=DataInput!$B991,DataInput!F991,NA())","v":"Winter"},{"$f":"IF($E992=DataInput!$B991,DataInput!G991,NA())","v":"Non-Coincident"},{"$f":"IF($E992=DataInput!$B991,DataInput!H991,NA())","v":2016},{"$f":"IF($E992=DataInput!$B991,DataInput!I991,NA())","v":"POE10"},{"$f":"IF($E992=DataInput!$B991,DataInput!J991,NA())","v":0.90441205005522796},{"$f":"IF($E992=DataInput!$B991,DataInput!K991,NA())","v":0.84192510455340297},null,null,"SA Leigh Creek South",null,null,null,null,false,null,null,{"$error":"#N/A"},{"$error":"#N/A"},{"$error":"#N/A"},{"$error":"#N/A"},{"$error":"#N/A"},{"$error":"#N/A"},{"$error":"#N/A"},{"$error":"#N/A"},{"$error":"#N/A"},{"$error":"#N/A"}]
[null,{"$f":"IF(DataInput!B992=$B$8,IF($B$9=$B$10,TRUE,IF(DataInput!E992=$B$9,TRUE,FALSE)))","v":true},null,null,{"$f":"IF(B993=TRUE,DataInput!B992,NA())","v":"SA"},{"$f":"IF($E993=DataInput!$B992,DataInput!C992,NA())","v":"SLCS"},{"$f":"IF($E993=DataInput!$B992,DataInput!D992,NA())","v":"Leigh Creek South"},{"$f":"IF($E993=DataInput!$B992,DataInput!E992,NA())","v":"SAPN"},{"$f":"IF($E993=DataInput!$B992,DataInput!F992,NA())","v":"Winter"},{"$f":"IF($E993=DataInput!$B992,DataInput!G992,NA())","v":"Non-Coincident"},{"$f":"IF($E993=DataInput!$B992,DataInput!H992,NA())","v":2017},{"$f":"IF($E993=DataInput!$B992,DataInput!I992,NA())","v":"POE10"},{"$f":"IF($E993=DataInput!$B992,DataInput!J992,NA())","v":0.337296240859843},{"$f":"IF($E993=DataInput!$B992,DataInput!K992,NA())","v":0.84028868701384696},null,null,"SA Leigh Creek South",null,null,null,null,false,null,null,{"$error":"#N/A"},{"$error":"#N/A"},{"$error":"#N/A"},{"$error":"#N/A"},{"$error":"#N/A"},{"$error":"#N/A"},{"$error":"#N/A"},{"$error":"#N/A"},{"$error":"#N/A"},{"$error":"#N/A"}]
[null,{"$f":"IF(DataInput!B993=$B$8,IF($B$9=$B$10,TRUE,IF(DataInput!E993=$B$9,TRUE,FALSE)))","v":true},null,null,{"$f":"IF(B994=TRUE,DataInput!B993,NA())","v":"SA"},{"$f":"IF($E994=DataInput!$B993,DataInput!C993,NA())","v":"SLCS"},{"$f":"IF($E994=DataInput!$B993,DataInput!D993,NA())","v":"Leigh Creek South"},{"$f":"IF($E994=DataInput!$B993,DataInput!E993,NA())","v":"SAPN"},{"$f":"IF($E994=DataInput!$B993,DataInput!F993,NA())","v":"Winter"},{"$f":"IF($E994=DataInput!$B993,DataInput!G993,NA())","v":"Non-Coincident"},{"$f":"IF($E994=DataInput!$B993,DataInput!H993,NA())","v":2018},{"$f":"IF($E994=DataInput!$B993,DataInput!I993,NA())","v":"POE10"},{"$f":"IF($E994=DataInput!$B993,DataInput!J993,NA())","v":0.32027817246891699},{"$f":"IF($E994=DataInput!$B993,DataInput!K993,NA())","v":0.84156293483976297},null,null,"SA Leigh Creek South",null,null,null,null,false,null,null,{"$error":"#N/A"},{"$error":"#N/A"},{"$error":"#N/A"},{"$error":"#N/A"},{"$error":"#N/A"},{"$error":"#N/A"},{"$error":"#N/A"},{"$error":"#N/A"},{"$error":"#N/A"},{"$error":"#N/A"}]
[null,{"$f":"IF(DataInput!B994=$B$8,IF($B$9=$B$10,TRUE,IF(DataInput!E994=$B$9,TRUE,FALSE)))","v":true},null,null,{"$f":"IF(B995=TRUE,DataInput!B994,NA())","v":"SA"},{"$f":"IF($E995=DataInput!$B994,DataInput!C994,NA())","v":"SLCS"},{"$f":"IF($E995=DataInput!$B994,DataInput!D994,NA())","v":"Leigh Creek South"},{"$f":"IF($E995=DataInput!$B994,DataInput!E994,NA())","v":"SAPN"},{"$f":"IF($E995=DataInput!$B994,DataInput!F994,NA())","v":"Winter"},{"$f":"IF($E995=DataInput!$B994,DataInput!G994,NA())","v":"Non-Coincident"},{"$f":"IF($E995=DataInput!$B994,DataInput!H994,NA())","v":2019},{"$f":"IF($E995=DataInput!$B994,DataInput!I994,NA())","v":"POE10"},{"$f":"IF($E995=DataInput!$B994,DataInput!J994,NA())","v":0.30524742596298499},{"$f":"IF($E995=DataInput!$B994,DataInput!K994,NA())","v":0.84436270202986397},null,null,"SA Leigh Creek South",null,null,null,null,false,null,null,{"$error":"#N/A"},{"$error":"#N/A"},{"$error":"#N/A"},{"$error":"#N/A"},{"$error":"#N/A"},{"$error":"#N/A"},{"$error":"#N/A"},{"$error":"#N/A"},{"$error":"#N/A"},{"$error":"#N/A"}]
[null,{"$f":"IF(DataInput!B995=$B$8,IF($B$9=$B$10,TRUE,IF(DataInput!E995=$B$9,TRUE,FALSE)))","v":true},null,null,{"$f":"IF(B996=TRUE,DataInput!B995,NA())","v":"SA"},{"$f":"IF($E996=DataInput!$B995,DataInput!C995,NA())","v":"SLCS"},{"$f":"IF($E996=DataInput!$B995,DataInput!D995,NA())","v":"Leigh Creek South"},{"$f":"IF($E996=DataInput!$B995,DataInput!E995,NA())","v":"SAPN"},{"$f":"IF($E996=DataInput!$B995,DataInput!F995,NA())","v":"Winter"},{"$f":"IF($E996=DataInput!$B995,DataInput!G995,NA())","v":"Non-Coincident"},{"$f":"IF($E996=DataInput!$B995,DataInput!H995,NA())","v":2020},{"$f":"IF($E996=DataInput!$B995,DataInput!I995,NA())","v":"POE10"},{"$f":"IF($E996=DataInput!$B995,DataInput!J995,NA())","v":0.28883698835275701},{"$f":"IF($E996=DataInput!$B995,DataInput!K995,NA())","v":0.84330160345714},null,null,"SA Leigh Creek South",null,null,null,null,false,null,null,{"$error":"#N/A"},{"$error":"#N/A"},{"$error":"#N/A"},{"$error":"#N/A"},{"$error":"#N/A"},{"$error":"#N/A"},{"$error":"#N/A"},{"$error":"#N/A"},{"$error":"#N/A"},{"$error":"#N/A"}]
[null,{"$f":"IF(DataInput!B996=$B$8,IF($B$9=$B$10,TRUE,IF(DataInput!E996=$B$9,TRUE,FALSE)))","v":true},null,null,{"$f":"IF(B997=TRUE,DataInput!B996,NA())","v":"SA"},{"$f":"IF($E997=DataInput!$B996,DataInput!C996,NA())","v":"SLCS"},{"$f":"IF($E997=DataInput!$B996,DataInput!D996,NA())","v":"Leigh Creek South"},{"$f":"IF($E997=DataInput!$B996,DataInput!E996,NA())","v":"SAPN"},{"$f":"IF($E997=DataInput!$B996,DataInput!F996,NA())","v":"Winter"},{"$f":"IF($E997=DataInput!$B996,DataInput!G996,NA())","v":"Non-Coincident"},{"$f":"IF($E997=DataInput!$B996,DataInput!H996,NA())","v":2021},{"$f":"IF($E997=DataInput!$B996,DataInput!I996,NA())","v":"POE10"},{"$f":"IF($E997=DataInput!$B996,DataInput!J996,NA())","v":0.272035353093177},{"$f":"IF($E997=DataInput!$B996,DataInput!K996,NA())","v":0.843346944134855},null,null,"SA Leigh Creek South",null,null,null,null,false,null,null,{"$error":"#N/A"},{"$error":"#N/A"},{"$error":"#N/A"},{"$error":"#N/A"},{"$error":"#N/A"},{"$error":"#N/A"},{"$error":"#N/A"},{"$error":"#N/A"},{"$error":"#N/A"},{"$error":"#N/A"}]
[null,{"$f":"IF(DataInput!B997=$B$8,IF($B$9=$B$10,TRUE,IF(DataInput!E997=$B$9,TRUE,FALSE)))","v":true},null,null,{"$f":"IF(B998=TRUE,DataInput!B997,NA())","v":"SA"},{"$f":"IF($E998=DataInput!$B997,DataInput!C997,NA())","v":"SLCS"},{"$f":"IF($E998=DataInput!$B997,DataInput!D997,NA())","v":"Leigh Creek South"},{"$f":"IF($E998=DataInput!$B997,DataInput!E997,NA())","v":"SAPN"},{"$f":"IF($E998=DataInput!$B997,DataInput!F997,NA())","v":"Winter"},{"$f":"IF($E998=DataInput!$B997,DataInput!G997,NA())","v":"Non-Coincident"},{"$f":"IF($E998=DataInput!$B997,DataInput!H997,NA())","v":2022},{"$f":"IF($E998=DataInput!$B997,DataInput!I997,NA())","v":"POE10"},{"$f":"IF($E998=DataInput!$B997,DataInput!J997,NA())","v":0.25528148236064002},{"$f":"IF($E998=DataInput!$B997,DataInput!K997,NA())","v":0.84339383530047196},null,null,"SA Leigh Creek South",null,null,null,null,false,null,null,{"$error":"#N/A"},{"$error":"#N/A"},{"$error":"#N/A"},{"$error":"#N/A"},{"$error":"#N/A"},{"$error":"#N/A"},{"$error":"#N/A"},{"$error":"#N/A"},{"$error":"#N/A"},{"$error":"#N/A"}]
[null,{"$f":"IF(DataInput!B998=$B$8,IF($B$9=$B$10,TRUE,IF(DataInput!E998=$B$9,TRUE,FALSE)))","v":true},null,null,{"$f":"IF(B999=TRUE,DataInput!B998,NA())","v":"SA"},{"$f":"IF($E999=DataInput!$B998,DataInput!C998,NA())","v":"SLCS"},{"$f":"IF($E999=DataInput!$B998,DataInput!D998,NA())","v":"Leigh Creek South"},{"$f":"IF($E999=DataInput!$B998,DataInput!E998,NA())","v":"SAPN"},{"$f":"IF($E999=DataInput!$B998,DataInput!F998,NA())","v":"Winter"},{"$f":"IF($E999=DataInput!$B998,DataInput!G998,NA())","v":"Non-Coincident"},{"$f":"IF($E999=DataInput!$B998,DataInput!H998,NA())","v":2023},{"$f":"IF($E999=DataInput!$B998,DataInput!I998,NA())","v":"POE10"},{"$f":"IF($E999=DataInput!$B998,DataInput!J998,NA())","v":0.23805709702604499},{"$f":"IF($E999=DataInput!$B998,DataInput!K998,NA())","v":0.84344215428849101},null,null,"SA Leigh Creek South",null,null,null,null,false,null,null,{"$error":"#N/A"},{"$error":"#N/A"},{"$error":"#N/A"},{"$error":"#N/A"},{"$error":"#N/A"},{"$error":"#N/A"},{"$error":"#N/A"},{"$error":"#N/A"},{"$error":"#N/A"},{"$error":"#N/A"}]
[null,{"$f":"IF(DataInput!B999=$B$8,IF($B$9=$B$10,TRUE,IF(DataInput!E999=$B$9,TRUE,FALSE)))","v":true},null,null,{"$f":"IF(B1000=TRUE,DataInput!B999,NA())","v":"SA"},{"$f":"IF($E1000=DataInput!$B999,DataInput!C999,NA())","v":"SLCS"},{"$f":"IF($E1000=DataInput!$B999,DataInput!D999,NA())","v":"Leigh Creek South"},{"$f":"IF($E1000=DataInput!$B999,DataInput!E999,NA())","v":"SAPN"},{"$f":"IF($E1000=DataInput!$B999,DataInput!F999,NA())","v":"Winter"},{"$f":"IF($E1000=DataInput!$B999,DataInput!G999,NA())","v":"Non-Coincident"},{"$f":"IF($E1000=DataInput!$B999,DataInput!H999,NA())","v":2024},{"$f":"IF($E1000=DataInput!$B999,DataInput!I999,NA())","v":"POE10"},{"$f":"IF($E1000=DataInput!$B999,DataInput!J999,NA())","v":0.220871297235121},{"$f":"IF($E1000=DataInput!$B999,DataInput!K999,NA())","v":0.84349178710971995},null,null,"SA Leigh Creek South",null,null,null,null,false,null,null,{"$error":"#N/A"},{"$error":"#N/A"},{"$error":"#N/A"},{"$error":"#N/A"},{"$error":"#N/A"},{"$error":"#N/A"},{"$error":"#N/A"},{"$error":"#N/A"},{"$error":"#N/A"},{"$error":"#N/A"}]
[null,{"$f":"IF(DataInput!B1025=$B$8,IF($B$9=$B$10,TRUE,IF(DataInput!E1025=$B$9,TRUE,FALSE)))","v":true},null,null,{"$f":"IF(B1026=TRUE,DataInput!B1025,NA())","v":"SA"},{"$f":"IF($E1026=DataInput!$B1025,DataInput!C1025,NA())","v":"SMA1"},{"$f":"IF($E1026=DataInput!$B1025,DataInput!D1025,NA())","v":"Mannum - Adelaide Pipeline 1"},{"$f":"IF($E1026=DataInput!$B1025,DataInput!E1025,NA())","v":"ENet"},{"$f":"IF($E1026=DataInput!$B1025,DataInput!F1025,NA())","v":"Summer"},{"$f":"IF($E1026=DataInput!$B1025,DataInput!G1025,NA())","v":"Non-Coincident"},{"$f":"IF($E1026=DataInput!$B1025,DataInput!H1025,NA())","v":2021},{"$f":"IF($E1026=DataInput!$B1025,DataInput!I1025,NA())","v":"POE50"},{"$f":"IF($E1026=DataInput!$B1025,DataInput!J1025,NA())","v":"NA"},{"$f":"IF($E1026=DataInput!$B1025,DataInput!K1025,NA())","v":"NA"},null,null,"SA Mannum - Adelaide Pipeline 1",null,null,null,null,false,null,null,{"$error":"#N/A"},{"$error":"#N/A"},{"$error":"#N/A"},{"$error":"#N/A"},{"$error":"#N/A"},{"$error":"#N/A"},{"$error":"#N/A"},{"$error":"#N/A"},{"$error":"#N/A"},{"$error":"#N/A"}]
[null,{"$f":"IF(DataInput!B1037=$B$8,IF($B$9=$B$10,TRUE,IF(DataInput!E1037=$B$9,TRUE,FALSE)))","v":true},null,null,{"$f":"IF(B1038=TRUE,DataInput!B1037,NA())","v":"SA"},{"$f":"IF($E1038=DataInput!$B1037,DataInput!C1037,NA())","v":"SMA1"},{"$f":"IF($E1038=DataInput!$B1037,DataInput!D1037,NA())","v":"Mannum - Adelaide Pipeline 1"},{"$f":"IF($E1038=DataInput!$B1037,DataInput!E1037,NA())","v":"ENet"},{"$f":"IF($E1038=DataInput!$B1037,DataInput!F1037,NA())","v":"Winter"},{"$f":"IF($E1038=DataInput!$B1037,DataInput!G1037,NA())","v":"Non-Coincident"},{"$f":"IF($E1038=DataInput!$B1037,DataInput!H1037,NA())","v":2022},{"$f":"IF($E1038=DataInput!$B1037,DataInput!I1037,NA())","v":"POE10"},{"$f":"IF($E1038=DataInput!$B1037,DataInput!J1037,NA())","v":"NA"},{"$f":"IF($E1038=DataInput!$B1037,DataInput!K1037,NA())","v":"NA"},null,null,"SA Mannum - Adelaide Pipeline 1",null,null,null,null,false,null,null,{"$error":"#N/A"},{"$error":"#N/A"},{"$error":"#N/A"},{"$error":"#N/A"},{"$error":"#N/A"},{"$error":"#N/A"},{"$error":"#N/A"},{"$error":"#N/A"},{"$error":"#N/A"},{"$error":"#N/A"}]
[null,{"$f":"IF(DataInput!B1068=$B$8,IF($B$9=$B$10,TRUE,IF(DataInput!E1068=$B$9,TRUE,FALSE)))","v":true},null,null,{"$f":"IF(B1069=TRUE,DataInput!B1068,NA())","v":"SA"},{"$f":"IF($E1069=DataInput!$B1068,DataInput!C1068,NA())","v":"SMA2"},{"$f":"IF($E1069=DataInput!$B1068,DataInput!D1068,NA())","v":"Mannum - Adelaide Pipeline 2"},{"$f":"IF($E1069=DataInput!$B1068,DataInput!E1068,NA())","v":"ENet"},{"$f":"IF($E1069=DataInput!$B1068,DataInput!F1068,NA())","v":"Summer"},{"$f":"IF($E1069=DataInput!$B1068,DataInput!G1068,NA())","v":"Non-Coincident"},{"$f":"IF($E1069=DataInput!$B1068,DataInput!H1068,NA())","v":2024},{"$f":"IF($E1069=DataInput!$B1068,DataInput!I1068,NA())","v":"POE50"},{"$f":"IF($E1069=DataInput!$B1068,DataInput!J1068,NA())","v":"NA"},{"$f":"IF($E1069=DataInput!$B1068,DataInput!K1068,NA())","v":"NA"},null,null,"SA Mannum - Adelaide Pipeline 2",null,null,null,null,false,null,null,{"$error":"#N/A"},{"$error":"#N/A"},{"$error":"#N/A"},{"$error":"#N/A"},{"$error":"#N/A"},{"$error":"#N/A"},{"$error":"#N/A"},{"$error":"#N/A"},{"$error":"#N/A"},{"$error":"#N/A"}]
[null,{"$f":"IF(DataInput!B1086=$B$8,IF($B$9=$B$10,TRUE,IF(DataInput!E1086=$B$9,TRUE,FALSE)))","v":true},null,null,{"$f":"IF(B1087=TRUE,DataInput!B1086,NA())","v":"SA"},{"$f":"IF($E1087=DataInput!$B1086,DataInput!C1086,NA())","v":"SMA2"},{"$f":"IF($E1087=DataInput!$B1086,DataInput!D1086,NA())","v":"Mannum - Adelaide Pipeline 2"},{"$f":"IF($E1087=DataInput!$B1086,DataInput!E1086,NA())","v":"ENet"},{"$f":"IF($E1087=DataInput!$B1086,DataInput!F1086,NA())","v":"Winter"},{"$f":"IF($E1087=DataInput!$B1086,DataInput!G1086,NA())","v":"Non-Coincident"},{"$f":"IF($E1087=DataInput!$B1086,DataInput!H1086,NA())","v":2021},{"$f":"IF($E1087=DataInput!$B1086,DataInput!I1086,NA())","v":"POE50"},{"$f":"IF($E1087=DataInput!$B1086,DataInput!J1086,NA())","v":"NA"},{"$f":"IF($E1087=DataInput!$B1086,DataInput!K1086,NA())","v":"NA"},null,null,"SA Mannum - Adelaide Pipeline 2",null,null,null,null,false,null,null,{"$error":"#N/A"},{"$error":"#N/A"},{"$error":"#N/A"},{"$error":"#N/A"},{"$error":"#N/A"},{"$error":"#N/A"},{"$error":"#N/A"},{"$error":"#N/A"},{"$error":"#N/A"},{"$error":"#N/A"}]
[null,{"$f":"IF(DataInput!B1124=$B$8,IF($B$9=$B$10,TRUE,IF(DataInput!E1124=$B$9,TRUE,FALSE)))","v":true},null,null,{"$f":"IF(B1125=TRUE,DataInput!B1124,NA())","v":"SA"},{"$f":"IF($E1125=DataInput!$B1124,DataInput!C1124,NA())","v":"SMA3"},{"$f":"IF($E1125=DataInput!$B1124,DataInput!D1124,NA())","v":"Mannum - Adelaide Pipeline 3"},{"$f":"IF($E1125=DataInput!$B1124,DataInput!E1124,NA())","v":"ENet"},{"$f":"IF($E1125=DataInput!$B1124,DataInput!F1124,NA())","v":"Winter"},{"$f":"IF($E1125=DataInput!$B1124,DataInput!G1124,NA())","v":"Non-Coincident"},{"$f":"IF($E1125=DataInput!$B1124,DataInput!H1124,NA())","v":2019},{"$f":"IF($E1125=DataInput!$B1124,DataInput!I1124,NA())","v":"POE50"},{"$f":"IF($E1125=DataInput!$B1124,DataInput!J1124,NA())","v":"NA"},{"$f":"IF($E1125=DataInput!$B1124,DataInput!K1124,NA())","v":"NA"},null,null,"SA Mannum - Adelaide Pipeline 3",null,null,null,null,false,null,null,{"$error":"#N/A"},{"$error":"#N/A"},{"$error":"#N/A"},{"$error":"#N/A"},{"$error":"#N/A"},{"$error":"#N/A"},{"$error":"#N/A"},{"$error":"#N/A"},{"$error":"#N/A"},{"$error":"#N/A"}]
[null,{"$f":"IF(DataInput!B1147=$B$8,IF($B$9=$B$10,TRUE,IF(DataInput!E1147=$B$9,TRUE,FALSE)))","v":true},null,null,{"$f":"IF(B1148=TRUE,DataInput!B1147,NA())","v":"SA"},{"$f":"IF($E1148=DataInput!$B1147,DataInput!C1147,NA())","v":"SMAN"},{"$f":"IF($E1148=DataInput!$B1147,DataInput!D1147,NA())","v":"Mannum"},{"$f":"IF($E1148=DataInput!$B1147,DataInput!E1147,NA())","v":"SAPN"},{"$f":"IF($E1148=DataInput!$B1147,DataInput!F1147,NA())","v":"Summer"},{"$f":"IF($E1148=DataInput!$B1147,DataInput!G1147,NA())","v":"Non-Coincident"},{"$f":"IF($E1148=DataInput!$B1147,DataInput!H1147,NA())","v":2023},{"$f":"IF($E1148=DataInput!$B1147,DataInput!I1147,NA())","v":"POE50"},{"$f":"IF($E1148=DataInput!$B1147,DataInput!J1147,NA())","v":13.4926253904954},{"$f":"IF($E1148=DataInput!$B1147,DataInput!K1147,NA())","v":0.74887192377459599},null,null,"SA Mannum",null,null,null,null,false,null,null,{"$error":"#N/A"},{"$error":"#N/A"},{"$error":"#N/A"},{"$error":"#N/A"},{"$error":"#N/A"},{"$error":"#N/A"},{"$error":"#N/A"},{"$error":"#N/A"},{"$error":"#N/A"},{"$error":"#N/A"}]
[null,{"$f":"IF(DataInput!B1194=$B$8,IF($B$9=$B$10,TRUE,IF(DataInput!E1194=$B$9,TRUE,FALSE)))","v":true},null,null,{"$f":"IF(B1195=TRUE,DataInput!B1194,NA())","v":"SA"},{"$f":"IF($E1195=DataInput!$B1194,DataInput!C1194,NA())","v":"SMBK"},{"$f":"IF($E1195=DataInput!$B1194,DataInput!D1194,NA())","v":"Middleback 132 kV"},{"$f":"IF($E1195=DataInput!$B1194,DataInput!E1194,NA())","v":"ENet"},{"$f":"IF($E1195=DataInput!$B1194,DataInput!F1194,NA())","v":"Winter"},{"$f":"IF($E1195=DataInput!$B1194,DataInput!G1194,NA())","v":"Non-Coincident"},{"$f":"IF($E1195=DataInput!$B1194,DataInput!H1194,NA())","v":2019},{"$f":"IF($E1195=DataInput!$B1194,DataInput!I1194,NA())","v":"POE10"},{"$f":"IF($E1195=DataInput!$B1194,DataInput!J1194,NA())","v":"NA"},{"$f":"IF($E1195=DataInput!$B1194,DataInput!K1194,NA())","v":"NA"},null,null,"SA Middleback 132 kV",null,null,null,null,false,null,null,{"$error":"#N/A"},{"$error":"#N/A"},{"$error":"#N/A"},{"$error":"#N/A"},{"$error":"#N/A"},{"$error":"#N/A"},{"$error":"#N/A"},{"$error":"#N/A"},{"$error":"#N/A"},{"$error":"#N/A"}]
[null,{"$f":"IF(DataInput!B1225=$B$8,IF($B$9=$B$10,TRUE,IF(DataInput!E1225=$B$9,TRUE,FALSE)))","v":true},null,null,{"$f":"IF(B1226=TRUE,DataInput!B1225,NA())","v":"SA"},{"$f":"IF($E1226=DataInput!$B1225,DataInput!C1225,NA())","v":"SMBL"},{"$f":"IF($E1226=DataInput!$B1225,DataInput!D1225,NA())","v":"Mobilong"},{"$f":"IF($E1226=DataInput!$B1225,DataInput!E1225,NA())","v":"SAPN"},{"$f":"IF($E1226=DataInput!$B1225,DataInput!F1225,NA())","v":"Summer"},{"$f":"IF($E1226=DataInput!$B1225,DataInput!G1225,NA())","v":"Non-Coincident"},{"$f":"IF($E1226=DataInput!$B1225,DataInput!H1225,NA())","v":2021},{"$f":"IF($E1226=DataInput!$B1225,DataInput!I1225,NA())","v":"POE50"},{"$f":"IF($E1226=DataInput!$B1225,DataInput!J1225,NA())","v":37.278481991992003},{"$f":"IF($E1226=DataInput!$B1225,DataInput!K1225,NA())","v":0.88200736932739598},null,null,"SA Mobilong",null,null,null,null,false,null,null,{"$error":"#N/A"},{"$error":"#N/A"},{"$error":"#N/A"},{"$error":"#N/A"},{"$error":"#N/A"},{"$error":"#N/A"},{"$error":"#N/A"},{"$error":"#N/A"},{"$error":"#N/A"},{"$error":"#N/A"}]
[null,{"$f":"IF(DataInput!B1251=$B$8,IF($B$9=$B$10,TRUE,IF(DataInput!E1251=$B$9,TRUE,FALSE)))","v":true},null,null,{"$f":"IF(B1252=TRUE,DataInput!B1251,NA())","v":"SA"},{"$f":"IF($E1252=DataInput!$B1251,DataInput!C1251,NA())","v":"SMDL"},{"$f":"IF($E1252=DataInput!$B1251,DataInput!D1251,NA())","v":"Middleback 33 kV"},{"$f":"IF($E1252=DataInput!$B1251,DataInput!E1251,NA())","v":"ENet"},{"$f":"IF($E1252=DataInput!$B1251,DataInput!F1251,NA())","v":"Summer"},{"$f":"IF($E1252=DataInput!$B1251,DataInput!G1251,NA())","v":"Non-Coincident"},{"$f":"IF($E1252=DataInput!$B1251,DataInput!H1251,NA())","v":2017},{"$f":"IF($E1252=DataInput!$B1251,DataInput!I1251,NA())","v":"POE10"},{"$f":"IF($E1252=DataInput!$B1251,DataInput!J1251,NA())","v":"NA"},{"$f":"IF($E1252=DataInput!$B1251,DataInput!K1251,NA())","v":"NA"},null,null,"SA Middleback 33 kV",null,null,null,null,false,null,null,{"$error":"#N/A"},{"$error":"#N/A"},{"$error":"#N/A"},{"$error":"#N/A"},{"$error":"#N/A"},{"$error":"#N/A"},{"$error":"#N/A"},{"$error":"#N/A"},{"$error":"#N/A"},{"$error":"#N/A"}]
[null,{"$f":"IF(DataInput!B1273=$B$8,IF($B$9=$B$10,TRUE,IF(DataInput!E1273=$B$9,TRUE,FALSE)))","v":true},null,null,{"$f":"IF(B1274=TRUE,DataInput!B1273,NA())","v":"SA"},{"$f":"IF($E1274=DataInput!$B1273,DataInput!C1273,NA())","v":"SMDL"},{"$f":"IF($E1274=DataInput!$B1273,DataInput!D1273,NA())","v":"Middleback 33 kV"},{"$f":"IF($E1274=DataInput!$B1273,DataInput!E1273,NA())","v":"ENet"},{"$f":"IF($E1274=DataInput!$B1273,DataInput!F1273,NA())","v":"Winter"},{"$f":"IF($E1274=DataInput!$B1273,DataInput!G1273,NA())","v":"Non-Coincident"},{"$f":"IF($E1274=DataInput!$B1273,DataInput!H1273,NA())","v":2018},{"$f":"IF($E1274=DataInput!$B1273,DataInput!I1273,NA())","v":"POE10"},{"$f":"IF($E1274=DataInput!$B1273,DataInput!J1273,NA())","v":"NA"},{"$f":"IF($E1274=DataInput!$B1273,DataInput!K1273,NA())","v":"NA"},null,null,"SA Middleback 33 kV",null,null,null,null,false,null,null,{"$error":"#N/A"},{"$error":"#N/A"},{"$error":"#N/A"},{"$error":"#N/A"},{"$error":"#N/A"},{"$error":"#N/A"},{"$error":"#N/A"},{"$error":"#N/A"},{"$error":"#N/A"},{"$error":"#N/A"}]
[null,{"$f":"IF(DataInput!B1304=$B$8,IF($B$9=$B$10,TRUE,IF(DataInput!E1304=$B$9,TRUE,FALSE)))","v":true},null,null,{"$f":"IF(B1305=TRUE,DataInput!B1304,NA())","v":"SA"},{"$f":"IF($E1305=DataInput!$B1304,DataInput!C1304,NA())","v":"SMGA"},{"$f":"IF($E1305=DataInput!$B1304,DataInput!D1304,NA())","v":"Mt Gambier"},{"$f":"IF($E1305=DataInput!$B1304,DataInput!E1304,NA())","v":"SAPN"},{"$f":"IF($E1305=DataInput!$B1304,DataInput!F1304,NA())","v":"Summer"},{"$f":"IF($E1305=DataInput!$B1304,DataInput!G1304,NA())","v":"Non-Coincident"},{"$f":"IF($E1305=DataInput!$B1304,DataInput!H1304,NA())","v":2020},{"$f":"IF($E1305=DataInput!$B1304,DataInput!I1304,NA())","v":"POE50"},{"$f":"IF($E1305=DataInput!$B1304,DataInput!J1304,NA())","v":20.255055661186201},{"$f":"IF($E1305=DataInput!$B1304,DataInput!K1304,NA())","v":0.74605297897191403},null,null,"SA Mt Gambier",null,null,null,null,false,null,null,{"$error":"#N/A"},{"$error":"#N/A"},{"$error":"#N/A"},{"$error":"#N/A"},{"$error":"#N/A"},{"$error":"#N/A"},{"$error":"#N/A"},{"$error":"#N/A"},{"$error":"#N/A"},{"$error":"#N/A"}]
[null,{"$f":"IF(DataInput!B1322=$B$8,IF($B$9=$B$10,TRUE,IF(DataInput!E1322=$B$9,TRUE,FALSE)))","v":true},null,null,{"$f":"IF(B1323=TRUE,DataInput!B1322,NA())","v":"SA"},{"$f":"IF($E1323=DataInput!$B1322,DataInput!C1322,NA())","v":"SMGA"},{"$f":"IF($E1323=DataInput!$B1322,DataInput!D1322,NA())","v":"Mt Gambier"},{"$f":"IF($E1323=DataInput!$B1322,DataInput!E1322,NA())","v":"SAPN"},{"$f":"IF($E1323=DataInput!$B1322,DataInput!F1322,NA())","v":"Winter"},{"$f":"IF($E1323=DataInput!$B1322,DataInput!G1322,NA())","v":"Non-Coincident"},{"$f":"IF($E1323=DataInput!$B1322,DataInput!H1322,NA())","v":2017},{"$f":"IF($E1323=DataInput!$B1322,DataInput!I1322,NA())","v":"POE50"},{"$f":"IF($E1323=DataInput!$B1322,DataInput!J1322,NA())","v":22.3705358949105},{"$f":"IF($E1323=DataInput!$B1322,DataInput!K1322,NA())","v":0.95717896231258204},null,null,"SA Mt Gambier",null,null,null,null,false,null,null,{"$error":"#N/A"},{"$error":"#N/A"},{"$error":"#N/A"},{"$error":"#N/A"},{"$error":"#N/A"},{"$error":"#N/A"},{"$error":"#N/A"},{"$error":"#N/A"},{"$error":"#N/A"},{"$error":"#N/A"}]
[null,{"$f":"IF(DataInput!B1346=$B$8,IF($B$9=$B$10,TRUE,IF(DataInput!E1346=$B$9,TRUE,FALSE)))","v":true},null,null,{"$f":"IF(B1347=TRUE,DataInput!B1346,NA())","v":"SA"},{"$f":"IF($E1347=DataInput!$B1346,DataInput!C1346,NA())","v":"SMGU"},{"$f":"IF($E1347=DataInput!$B1346,DataInput!D1346,NA())","v":"Mt Gunson"},{"$f":"IF($E1347=DataInput!$B1346,DataInput!E1346,NA())","v":"SAPN"},{"$f":"IF($E1347=DataInput!$B1346,DataInput!F1346,NA())","v":"Summer"},{"$f":"IF($E1347=DataInput!$B1346,DataInput!G1346,NA())","v":"Non-Coincident"},{"$f":"IF($E1347=DataInput!$B1346,DataInput!H1346,NA())","v":2022},{"$f":"IF($E1347=DataInput!$B1346,DataInput!I1346,NA())","v":"POE50"},{"$f":"IF($E1347=DataInput!$B1346,DataInput!J1346,NA())","v":0.170257111182851},{"$f":"IF($E1347=DataInput!$B1346,DataInput!K1346,NA())","v":0.57814641846070003},null,null,"SA Mt Gunson",null,null,null,null,false,null,null,{"$error":"#N/A"},{"$error":"#N/A"},{"$error":"#N/A"},{"$error":"#N/A"},{"$error":"#N/A"},{"$error":"#N/A"},{"$error":"#N/A"},{"$error":"#N/A"},{"$error":"#N/A"},{"$error":"#N/A"}]
[null,{"$f":"IF(DataInput!B1383=$B$8,IF($B$9=$B$10,TRUE,IF(DataInput!E1383=$B$9,TRUE,FALSE)))","v":true},null,null,{"$f":"IF(B1384=TRUE,DataInput!B1383,NA())","v":"SA"},{"$f":"IF($E1384=DataInput!$B1383,DataInput!C1383,NA())","v":"SMH1"},{"$f":"IF($E1384=DataInput!$B1383,DataInput!D1383,NA())","v":"Murray Bridge - Hahndorf Pipeline 1"},{"$f":"IF($E1384=DataInput!$B1383,DataInput!E1383,NA())","v":"ENet"},{"$f":"IF($E1384=DataInput!$B1383,DataInput!F1383,NA())","v":"Summer"},{"$f":"IF($E1384=DataInput!$B1383,DataInput!G1383,NA())","v":"Non-Coincident"},{"$f":"IF($E1384=DataInput!$B1383,DataInput!H1383,NA())","v":2019},{"$f":"IF($E1384=DataInput!$B1383,DataInput!I1383,NA())","v":"POE50"},{"$f":"IF($E1384=DataInput!$B1383,DataInput!J1383,NA())","v":"NA"},{"$f":"IF($E1384=DataInput!$B1383,DataInput!K1383,NA())","v":"NA"},null,null,"SA Murray Bridge - Hahndorf Pipeline 1",null,null,null,null,false,null,null,{"$error":"#N/A"},{"$error":"#N/A"},{"$error":"#N/A"},{"$error":"#N/A"},{"$error":"#N/A"},{"$error":"#N/A"},{"$error":"#N/A"},{"$error":"#N/A"},{"$error":"#N/A"},{"$error":"#N/A"}]
[null,{"$f":"IF(DataInput!B1430=$B$8,IF($B$9=$B$10,TRUE,IF(DataInput!E1430=$B$9,TRUE,FALSE)))","v":true},null,null,{"$f":"IF(B1431=TRUE,DataInput!B1430,NA())","v":"SA"},{"$f":"IF($E1431=DataInput!$B1430,DataInput!C1430,NA())","v":"SMH2"},{"$f":"IF($E1431=DataInput!$B1430,DataInput!D1430,NA())","v":"Murray Bridge - Hahndorf Pipeline 2"},{"$f":"IF($E1431=DataInput!$B1430,DataInput!E1430,NA())","v":"ENet"},{"$f":"IF($E1431=DataInput!$B1430,DataInput!F1430,NA())","v":"Summer"},{"$f":"IF($E1431=DataInput!$B1430,DataInput!G1430,NA())","v":"Non-Coincident"},{"$f":"IF($E1431=DataInput!$B1430,DataInput!H1430,NA())","v":2026},{"$f":"IF($E1431=DataInput!$B1430,DataInput!I1430,NA())","v":"POE50"},{"$f":"IF($E1431=DataInput!$B1430,DataInput!J1430,NA())","v":"NA"},{"$f":"IF($E1431=DataInput!$B1430,DataInput!K1430,NA())","v":"NA"},null,null,"SA Murray Bridge - Hahndorf Pipeline 2",null,null,null,null,false,null,null,{"$error":"#N/A"},{"$error":"#N/A"},{"$error":"#N/A"},{"$error":"#N/A"},{"$error":"#N/A"},{"$error":"#N/A"},{"$error":"#N/A"},{"$error":"#N/A"},{"$error":"#N/A"},{"$error":"#N/A"}]
[null,{"$f":"IF(DataInput!B1432=$B$8,IF($B$9=$B$10,TRUE,IF(DataInput!E1432=$B$9,TRUE,FALSE)))","v":true},null,null,{"$f":"IF(B1433=TRUE,DataInput!B1432,NA())","v":"SA"},{"$f":"IF($E1433=DataInput!$B1432,DataInput!C1432,NA())","v":"SMH2"},{"$f":"IF($E1433=DataInput!$B1432,DataInput!D1432,NA())","v":"Murray Bridge - Hahndorf Pipeline 2"},{"$f":"IF($E1433=DataInput!$B1432,DataInput!E1432,NA())","v":"ENet"},{"$f":"IF($E1433=DataInput!$B1432,DataInput!F1432,NA())","v":"Winter"},{"$f":"IF($E1433=DataInput!$B1432,DataInput!G1432,NA())","v":"Non-Coincident"},{"$f":"IF($E1433=DataInput!$B1432,DataInput!H1432,NA())","v":2017},{"$f":"IF($E1433=DataInput!$B1432,DataInput!I1432,NA())","v":"POE10"},{"$f":"IF($E1433=DataInput!$B1432,DataInput!J1432,NA())","v":"NA"},{"$f":"IF($E1433=DataInput!$B1432,DataInput!K1432,NA())","v":"NA"},null,null,"SA Murray Bridge - Hahndorf Pipeline 2",null,null,null,null,false,null,null,{"$error":"#N/A"},{"$error":"#N/A"},{"$error":"#N/A"},{"$error":"#N/A"},{"$error":"#N/A"},{"$error":"#N/A"},{"$error":"#N/A"},{"$error":"#N/A"},{"$error":"#N/A"},{"$error":"#N/A"}]
[null,{"$f":"IF(DataInput!B1473=$B$8,IF($B$9=$B$10,TRUE,IF(DataInput!E1473=$B$9,TRUE,FALSE)))","v":true},null,null,{"$f":"IF(B1474=TRUE,DataInput!B1473,NA())","v":"SA"},{"$f":"IF($E1474=DataInput!$B1473,DataInput!C1473,NA())","v":"SMH3"},{"$f":"IF($E1474=DataInput!$B1473,DataInput!D1473,NA())","v":"Murray Bridge - Hahndorf Pipeline 3"},{"$f":"IF($E1474=DataInput!$B1473,DataInput!E1473,NA())","v":"ENet"},{"$f":"IF($E1474=DataInput!$B1473,DataInput!F1473,NA())","v":"Winter"},{"$f":"IF($E1474=DataInput!$B1473,DataInput!G1473,NA())","v":"Non-Coincident"},{"$f":"IF($E1474=DataInput!$B1473,DataInput!H1473,NA())","v":2018},{"$f":"IF($E1474=DataInput!$B1473,DataInput!I1473,NA())","v":"POE10"},{"$f":"IF($E1474=DataInput!$B1473,DataInput!J1473,NA())","v":"NA"},{"$f":"IF($E1474=DataInput!$B1473,DataInput!K1473,NA())","v":"NA"},null,null,"SA Murray Bridge - Hahndorf Pipeline 3",null,null,null,null,false,null,null,{"$error":"#N/A"},{"$error":"#N/A"},{"$error":"#N/A"},{"$error":"#N/A"},{"$error":"#N/A"},{"$error":"#N/A"},{"$error":"#N/A"},{"$error":"#N/A"},{"$error":"#N/A"},{"$error":"#N/A"}]
[null,{"$f":"IF(DataInput!B1509=$B$8,IF($B$9=$B$10,TRUE,IF(DataInput!E1509=$B$9,TRUE,FALSE)))","v":true},null,null,{"$f":"IF(B1510=TRUE,DataInput!B1509,NA())","v":"SA"},{"$f":"IF($E1510=DataInput!$B1509,DataInput!C1509,NA())","v":"SMLB"},{"$f":"IF($E1510=DataInput!$B1509,DataInput!D1509,NA())","v":"Millbrook"},{"$f":"IF($E1510=DataInput!$B1509,DataInput!E1509,NA())","v":"ENet"},{"$f":"IF($E1510=DataInput!$B1509,DataInput!F1509,NA())","v":"Summer"},{"$f":"IF($E1510=DataInput!$B1509,DataInput!G1509,NA())","v":"Non-Coincident"},{"$f":"IF($E1510=DataInput!$B1509,DataInput!H1509,NA())","v":2025},{"$f":"IF($E1510=DataInput!$B1509,DataInput!I1509,NA())","v":"POE50"},{"$f":"IF($E1510=DataInput!$B1509,DataInput!J1509,NA())","v":"NA"},{"$f":"IF($E1510=DataInput!$B1509,DataInput!K1509,NA())","v":"NA"},null,null,"SA Millbrook",null,null,null,null,false,null,null,{"$error":"#N/A"},{"$error":"#N/A"},{"$error":"#N/A"},{"$error":"#N/A"},{"$error":"#N/A"},{"$error":"#N/A"},{"$error":"#N/A"},{"$error":"#N/A"},{"$error":"#N/A"},{"$error":"#N/A"}]
[null,{"$f":"IF(DataInput!B1540=$B$8,IF($B$9=$B$10,TRUE,IF(DataInput!E1540=$B$9,TRUE,FALSE)))","v":true},null,null,{"$f":"IF(B1541=TRUE,DataInput!B1540,NA())","v":"SA"},{"$f":"IF($E1541=DataInput!$B1540,DataInput!C1540,NA())","v":"SMW1"},{"$f":"IF($E1541=DataInput!$B1540,DataInput!D1540,NA())","v":"Morgan - Whyalla Pipeline 1"},{"$f":"IF($E1541=DataInput!$B1540,DataInput!E1540,NA())","v":"ENet"},{"$f":"IF($E1541=DataInput!$B1540,DataInput!F1540,NA())","v":"Summer"},{"$f":"IF($E1541=DataInput!$B1540,DataInput!G1540,NA())","v":"Non-Coincident"},{"$f":"IF($E1541=DataInput!$B1540,DataInput!H1540,NA())","v":2026},{"$f":"IF($E1541=DataInput!$B1540,DataInput!I1540,NA())","v":"POE10"},{"$f":"IF($E1541=DataInput!$B1540,DataInput!J1540,NA())","v":"NA"},{"$f":"IF($E1541=DataInput!$B1540,DataInput!K1540,NA())","v":"NA"},null,null,"SA Morgan - Whyalla Pipeline 1",null,null,null,null,false,null,null,{"$error":"#N/A"},{"$error":"#N/A"},{"$error":"#N/A"},{"$error":"#N/A"},{"$error":"#N/A"},{"$error":"#N/A"},{"$error":"#N/A"},{"$error":"#N/A"},{"$error":"#N/A"},{"$error":"#N/A"}]
[null,{"$f":"IF(DataInput!B1558=$B$8,IF($B$9=$B$10,TRUE,IF(DataInput!E1558=$B$9,TRUE,FALSE)))","v":true},null,null,{"$f":"IF(B1559=TRUE,DataInput!B1558,NA())","v":"SA"},{"$f":"IF($E1559=DataInput!$B1558,DataInput!C1558,NA())","v":"SMW1"},{"$f":"IF($E1559=DataInput!$B1558,DataInput!D1558,NA())","v":"Morgan - Whyalla Pipeline 1"},{"$f":"IF($E1559=DataInput!$B1558,DataInput!E1558,NA())","v":"ENet"},{"$f":"IF($E1559=DataInput!$B1558,DataInput!F1558,NA())","v":"Winter"},{"$f":"IF($E1559=DataInput!$B1558,DataInput!G1558,NA())","v":"Non-Coincident"},{"$f":"IF($E1559=DataInput!$B1558,DataInput!H1558,NA())","v":2023},{"$f":"IF($E1559=DataInput!$B1558,DataInput!I1558,NA())","v":"POE10"},{"$f":"IF($E1559=DataInput!$B1558,DataInput!J1558,NA())","v":"NA"},{"$f":"IF($E1559=DataInput!$B1558,DataInput!K1558,NA())","v":"NA"},null,null,"SA Morgan - Whyalla Pipeline 1",null,null,null,null,false,null,null,{"$error":"#N/A"},{"$error":"#N/A"},{"$error":"#N/A"},{"$error":"#N/A"},{"$error":"#N/A"},{"$error":"#N/A"},{"$error":"#N/A"},{"$error":"#N/A"},{"$error":"#N/A"},{"$error":"#N/A"}]
[null,{"$f":"IF(DataInput!B1596=$B$8,IF($B$9=$B$10,TRUE,IF(DataInput!E1596=$B$9,TRUE,FALSE)))","v":true},null,null,{"$f":"IF(B1597=TRUE,DataInput!B1596,NA())","v":"SA"},{"$f":"IF($E1597=DataInput!$B1596,DataInput!C1596,NA())","v":"SMW2"},{"$f":"IF($E1597=DataInput!$B1596,DataInput!D1596,NA())","v":"Morgan - Whyalla Pipeline 2"},{"$f":"IF($E1597=DataInput!$B1596,DataInput!E1596,NA())","v":"ENet"},{"$f":"IF($E1597=DataInput!$B1596,DataInput!F1596,NA())","v":"Winter"},{"$f":"IF($E1597=DataInput!$B1596,DataInput!G1596,NA())","v":"Non-Coincident"},{"$f":"IF($E1597=DataInput!$B1596,DataInput!H1596,NA())","v":2021},{"$f":"IF($E1597=DataInput!$B1596,DataInput!I1596,NA())","v":"POE10"},{"$f":"IF($E1597=DataInput!$B1596,DataInput!J1596,NA())","v":"NA"},{"$f":"IF($E1597=DataInput!$B1596,DataInput!K1596,NA())","v":"NA"},null,null,"SA Morgan - Whyalla Pipeline 2",null,null,null,null,false,null,null,{"$error":"#N/A"},{"$error":"#N/A"},{"$error":"#N/A"},{"$error":"#N/A"},{"$error":"#N/A"},{"$error":"#N/A"},{"$error":"#N/A"},{"$error":"#N/A"},{"$error":"#N/A"},{"$error":"#N/A"}]
[null,{"$f":"IF(DataInput!B1606=$B$8,IF($B$9=$B$10,TRUE,IF(DataInput!E1606=$B$9,TRUE,FALSE)))","v":true},null,null,{"$f":"IF(B1607=TRUE,DataInput!B1606,NA())","v":"SA"},{"$f":"IF($E1607=DataInput!$B1606,DataInput!C1606,NA())","v":"SMW2"},{"$f":"IF($E1607=DataInput!$B1606,DataInput!D1606,NA())","v":"Morgan - Whyalla Pipeline 2"},{"$f":"IF($E1607=DataInput!$B1606,DataInput!E1606,NA())","v":"ENet"},{"$f":"IF($E1607=DataInput!$B1606,DataInput!F1606,NA())","v":"Winter"},{"$f":"IF($E1607=DataInput!$B1606,DataInput!G1606,NA())","v":"Non-Coincident"},{"$f":"IF($E1607=DataInput!$B1606,DataInput!H1606,NA())","v":2021},{"$f":"IF($E1607=DataInput!$B1606,DataInput!I1606,NA())","v":"POE50"},{"$f":"IF($E1607=DataInput!$B1606,DataInput!J1606,NA())","v":"NA"},{"$f":"IF($E1607=DataInput!$B1606,DataInput!K1606,NA())","v":"NA"},null,null,"SA Morgan - Whyalla Pipeline 2",null,null,null,null,false,null,null,{"$error":"#N/A"},{"$error":"#N/A"},{"$error":"#N/A"},{"$error":"#N/A"},{"$error":"#N/A"},{"$error":"#N/A"},{"$error":"#N/A"},{"$error":"#N/A"},{"$error":"#N/A"},{"$error":"#N/A"}]
[null,{"$f":"IF(DataInput!B1637=$B$8,IF($B$9=$B$10,TRUE,IF(DataInput!E1637=$B$9,TRUE,FALSE)))","v":true},null,null,{"$f":"IF(B1638=TRUE,DataInput!B1637,NA())","v":"SA"},{"$f":"IF($E1638=DataInput!$B1637,DataInput!C1637,NA())","v":"SMW3"},{"$f":"IF($E1638=DataInput!$B1637,DataInput!D1637,NA())","v":"Morgan - Whyalla Pipeline 3"},{"$f":"IF($E1638=DataInput!$B1637,DataInput!E1637,NA())","v":"ENet"},{"$f":"IF($E1638=DataInput!$B1637,DataInput!F1637,NA())","v":"Winter"},{"$f":"IF($E1638=DataInput!$B1637,DataInput!G1637,NA())","v":"Non-Coincident"},{"$f":"IF($E1638=DataInput!$B1637,DataInput!H1637,NA())","v":2022},{"$f":"IF($E1638=DataInput!$B1637,DataInput!I1637,NA())","v":"POE10"},{"$f":"IF($E1638=DataInput!$B1637,DataInput!J1637,NA())","v":"NA"},{"$f":"IF($E1638=DataInput!$B1637,DataInput!K1637,NA())","v":"NA"},null,null,"SA Morgan - Whyalla Pipeline 3",null,null,null,null,false,null,null,{"$error":"#N/A"},{"$error":"#N/A"},{"$error":"#N/A"},{"$error":"#N/A"},{"$error":"#N/A"},{"$error":"#N/A"},{"$error":"#N/A"},{"$error":"#N/A"},{"$error":"#N/A"},{"$error":"#N/A"}]
[null,{"$f":"IF(DataInput!B1668=$B$8,IF($B$9=$B$10,TRUE,IF(DataInput!E1668=$B$9,TRUE,FALSE)))","v":true},null,null,{"$f":"IF(B1669=TRUE,DataInput!B1668,NA())","v":"SA"},{"$f":"IF($E1669=DataInput!$B1668,DataInput!C1668,NA())","v":"SMW4"},{"$f":"IF($E1669=DataInput!$B1668,DataInput!D1668,NA())","v":"Morgan - Whyalla Pipeline 4"},{"$f":"IF($E1669=DataInput!$B1668,DataInput!E1668,NA())","v":"ENet"},{"$f":"IF($E1669=DataInput!$B1668,DataInput!F1668,NA())","v":"Summer"},{"$f":"IF($E1669=DataInput!$B1668,DataInput!G1668,NA())","v":"Non-Coincident"},{"$f":"IF($E1669=DataInput!$B1668,DataInput!H1668,NA())","v":2024},{"$f":"IF($E1669=DataInput!$B1668,DataInput!I1668,NA())","v":"POE50"},{"$f":"IF($E1669=DataInput!$B1668,DataInput!J1668,NA())","v":"NA"},{"$f":"IF($E1669=DataInput!$B1668,DataInput!K1668,NA())","v":"NA"},null,null,"SA Morgan - Whyalla Pipeline 4",null,null,null,null,false,null,null,{"$error":"#N/A"},{"$error":"#N/A"},{"$error":"#N/A"},{"$error":"#N/A"},{"$error":"#N/A"},{"$error":"#N/A"},{"$error":"#N/A"},{"$error":"#N/A"},{"$error":"#N/A"},{"$error":"#N/A"}]
[null,{"$f":"IF(DataInput!B1695=$B$8,IF($B$9=$B$10,TRUE,IF(DataInput!E1695=$B$9,TRUE,FALSE)))","v":true},null,null,{"$f":"IF(B1696=TRUE,DataInput!B1695,NA())","v":"SA"},{"$f":"IF($E1696=DataInput!$B1695,DataInput!C1695,NA())","v":"SNEU"},{"$f":"IF($E1696=DataInput!$B1695,DataInput!D1695,NA())","v":"Neuroodla"},{"$f":"IF($E1696=DataInput!$B1695,DataInput!E1695,NA())","v":"SAPN"},{"$f":"IF($E1696=DataInput!$B1695,DataInput!F1695,NA())","v":"Summer"},{"$f":"IF($E1696=DataInput!$B1695,DataInput!G1695,NA())","v":"Non-Coincident"},{"$f":"IF($E1696=DataInput!$B1695,DataInput!H1695,NA())","v":2021},{"$f":"IF($E1696=DataInput!$B1695,DataInput!I1695,NA())","v":"POE10"},{"$f":"IF($E1696=DataInput!$B1695,DataInput!J1695,NA())","v":0.92704760651694595},{"$f":"IF($E1696=DataInput!$B1695,DataInput!K1695,NA())","v":0.622760101676886},null,null,"SA Neuroodla",null,null,null,null,false,null,null,{"$error":"#N/A"},{"$error":"#N/A"},{"$error":"#N/A"},{"$error":"#N/A"},{"$error":"#N/A"},{"$error":"#N/A"},{"$error":"#N/A"},{"$error":"#N/A"},{"$error":"#N/A"},{"$error":"#N/A"}]
[null,{"$f":"IF(DataInput!B1745=$B$8,IF($B$9=$B$10,TRUE,IF(DataInput!E1745=$B$9,TRUE,FALSE)))","v":true},null,null,{"$f":"IF(B1746=TRUE,DataInput!B1745,NA())","v":"SA"},{"$f":"IF($E1746=DataInput!$B1745,DataInput!C1745,NA())","v":"SNWB"},{"$f":"IF($E1746=DataInput!$B1745,DataInput!D1745,NA())","v":"North West Bend"},{"$f":"IF($E1746=DataInput!$B1745,DataInput!E1745,NA())","v":"SAPN"},{"$f":"IF($E1746=DataInput!$B1745,DataInput!F1745,NA())","v":"Summer"},{"$f":"IF($E1746=DataInput!$B1745,DataInput!G1745,NA())","v":"Non-Coincident"},{"$f":"IF($E1746=DataInput!$B1745,DataInput!H1745,NA())","v":2021},{"$f":"IF($E1746=DataInput!$B1745,DataInput!I1745,NA())","v":"POE50"},{"$f":"IF($E1746=DataInput!$B1745,DataInput!J1745,NA())","v":25.682598807076399},{"$f":"IF($E1746=DataInput!$B1745,DataInput!K1745,NA())","v":0.65743076885670104},null,null,"SA North West Bend",null,null,null,null,false,null,null,{"$error":"#N/A"},{"$error":"#N/A"},{"$error":"#N/A"},{"$error":"#N/A"},{"$error":"#N/A"},{"$error":"#N/A"},{"$error":"#N/A"},{"$error":"#N/A"},{"$error":"#N/A"},{"$error":"#N/A"}]
[null,{"$f":"IF(DataInput!B1747=$B$8,IF($B$9=$B$10,TRUE,IF(DataInput!E1747=$B$9,TRUE,FALSE)))","v":true},null,null,{"$f":"IF(B1748=TRUE,DataInput!B1747,NA())","v":"SA"},{"$f":"IF($E1748=DataInput!$B1747,DataInput!C1747,NA())","v":"SNWB"},{"$f":"IF($E1748=DataInput!$B1747,DataInput!D1747,NA())","v":"North West Bend"},{"$f":"IF($E1748=DataInput!$B1747,DataInput!E1747,NA())","v":"SAPN"},{"$f":"IF($E1748=DataInput!$B1747,DataInput!F1747,NA())","v":"Summer"},{"$f":"IF($E1748=DataInput!$B1747,DataInput!G1747,NA())","v":"Non-Coincident"},{"$f":"IF($E1748=DataInput!$B1747,DataInput!H1747,NA())","v":2023},{"$f":"IF($E1748=DataInput!$B1747,DataInput!I1747,NA())","v":"POE50"},{"$f":"IF($E1748=DataInput!$B1747,DataInput!J1747,NA())","v":25.191655878387401},{"$f":"IF($E1748=DataInput!$B1747,DataInput!K1747,NA())","v":0.65759551848818898},null,null,"SA North West Bend",null,null,null,null,false,null,null,{"$error":"#N/A"},{"$error":"#N/A"},{"$error":"#N/A"},{"$error":"#N/A"},{"$error":"#N/A"},{"$error":"#N/A"},{"$error":"#N/A"},{"$error":"#N/A"},{"$error":"#N/A"},{"$error":"#N/A"}]
[null,{"$f":"IF(DataInput!B1794=$B$8,IF($B$9=$B$10,TRUE,IF(DataInput!E1794=$B$9,TRUE,FALSE)))","v":true},null,null,{"$f":"IF(B1795=TRUE,DataInput!B1794,NA())","v":"SA"},{"$f":"IF($E1795=DataInput!$B1794,DataInput!C1794,NA())","v":"SOUT"},{"$f":"IF($E1795=DataInput!$B1794,DataInput!D1794,NA())","v":"Southern Suburbs"},{"$f":"IF($E1795=DataInput!$B1794,DataInput!E1794,NA())","v":"SAPN"},{"$f":"IF($E1795=DataInput!$B1794,DataInput!F1794,NA())","v":"Winter"},{"$f":"IF($E1795=DataInput!$B1794,DataInput!G1794,NA())","v":"Non-Coincident"},{"$f":"IF($E1795=DataInput!$B1794,DataInput!H1794,NA())","v":2019},{"$f":"IF($E1795=DataInput!$B1794,DataInput!I1794,NA())","v":"POE10"},{"$f":"IF($E1795=DataInput!$B1794,DataInput!J1794,NA())","v":516.51900171913599},{"$f":"IF($E1795=DataInput!$B1794,DataInput!K1794,NA())","v":1},null,null,"SA Southern Suburbs",null,null,null,null,false,null,null,{"$error":"#N/A"},{"$error":"#N/A"},{"$error":"#N/A"},{"$error":"#N/A"},{"$error":"#N/A"},{"$error":"#N/A"},{"$error":"#N/A"},{"$error":"#N/A"},{"$error":"#N/A"},{"$error":"#N/A"}]
[null,{"$f":"IF(DataInput!B1818=$B$8,IF($B$9=$B$10,TRUE,IF(DataInput!E1818=$B$9,TRUE,FALSE)))","v":true},null,null,{"$f":"IF(B1819=TRUE,DataInput!B1818,NA())","v":"SA"},{"$f":"IF($E1819=DataInput!$B1818,DataInput!C1818,NA())","v":"SPDIST"},{"$f":"IF($E1819=DataInput!$B1818,DataInput!D1818,NA())","v":"Stony Point Distribution"},{"$f":"IF($E1819=DataInput!$B1818,DataInput!E1818,NA())","v":"SAPN"},{"$f":"IF($E1819=DataInput!$B1818,DataInput!F1818,NA())","v":"Summer"},{"$f":"IF($E1819=DataInput!$B1818,DataInput!G1818,NA())","v":"Non-Coincident"},{"$f":"IF($E1819=DataInput!$B1818,DataInput!H1818,NA())","v":2024},{"$f":"IF($E1819=DataInput!$B1818,DataInput!I1818,NA())","v":"POE10"},{"$f":"IF($E1819=DataInput!$B1818,DataInput!J1818,NA())","v":0.16935566623061199},{"$f":"IF($E1819=DataInput!$B1818,DataInput!K1818,NA())","v":0.56359908884516996},null,null,"SA Stony Point Distribution",null,null,null,null,false,null,null,{"$error":"#N/A"},{"$error":"#N/A"},{"$error":"#N/A"},{"$error":"#N/A"},{"$error":"#N/A"},{"$error":"#N/A"},{"$error":"#N/A"},{"$error":"#N/A"},{"$error":"#N/A"},{"$error":"#N/A"}]
[null,{"$f":"IF(DataInput!B1842=$B$8,IF($B$9=$B$10,TRUE,IF(DataInput!E1842=$B$9,TRUE,FALSE)))","v":true},null,null,{"$f":"IF(B1843=TRUE,DataInput!B1842,NA())","v":"SA"},{"$f":"IF($E1843=DataInput!$B1842,DataInput!C1842,NA())","v":"SPDIST"},{"$f":"IF($E1843=DataInput!$B1842,DataInput!D1842,NA())","v":"Stony Point Distribution"},{"$f":"IF($E1843=DataInput!$B1842,DataInput!E1842,NA())","v":"SAPN"},{"$f":"IF($E1843=DataInput!$B1842,DataInput!F1842,NA())","v":"Winter"},{"$f":"IF($E1843=DataInput!$B1842,DataInput!G1842,NA())","v":"Non-Coincident"},{"$f":"IF($E1843=DataInput!$B1842,DataInput!H1842,NA())","v":2017},{"$f":"IF($E1843=DataInput!$B1842,DataInput!I1842,NA())","v":"POE50"},{"$f":"IF($E1843=DataInput!$B1842,DataInput!J1842,NA())","v":0.15051441543594499},{"$f":"IF($E1843=DataInput!$B1842,DataInput!K1842,NA())","v":0.50428438872755299},null,null,"SA Stony Point Distribution",null,null,null,null,false,null,null,{"$error":"#N/A"},{"$error":"#N/A"},{"$error":"#N/A"},{"$error":"#N/A"},{"$error":"#N/A"},{"$error":"#N/A"},{"$error":"#N/A"},{"$error":"#N/A"},{"$error":"#N/A"},{"$error":"#N/A"}]
[null,{"$f":"IF(DataInput!B1873=$B$8,IF($B$9=$B$10,TRUE,IF(DataInput!E1873=$B$9,TRUE,FALSE)))","v":true},null,null,{"$f":"IF(B1874=TRUE,DataInput!B1873,NA())","v":"SA"},{"$f":"IF($E1874=DataInput!$B1873,DataInput!C1873,NA())","v":"SPEN"},{"$f":"IF($E1874=DataInput!$B1873,DataInput!D1873,NA())","v":"Penola West"},{"$f":"IF($E1874=DataInput!$B1873,DataInput!E1873,NA())","v":"SAPN"},{"$f":"IF($E1874=DataInput!$B1873,DataInput!F1873,NA())","v":"Winter"},{"$f":"IF($E1874=DataInput!$B1873,DataInput!G1873,NA())","v":"Non-Coincident"},{"$f":"IF($E1874=DataInput!$B1873,DataInput!H1873,NA())","v":2018},{"$f":"IF($E1874=DataInput!$B1873,DataInput!I1873,NA())","v":"POE10"},{"$f":"IF($E1874=DataInput!$B1873,DataInput!J1873,NA())","v":7.9179758510736296},{"$f":"IF($E1874=DataInput!$B1873,DataInput!K1873,NA())","v":0.87701862675984099},null,null,"SA Penola West",null,null,null,null,false,null,null,{"$error":"#N/A"},{"$error":"#N/A"},{"$error":"#N/A"},{"$error":"#N/A"},{"$error":"#N/A"},{"$error":"#N/A"},{"$error":"#N/A"},{"$error":"#N/A"},{"$error":"#N/A"},{"$error":"#N/A"}]
[null,{"$f":"IF(DataInput!B1904=$B$8,IF($B$9=$B$10,TRUE,IF(DataInput!E1904=$B$9,TRUE,FALSE)))","v":true},null,null,{"$f":"IF(B1905=TRUE,DataInput!B1904,NA())","v":"SA"},{"$f":"IF($E1905=DataInput!$B1904,DataInput!C1904,NA())","v":"SPLN"},{"$f":"IF($E1905=DataInput!$B1904,DataInput!D1904,NA())","v":"Port Lincoln"},{"$f":"IF($E1905=DataInput!$B1904,DataInput!E1904,NA())","v":"SAPN"},{"$f":"IF($E1905=DataInput!$B1904,DataInput!F1904,NA())","v":"Summer"},{"$f":"IF($E1905=DataInput!$B1904,DataInput!G1904,NA())","v":"Non-Coincident"},{"$f":"IF($E1905=DataInput!$B1904,DataInput!H1904,NA())","v":2020},{"$f":"IF($E1905=DataInput!$B1904,DataInput!I1904,NA())","v":"POE50"},{"$f":"IF($E1905=DataInput!$B1904,DataInput!J1904,NA())","v":27.556134505016001},{"$f":"IF($E1905=DataInput!$B1904,DataInput!K1904,NA())","v":0.86832122708691395},null,null,"SA Port Lincoln",null,null,null,null,false,null,null,{"$error":"#N/A"},{"$error":"#N/A"},{"$error":"#N/A"},{"$error":"#N/A"},{"$error":"#N/A"},{"$error":"#N/A"},{"$error":"#N/A"},{"$error":"#N/A"},{"$error":"#N/A"},{"$error":"#N/A"}]
[null,{"$f":"IF(DataInput!B1945=$B$8,IF($B$9=$B$10,TRUE,IF(DataInput!E1945=$B$9,TRUE,FALSE)))","v":true},null,null,{"$f":"IF(B1946=TRUE,DataInput!B1945,NA())","v":"SA"},{"$f":"IF($E1946=DataInput!$B1945,DataInput!C1945,NA())","v":"SPMB"},{"$f":"IF($E1946=DataInput!$B1945,DataInput!D1945,NA())","v":"Pimba"},{"$f":"IF($E1946=DataInput!$B1945,DataInput!E1945,NA())","v":"ENet"},{"$f":"IF($E1946=DataInput!$B1945,DataInput!F1945,NA())","v":"Summer"},{"$f":"IF($E1946=DataInput!$B1945,DataInput!G1945,NA())","v":"Non-Coincident"},{"$f":"IF($E1946=DataInput!$B1945,DataInput!H1945,NA())","v":2021},{"$f":"IF($E1946=DataInput!$B1945,DataInput!I1945,NA())","v":"POE50"},{"$f":"IF($E1946=DataInput!$B1945,DataInput!J1945,NA())","v":"NA"},{"$f":"IF($E1946=DataInput!$B1945,DataInput!K1945,NA())","v":"NA"},null,null,"SA Pimba",null,null,null,null,false,null,null,{"$error":"#N/A"},{"$error":"#N/A"},{"$error":"#N/A"},{"$error":"#N/A"},{"$error":"#N/A"},{"$error":"#N/A"},{"$error":"#N/A"},{"$error":"#N/A"},{"$error":"#N/A"},{"$error":"#N/A"}]
[null,{"$f":"IF(DataInput!B1952=$B$8,IF($B$9=$B$10,TRUE,IF(DataInput!E1952=$B$9,TRUE,FALSE)))","v":true},null,null,{"$f":"IF(B1953=TRUE,DataInput!B1952,NA())","v":"SA"},{"$f":"IF($E1953=DataInput!$B1952,DataInput!C1952,NA())","v":"SPMB"},{"$f":"IF($E1953=DataInput!$B1952,DataInput!D1952,NA())","v":"Pimba"},{"$f":"IF($E1953=DataInput!$B1952,DataInput!E1952,NA())","v":"ENet"},{"$f":"IF($E1953=DataInput!$B1952,DataInput!F1952,NA())","v":"Winter"},{"$f":"IF($E1953=DataInput!$B1952,DataInput!G1952,NA())","v":"Non-Coincident"},{"$f":"IF($E1953=DataInput!$B1952,DataInput!H1952,NA())","v":2017},{"$f":"IF($E1953=DataInput!$B1952,DataInput!I1952,NA())","v":"POE10"},{"$f":"IF($E1953=DataInput!$B1952,DataInput!J1952,NA())","v":"NA"},{"$f":"IF($E1953=DataInput!$B1952,DataInput!K1952,NA())","v":"NA"},null,null,"SA Pimba",null,null,null,null,false,null,null,{"$error":"#N/A"},{"$error":"#N/A"},{"$error":"#N/A"},{"$error":"#N/A"},{"$error":"#N/A"},{"$error":"#N/A"},{"$error":"#N/A"},{"$error":"#N/A"},{"$error":"#N/A"},{"$error":"#N/A"}]
[null,{"$f":"IF(DataInput!B1983=$B$8,IF($B$9=$B$10,TRUE,IF(DataInput!E1983=$B$9,TRUE,FALSE)))","v":true},null,null,{"$f":"IF(B1984=TRUE,DataInput!B1983,NA())","v":"SA"},{"$f":"IF($E1984=DataInput!$B1983,DataInput!C1983,NA())","v":"SPREF"},{"$f":"IF($E1984=DataInput!$B1983,DataInput!D1983,NA())","v":"Stony Point Industrial"},{"$f":"IF($E1984=DataInput!$B1983,DataInput!E1983,NA())","v":"ENet"},{"$f":"IF($E1984=DataInput!$B1983,DataInput!F1983,NA())","v":"Summer"},{"$f":"IF($E1984=DataInput!$B1983,DataInput!G1983,NA())","v":"Non-Coincident"},{"$f":"IF($E1984=DataInput!$B1983,DataInput!H1983,NA())","v":2019},{"$f":"IF($E1984=DataInput!$B1983,DataInput!I1983,NA())","v":"POE50"},{"$f":"IF($E1984=DataInput!$B1983,DataInput!J1983,NA())","v":"NA"},{"$f":"IF($E1984=DataInput!$B1983,DataInput!K1983,NA())","v":"NA"},null,null,"SA Stony Point Industrial",null,null,null,null,false,null,null,{"$error":"#N/A"},{"$error":"#N/A"},{"$error":"#N/A"},{"$error":"#N/A"},{"$error":"#N/A"},{"$error":"#N/A"},{"$error":"#N/A"},{"$error":"#N/A"},{"$error":"#N/A"},{"$error":"#N/A"}]
[null,{"$f":"IF(DataInput!B2030=$B$8,IF($B$9=$B$10,TRUE,IF(DataInput!E2030=$B$9,TRUE,FALSE)))","v":true},null,null,{"$f":"IF(B2031=TRUE,DataInput!B2030,NA())","v":"SA"},{"$f":"IF($E2031=DataInput!$B2030,DataInput!C2030,NA())","v":"SRSW"},{"$f":"IF($E2031=DataInput!$B2030,DataInput!D2030,NA())","v":"Roseworthy"},{"$f":"IF($E2031=DataInput!$B2030,DataInput!E2030,NA())","v":"ENet"},{"$f":"IF($E2031=DataInput!$B2030,DataInput!F2030,NA())","v":"Summer"},{"$f":"IF($E2031=DataInput!$B2030,DataInput!G2030,NA())","v":"Non-Coincident"},{"$f":"IF($E2031=DataInput!$B2030,DataInput!H2030,NA())","v":2026},{"$f":"IF($E2031=DataInput!$B2030,DataInput!I2030,NA())","v":"POE50"},{"$f":"IF($E2031=DataInput!$B2030,DataInput!J2030,NA())","v":"NA"},{"$f":"IF($E2031=DataInput!$B2030,DataInput!K2030,NA())","v":"NA"},null,null,"SA Roseworthy",null,null,null,null,false,null,null,{"$error":"#N/A"},{"$error":"#N/A"},{"$error":"#N/A"},{"$error":"#N/A"},{"$error":"#N/A"},{"$error":"#N/A"},{"$error":"#N/A"},{"$error":"#N/A"},{"$error":"#N/A"},{"$error":"#N/A"}]
[null,{"$f":"IF(DataInput!B2040=$B$8,IF($B$9=$B$10,TRUE,IF(DataInput!E2040=$B$9,TRUE,FALSE)))","v":true},null,null,{"$f":"IF(B2041=TRUE,DataInput!B2040,NA())","v":"SA"},{"$f":"IF($E2041=DataInput!$B2040,DataInput!C2040,NA())","v":"SRSW"},{"$f":"IF($E2041=DataInput!$B2040,DataInput!D2040,NA())","v":"Roseworthy"},{"$f":"IF($E2041=DataInput!$B2040,DataInput!E2040,NA())","v":"ENet"},{"$f":"IF($E2041=DataInput!$B2040,DataInput!F2040,NA())","v":"Winter"},{"$f":"IF($E2041=DataInput!$B2040,DataInput!G2040,NA())","v":"Non-Coincident"},{"$f":"IF($E2041=DataInput!$B2040,DataInput!H2040,NA())","v":2025},{"$f":"IF($E2041=DataInput!$B2040,DataInput!I2040,NA())","v":"POE10"},{"$f":"IF($E2041=DataInput!$B2040,DataInput!J2040,NA())","v":"NA"},{"$f":"IF($E2041=DataInput!$B2040,DataInput!K2040,NA())","v":"NA"},null,null,"SA Roseworthy",null,null,null,null,false,null,null,{"$error":"#N/A"},{"$error":"#N/A"},{"$error":"#N/A"},{"$error":"#N/A"},{"$error":"#N/A"},{"$error":"#N/A"},{"$error":"#N/A"},{"$error":"#N/A"},{"$error":"#N/A"},{"$error":"#N/A"}]
[null,{"$f":"IF(DataInput!B2078=$B$8,IF($B$9=$B$10,TRUE,IF(DataInput!E2078=$B$9,TRUE,FALSE)))","v":true},null,null,{"$f":"IF(B2079=TRUE,DataInput!B2078,NA())","v":"SA"},{"$f":"IF($E2079=DataInput!$B2078,DataInput!C2078,NA())","v":"SSNN"},{"$f":"IF($E2079=DataInput!$B2078,DataInput!D2078,NA())","v":"Snuggery Industrial"},{"$f":"IF($E2079=DataInput!$B2078,DataInput!E2078,NA())","v":"SAPN"},{"$f":"IF($E2079=DataInput!$B2078,DataInput!F2078,NA())","v":"Winter"},{"$f":"IF($E2079=DataInput!$B2078,DataInput!G2078,NA())","v":"Non-Coincident"},{"$f":"IF($E2079=DataInput!$B2078,DataInput!H2078,NA())","v":2023},{"$f":"IF($E2079=DataInput!$B2078,DataInput!I2078,NA())","v":"POE10"},{"$f":"IF($E2079=DataInput!$B2078,DataInput!J2078,NA())","v":25.635598266908101},{"$f":"IF($E2079=DataInput!$B2078,DataInput!K2078,NA())","v":0.47728885549486899},null,null,"SA Snuggery Industrial",null,null,null,null,false,null,null,{"$error":"#N/A"},{"$error":"#N/A"},{"$error":"#N/A"},{"$error":"#N/A"},{"$error":"#N/A"},{"$error":"#N/A"},{"$error":"#N/A"},{"$error":"#N/A"},{"$error":"#N/A"},{"$error":"#N/A"}]
[null,{"$f":"IF(DataInput!B2109=$B$8,IF($B$9=$B$10,TRUE,IF(DataInput!E2109=$B$9,TRUE,FALSE)))","v":true},null,null,{"$f":"IF(B2110=TRUE,DataInput!B2109,NA())","v":"SA"},{"$f":"IF($E2110=DataInput!$B2109,DataInput!C2109,NA())","v":"SSNR"},{"$f":"IF($E2110=DataInput!$B2109,DataInput!D2109,NA())","v":"Snuggery Rural"},{"$f":"IF($E2110=DataInput!$B2109,DataInput!E2109,NA())","v":"SAPN"},{"$f":"IF($E2110=DataInput!$B2109,DataInput!F2109,NA())","v":"Summer"},{"$f":"IF($E2110=DataInput!$B2109,DataInput!G2109,NA())","v":"Non-Coincident"},{"$f":"IF($E2110=DataInput!$B2109,DataInput!H2109,NA())","v":2025},{"$f":"IF($E2110=DataInput!$B2109,DataInput!I2109,NA())","v":"POE50"},{"$f":"IF($E2110=DataInput!$B2109,DataInput!J2109,NA())","v":11.694475649406201},{"$f":"IF($E2110=DataInput!$B2109,DataInput!K2109,NA())","v":0.82754171172156998},null,null,"SA Snuggery Rural",null,null,null,null,false,null,null,{"$error":"#N/A"},{"$error":"#N/A"},{"$error":"#N/A"},{"$error":"#N/A"},{"$error":"#N/A"},{"$error":"#N/A"},{"$error":"#N/A"},{"$error":"#N/A"},{"$error":"#N/A"},{"$error":"#N/A"}]
[null,{"$f":"IF(DataInput!B2140=$B$8,IF($B$9=$B$10,TRUE,IF(DataInput!E2140=$B$9,TRUE,FALSE)))","v":true},null,null,{"$f":"IF(B2141=TRUE,DataInput!B2140,NA())","v":"SA"},{"$f":"IF($E2141=DataInput!$B2140,DataInput!C2140,NA())","v":"STAL"},{"$f":"IF($E2141=DataInput!$B2140,DataInput!D2140,NA())","v":"Tailem Bend"},{"$f":"IF($E2141=DataInput!$B2140,DataInput!E2140,NA())","v":"SAPN"},{"$f":"IF($E2141=DataInput!$B2140,DataInput!F2140,NA())","v":"Summer"},{"$f":"IF($E2141=DataInput!$B2140,DataInput!G2140,NA())","v":"Non-Coincident"},{"$f":"IF($E2141=DataInput!$B2140,DataInput!H2140,NA())","v":2026},{"$f":"IF($E2141=DataInput!$B2140,DataInput!I2140,NA())","v":"POE10"},{"$f":"IF($E2141=DataInput!$B2140,DataInput!J2140,NA())","v":19.333475030731002},{"$f":"IF($E2141=DataInput!$B2140,DataInput!K2140,NA())","v":0.92260929814510295},null,null,"SA Tailem Bend",null,null,null,null,false,null,null,{"$error":"#N/A"},{"$error":"#N/A"},{"$error":"#N/A"},{"$error":"#N/A"},{"$error":"#N/A"},{"$error":"#N/A"},{"$error":"#N/A"},{"$error":"#N/A"},{"$error":"#N/A"},{"$error":"#N/A"}]
[null,{"$f":"IF(DataInput!B2167=$B$8,IF($B$9=$B$10,TRUE,IF(DataInput!E2167=$B$9,TRUE,FALSE)))","v":true},null,null,{"$f":"IF(B2168=TRUE,DataInput!B2167,NA())","v":"SA"},{"$f":"IF($E2168=DataInput!$B2167,DataInput!C2167,NA())","v":"STAL"},{"$f":"IF($E2168=DataInput!$B2167,DataInput!D2167,NA())","v":"Tailem Bend"},{"$f":"IF($E2168=DataInput!$B2167,DataInput!E2167,NA())","v":"SAPN"},{"$f":"IF($E2168=DataInput!$B2167,DataInput!F2167,NA())","v":"Winter"},{"$f":"IF($E2168=DataInput!$B2167,DataInput!G2167,NA())","v":"Non-Coincident"},{"$f":"IF($E2168=DataInput!$B2167,DataInput!H2167,NA())","v":2022},{"$f":"IF($E2168=DataInput!$B2167,DataInput!I2167,NA())","v":"POE50"},{"$f":"IF($E2168=DataInput!$B2167,DataInput!J2167,NA())","v":12.954146708692701},{"$f":"IF($E2168=DataInput!$B2167,DataInput!K2167,NA())","v":0.98118550135917004},null,null,"SA Tailem Bend",null,null,null,null,false,null,null,{"$error":"#N/A"},{"$error":"#N/A"},{"$error":"#N/A"},{"$error":"#N/A"},{"$error":"#N/A"},{"$error":"#N/A"},{"$error":"#N/A"},{"$error":"#N/A"},{"$error":"#N/A"},{"$error":"#N/A"}]
[null,{"$f":"IF(DataInput!B2188=$B$8,IF($B$9=$B$10,TRUE,IF(DataInput!E2188=$B$9,TRUE,FALSE)))","v":true},null,null,{"$f":"IF(B2189=TRUE,DataInput!B2188,NA())","v":"SA"},{"$f":"IF($E2189=DataInput!$B2188,DataInput!C2188,NA())","v":"STEM"},{"$f":"IF($E2189=DataInput!$B2188,DataInput!D2188,NA())","v":"Templers"},{"$f":"IF($E2189=DataInput!$B2188,DataInput!E2188,NA())","v":"SAPN"},{"$f":"IF($E2189=DataInput!$B2188,DataInput!F2188,NA())","v":"Summer"},{"$f":"IF($E2189=DataInput!$B2188,DataInput!G2188,NA())","v":"Non-Coincident"},{"$f":"IF($E2189=DataInput!$B2188,DataInput!H2188,NA())","v":2024},{"$f":"IF($E2189=DataInput!$B2188,DataInput!I2188,NA())","v":"POE50"},{"$f":"IF($E2189=DataInput!$B2188,DataInput!J2188,NA())","v":27.971598646065399},{"$f":"IF($E2189=DataInput!$B2188,DataInput!K2188,NA())","v":0.87596984701397296},null,null,"SA Templers",null,null,null,null,false,null,null,{"$error":"#N/A"},{"$error":"#N/A"},{"$error":"#N/A"},{"$error":"#N/A"},{"$error":"#N/A"},{"$error":"#N/A"},{"$error":"#N/A"},{"$error":"#N/A"},{"$error":"#N/A"},{"$error":"#N/A"}]
[null,{"$f":"IF(DataInput!B2235=$B$8,IF($B$9=$B$10,TRUE,IF(DataInput!E2235=$B$9,TRUE,FALSE)))","v":true},null,null,{"$f":"IF(B2236=TRUE,DataInput!B2235,NA())","v":"SA"},{"$f":"IF($E2236=DataInput!$B2235,DataInput!C2235,NA())","v":"SWAT"},{"$f":"IF($E2236=DataInput!$B2235,DataInput!D2235,NA())","v":"Waterloo"},{"$f":"IF($E2236=DataInput!$B2235,DataInput!E2235,NA())","v":"SAPN"},{"$f":"IF($E2236=DataInput!$B2235,DataInput!F2235,NA())","v":"Winter"},{"$f":"IF($E2236=DataInput!$B2235,DataInput!G2235,NA())","v":"Non-Coincident"},{"$f":"IF($E2236=DataInput!$B2235,DataInput!H2235,NA())","v":2020},{"$f":"IF($E2236=DataInput!$B2235,DataInput!I2235,NA())","v":"POE10"},{"$f":"IF($E2236=DataInput!$B2235,DataInput!J2235,NA())","v":7.1172906709077903},{"$f":"IF($E2236=DataInput!$B2235,DataInput!K2235,NA())","v":0.82269114374219598},null,null,"SA Waterloo",null,null,null,null,false,null,null,{"$error":"#N/A"},{"$error":"#N/A"},{"$error":"#N/A"},{"$error":"#N/A"},{"$error":"#N/A"},{"$error":"#N/A"},{"$error":"#N/A"},{"$error":"#N/A"},{"$error":"#N/A"},{"$error":"#N/A"}]
[null,{"$f":"IF(DataInput!B2237=$B$8,IF($B$9=$B$10,TRUE,IF(DataInput!E2237=$B$9,TRUE,FALSE)))","v":true},null,null,{"$f":"IF(B2238=TRUE,DataInput!B2237,NA())","v":"SA"},{"$f":"IF($E2238=DataInput!$B2237,DataInput!C2237,NA())","v":"SWAT"},{"$f":"IF($E2238=DataInput!$B2237,DataInput!D2237,NA())","v":"Waterloo"},{"$f":"IF($E2238=DataInput!$B2237,DataInput!E2237,NA())","v":"SAPN"},{"$f":"IF($E2238=DataInput!$B2237,DataInput!F2237,NA())","v":"Winter"},{"$f":"IF($E2238=DataInput!$B2237,DataInput!G2237,NA())","v":"Non-Coincident"},{"$f":"IF($E2238=DataInput!$B2237,DataInput!H2237,NA())","v":2022},{"$f":"IF($E2238=DataInput!$B2237,DataInput!I2237,NA())","v":"POE10"},{"$f":"IF($E2238=DataInput!$B2237,DataInput!J2237,NA())","v":7.1828774772483399},{"$f":"IF($E2238=DataInput!$B2237,DataInput!K2237,NA())","v":0.82278112142084503},null,null,"SA Waterloo",null,null,null,null,false,null,null,{"$error":"#N/A"},{"$error":"#N/A"},{"$error":"#N/A"},{"$error":"#N/A"},{"$error":"#N/A"},{"$error":"#N/A"},{"$error":"#N/A"},{"$error":"#N/A"},{"$error":"#N/A"},{"$error":"#N/A"}]
[null,{"$f":"IF(DataInput!B2290=$B$8,IF($B$9=$B$10,TRUE,IF(DataInput!E2290=$B$9,TRUE,FALSE)))","v":true},null,null,{"$f":"IF(B2291=TRUE,DataInput!B2290,NA())","v":"SA"},{"$f":"IF($E2291=DataInput!$B2290,DataInput!C2290,NA())","v":"SWMA"},{"$f":"IF($E2291=DataInput!$B2290,DataInput!D2290,NA())","v":"Woomera"},{"$f":"IF($E2291=DataInput!$B2290,DataInput!E2290,NA())","v":"ENet"},{"$f":"IF($E2291=DataInput!$B2290,DataInput!F2290,NA())","v":"Winter"},{"$f":"IF($E2291=DataInput!$B2290,DataInput!G2290,NA())","v":"Non-Coincident"},{"$f":"IF($E2291=DataInput!$B2290,DataInput!H2290,NA())","v":2025},{"$f":"IF($E2291=DataInput!$B2290,DataInput!I2290,NA())","v":"POE50"},{"$f":"IF($E2291=DataInput!$B2290,DataInput!J2290,NA())","v":"NA"},{"$f":"IF($E2291=DataInput!$B2290,DataInput!K2290,NA())","v":"NA"},null,null,"SA Woomera",null,null,null,null,false,null,null,{"$error":"#N/A"},{"$error":"#N/A"},{"$error":"#N/A"},{"$error":"#N/A"},{"$error":"#N/A"},{"$error":"#N/A"},{"$error":"#N/A"},{"$error":"#N/A"},{"$error":"#N/A"},{"$error":"#N/A"}]
[null,{"$f":"IF(DataInput!B2314=$B$8,IF($B$9=$B$10,TRUE,IF(DataInput!E2314=$B$9,TRUE,FALSE)))","v":true},null,null,{"$f":"IF(B2315=TRUE,DataInput!B2314,NA())","v":"SA"},{"$f":"IF($E2315=DataInput!$B2314,DataInput!C2314,NA())","v":"SWUD"},{"$f":"IF($E2315=DataInput!$B2314,DataInput!D2314,NA())","v":"Wudinna"},{"$f":"IF($E2315=DataInput!$B2314,DataInput!E2314,NA())","v":"SAPN"},{"$f":"IF($E2315=DataInput!$B2314,DataInput!F2314,NA())","v":"Winter"},{"$f":"IF($E2315=DataInput!$B2314,DataInput!G2314,NA())","v":"Non-Coincident"},{"$f":"IF($E2315=DataInput!$B2314,DataInput!H2314,NA())","v":2019},{"$f":"IF($E2315=DataInput!$B2314,DataInput!I2314,NA())","v":"POE10"},{"$f":"IF($E2315=DataInput!$B2314,DataInput!J2314,NA())","v":11.786740258009701},{"$f":"IF($E2315=DataInput!$B2314,DataInput!K2314,NA())","v":0.95986293871505601},null,null,"SA Wudinna",null,null,null,null,false,null,null,{"$error":"#N/A"},{"$error":"#N/A"},{"$error":"#N/A"},{"$error":"#N/A"},{"$error":"#N/A"},{"$error":"#N/A"},{"$error":"#N/A"},{"$error":"#N/A"},{"$error":"#N/A"},{"$error":"#N/A"}]
[null,{"$f":"IF(DataInput!B2345=$B$8,IF($B$9=$B$10,TRUE,IF(DataInput!E2345=$B$9,TRUE,FALSE)))","v":true},null,null,{"$f":"IF(B2346=TRUE,DataInput!B2345,NA())","v":"SA"},{"$f":"IF($E2346=DataInput!$B2345,DataInput!C2345,NA())","v":"SYAD"},{"$f":"IF($E2346=DataInput!$B2345,DataInput!D2345,NA())","v":"Yadnarie"},{"$f":"IF($E2346=DataInput!$B2345,DataInput!E2345,NA())","v":"SAPN"},{"$f":"IF($E2346=DataInput!$B2345,DataInput!F2345,NA())","v":"Summer"},{"$f":"IF($E2346=DataInput!$B2345,DataInput!G2345,NA())","v":"Non-Coincident"},{"$f":"IF($E2346=DataInput!$B2345,DataInput!H2345,NA())","v":2021},{"$f":"IF($E2346=DataInput!$B2345,DataInput!I2345,NA())","v":"POE50"},{"$f":"IF($E2346=DataInput!$B2345,DataInput!J2345,NA())","v":7.8046497063740397},{"$f":"IF($E2346=DataInput!$B2345,DataInput!K2345,NA())","v":0.66519898479490402},null,null,"SA Yadnarie",null,null,null,null,false,null,null,{"$error":"#N/A"},{"$error":"#N/A"},{"$error":"#N/A"},{"$error":"#N/A"},{"$error":"#N/A"},{"$error":"#N/A"},{"$error":"#N/A"},{"$error":"#N/A"},{"$error":"#N/A"},{"$error":"#N/A"}]
[null,{"$f":"IF(DataInput!B2376=$B$8,IF($B$9=$B$10,TRUE,IF(DataInput!E2376=$B$9,TRUE,FALSE)))","v":true},null,null,{"$f":"IF(B2377=TRUE,DataInput!B2376,NA())","v":"SA"},{"$f":"IF($E2377=DataInput!$B2376,DataInput!C2376,NA())","v":"WEST"},{"$f":"IF($E2377=DataInput!$B2376,DataInput!D2376,NA())","v":"Western Suburbs"},{"$f":"IF($E2377=DataInput!$B2376,DataInput!E2376,NA())","v":"SAPN"},{"$f":"IF($E2377=DataInput!$B2376,DataInput!F2376,NA())","v":"Summer"},{"$f":"IF($E2377=DataInput!$B2376,DataInput!G2376,NA())","v":"Non-Coincident"},{"$f":"IF($E2377=DataInput!$B2376,DataInput!H2376,NA())","v":2022},{"$f":"IF($E2377=DataInput!$B2376,DataInput!I2376,NA())","v":"POE10"},{"$f":"IF($E2377=DataInput!$B2376,DataInput!J2376,NA())","v":390.07601458523902},{"$f":"IF($E2377=DataInput!$B2376,DataInput!K2376,NA())","v":0.93077343532120005},null,null,"SA Western Suburbs",null,null,null,null,false,null,null,{"$error":"#N/A"},{"$error":"#N/A"},{"$error":"#N/A"},{"$error":"#N/A"},{"$error":"#N/A"},{"$error":"#N/A"},{"$error":"#N/A"},{"$error":"#N/A"},{"$error":"#N/A"},{"$error":"#N/A"}]
[null,{"$f":"IF(DataInput!B2389=$B$8,IF($B$9=$B$10,TRUE,IF(DataInput!E2389=$B$9,TRUE,FALSE)))","v":true},null,null,{"$f":"IF(B2390=TRUE,DataInput!B2389,NA())","v":"SA"},{"$f":"IF($E2390=DataInput!$B2389,DataInput!C2389,NA())","v":"WEST"},{"$f":"IF($E2390=DataInput!$B2389,DataInput!D2389,NA())","v":"Western Suburbs"},{"$f":"IF($E2390=DataInput!$B2389,DataInput!E2389,NA())","v":"SAPN"},{"$f":"IF($E2390=DataInput!$B2389,DataInput!F2389,NA())","v":"Summer"},{"$f":"IF($E2390=DataInput!$B2389,DataInput!G2389,NA())","v":"Non-Coincident"},{"$f":"IF($E2390=DataInput!$B2389,DataInput!H2389,NA())","v":2025},{"$f":"IF($E2390=DataInput!$B2389,DataInput!I2389,NA())","v":"POE50"},{"$f":"IF($E2390=DataInput!$B2389,DataInput!J2389,NA())","v":331.837184152639},{"$f":"IF($E2390=DataInput!$B2389,DataInput!K2389,NA())","v":0.90455780837738198},null,null,"SA Western Suburbs",null,null,null,null,false,null,null,{"$error":"#N/A"},{"$error":"#N/A"},{"$error":"#N/A"},{"$error":"#N/A"},{"$error":"#N/A"},{"$error":"#N/A"},{"$error":"#N/A"},{"$error":"#N/A"},{"$error":"#N/A"},{"$error":"#N/A"}]
[null,{"$f":"IF(DataInput!B2424=$B$8,IF($B$9=$B$10,TRUE,IF(DataInput!E2424=$B$9,TRUE,FALSE)))","v":true},null,null,{"$f":"IF(B2425=TRUE,DataInput!B2424,NA())","v":"SA"},{"$f":"IF($E2425=DataInput!$B2424,DataInput!C2424,NA())","v":"WYAL"},{"$f":"IF($E2425=DataInput!$B2424,DataInput!D2424,NA())","v":"Whyalla and Whyalla Central"},{"$f":"IF($E2425=DataInput!$B2424,DataInput!E2424,NA())","v":"SAPN"},{"$f":"IF($E2425=DataInput!$B2424,DataInput!F2424,NA())","v":"Summer"},{"$f":"IF($E2425=DataInput!$B2424,DataInput!G2424,NA())","v":"Non-Coincident"},{"$f":"IF($E2425=DataInput!$B2424,DataInput!H2424,NA())","v":2020},{"$f":"IF($E2425=DataInput!$B2424,DataInput!I2424,NA())","v":"POE50"},{"$f":"IF($E2425=DataInput!$B2424,DataInput!J2424,NA())","v":70.092797888445304},{"$f":"IF($E2425=DataInput!$B2424,DataInput!K2424,NA())","v":0.72494218865375804},null,null,"SA Whyalla and Whyalla Central",null,null,null,null,false,null,null,{"$error":"#N/A"},{"$error":"#N/A"},{"$error":"#N/A"},{"$error":"#N/A"},{"$error":"#N/A"},{"$error":"#N/A"},{"$error":"#N/A"},{"$error":"#N/A"},{"$error":"#N/A"},{"$error":"#N/A"}]
[null,{"$f":"IF(DataInput!B2442=$B$8,IF($B$9=$B$10,TRUE,IF(DataInput!E2442=$B$9,TRUE,FALSE)))","v":true},null,null,{"$f":"IF(B2443=TRUE,DataInput!B2442,NA())","v":"SA"},{"$f":"IF($E2443=DataInput!$B2442,DataInput!C2442,NA())","v":"WYAL"},{"$f":"IF($E2443=DataInput!$B2442,DataInput!D2442,NA())","v":"Whyalla and Whyalla Central"},{"$f":"IF($E2443=DataInput!$B2442,DataInput!E2442,NA())","v":"SAPN"},{"$f":"IF($E2443=DataInput!$B2442,DataInput!F2442,NA())","v":"Winter"},{"$f":"IF($E2443=DataInput!$B2442,DataInput!G2442,NA())","v":"Non-Coincident"},{"$f":"IF($E2443=DataInput!$B2442,DataInput!H2442,NA())","v":2017},{"$f":"IF($E2443=DataInput!$B2442,DataInput!I2442,NA())","v":"POE50"},{"$f":"IF($E2443=DataInput!$B2442,DataInput!J2442,NA())","v":63.931694566516903},{"$f":"IF($E2443=DataInput!$B2442,DataInput!K2442,NA())","v":0.83617615517357202},null,null,"SA Whyalla and Whyalla Central",null,null,null,null,false,null,null,{"$error":"#N/A"},{"$error":"#N/A"},{"$error":"#N/A"},{"$error":"#N/A"},{"$error":"#N/A"},{"$error":"#N/A"},{"$error":"#N/A"},{"$error":"#N/A"},{"$error":"#N/A"},{"$error":"#N/A"}]
[null,{"$f":"IF(DataInput!B2473=$B$8,IF($B$9=$B$10,TRUE,IF(DataInput!E2473=$B$9,TRUE,FALSE)))","v":true},null,null,{"$f":"IF(B2474=TRUE,DataInput!B2473,NA())","v":"SA"},{"$f":"IF($E2474=DataInput!$B2473,DataInput!C2473,NA())","v":"ADEL"},{"$f":"IF($E2474=DataInput!$B2473,DataInput!D2473,NA())","v":"Adelaide Central"},{"$f":"IF($E2474=DataInput!$B2473,DataInput!E2473,NA())","v":"SAPN"},{"$f":"IF($E2474=DataInput!$B2473,DataInput!F2473,NA())","v":"Winter"},{"$f":"IF($E2474=DataInput!$B2473,DataInput!G2473,NA())","v":"Coincident"},{"$f":"IF($E2474=DataInput!$B2473,DataInput!H2473,NA())","v":2018},{"$f":"IF($E2474=DataInput!$B2473,DataInput!I2473,NA())","v":"POE10"},{"$f":"IF($E2474=DataInput!$B2473,DataInput!J2473,NA())","v":89.714288545326298},{"$f":"IF($E2474=DataInput!$B2473,DataInput!K2473,NA())","v":0.742277999760944},null,null,"SA Adelaide Central",null,null,null,null,true,null,null,"SA","ADEL","Adelaide Central","SAPN","Winter","Coincident",2018,"POE10",89.714288545326298,0.742277999760944]
[null,{"$f":"IF(DataInput!B2512=$B$8,IF($B$9=$B$10,TRUE,IF(DataInput!E2512=$B$9,TRUE,FALSE)))","v":true},null,null,{"$f":"IF(B2513=TRUE,DataInput!B2512,NA())","v":"SA"},{"$f":"IF($E2513=DataInput!$B2512,DataInput!C2512,NA())","v":"BARK"},{"$f":"IF($E2513=DataInput!$B2512,DataInput!D2512,NA())","v":"Mt Barker and Mt Barker South"},{"$f":"IF($E2513=DataInput!$B2512,DataInput!E2512,NA())","v":"SAPN"},{"$f":"IF($E2513=DataInput!$B2512,DataInput!F2512,NA())","v":"Winter"},{"$f":"IF($E2513=DataInput!$B2512,DataInput!G2512,NA())","v":"Coincident"},{"$f":"IF($E2513=DataInput!$B2512,DataInput!H2512,NA())","v":2017},{"$f":"IF($E2513=DataInput!$B2512,DataInput!I2512,NA())","v":"POE10"},{"$f":"IF($E2513=DataInput!$B2512,DataInput!J2512,NA())","v":76.426931477742798},{"$f":"IF($E2513=DataInput!$B2512,DataInput!K2512,NA())","v":0.91678841498138497},null,null,"SA Mt Barker and Mt Barker South",null,null,null,null,false,null,null,{"$error":"#N/A"},{"$error":"#N/A"},{"$error":"#N/A"},{"$error":"#N/A"},{"$error":"#N/A"},{"$error":"#N/A"},{"$error":"#N/A"},{"$error":"#N/A"},{"$error":"#N/A"},{"$error":"#N/A"}]
[null,{"$f":"IF(DataInput!B2550=$B$8,IF($B$9=$B$10,TRUE,IF(DataInput!E2550=$B$9,TRUE,FALSE)))","v":true},null,null,{"$f":"IF(B2551=TRUE,DataInput!B2550,NA())","v":"SA"},{"$f":"IF($E2551=DataInput!$B2550,DataInput!C2550,NA())","v":"BERR"},{"$f":"IF($E2551=DataInput!$B2550,DataInput!D2550,NA())","v":"Berri"},{"$f":"IF($E2551=DataInput!$B2550,DataInput!E2550,NA())","v":"SAPN"},{"$f":"IF($E2551=DataInput!$B2550,DataInput!F2550,NA())","v":"Summer"},{"$f":"IF($E2551=DataInput!$B2550,DataInput!G2550,NA())","v":"Coincident"},{"$f":"IF($E2551=DataInput!$B2550,DataInput!H2550,NA())","v":2026},{"$f":"IF($E2551=DataInput!$B2550,DataInput!I2550,NA())","v":"POE50"},{"$f":"IF($E2551=DataInput!$B2550,DataInput!J2550,NA())","v":71.242018788030094},{"$f":"IF($E2551=DataInput!$B2550,DataInput!K2550,NA())","v":0.88423294033137101},null,null,"SA Berri",null,null,null,null,false,null,null,{"$error":"#N/A"},{"$error":"#N/A"},{"$error":"#N/A"},{"$error":"#N/A"},{"$error":"#N/A"},{"$error":"#N/A"},{"$error":"#N/A"},{"$error":"#N/A"},{"$error":"#N/A"},{"$error":"#N/A"}]
[null,{"$f":"IF(DataInput!B2552=$B$8,IF($B$9=$B$10,TRUE,IF(DataInput!E2552=$B$9,TRUE,FALSE)))","v":true},null,null,{"$f":"IF(B2553=TRUE,DataInput!B2552,NA())","v":"SA"},{"$f":"IF($E2553=DataInput!$B2552,DataInput!C2552,NA())","v":"BERR"},{"$f":"IF($E2553=DataInput!$B2552,DataInput!D2552,NA())","v":"Berri"},{"$f":"IF($E2553=DataInput!$B2552,DataInput!E2552,NA())","v":"SAPN"},{"$f":"IF($E2553=DataInput!$B2552,DataInput!F2552,NA())","v":"Winter"},{"$f":"IF($E2553=DataInput!$B2552,DataInput!G2552,NA())","v":"Coincident"},{"$f":"IF($E2553=DataInput!$B2552,DataInput!H2552,NA())","v":2017},{"$f":"IF($E2553=DataInput!$B2552,DataInput!I2552,NA())","v":"POE10"},{"$f":"IF($E2553=DataInput!$B2552,DataInput!J2552,NA())","v":45.7639504139905},{"$f":"IF($E2553=DataInput!$B2552,DataInput!K2552,NA())","v":0.91993279848862097},null,null,"SA Berri",null,null,null,null,false,null,null,{"$error":"#N/A"},{"$error":"#N/A"},{"$error":"#N/A"},{"$error":"#N/A"},{"$error":"#N/A"},{"$error":"#N/A"},{"$error":"#N/A"},{"$error":"#N/A"},{"$error":"#N/A"},{"$error":"#N/A"}]
[null,{"$f":"IF(DataInput!B2599=$B$8,IF($B$9=$B$10,TRUE,IF(DataInput!E2599=$B$9,TRUE,FALSE)))","v":true},null,null,{"$f":"IF(B2600=TRUE,DataInput!B2599,NA())","v":"SA"},{"$f":"IF($E2600=DataInput!$B2599,DataInput!C2599,NA())","v":"BLAN"},{"$f":"IF($E2600=DataInput!$B2599,DataInput!D2599,NA())","v":"Blanche"},{"$f":"IF($E2600=DataInput!$B2599,DataInput!E2599,NA())","v":"SAPN"},{"$f":"IF($E2600=DataInput!$B2599,DataInput!F2599,NA())","v":"Winter"},{"$f":"IF($E2600=DataInput!$B2599,DataInput!G2599,NA())","v":"Coincident"},{"$f":"IF($E2600=DataInput!$B2599,DataInput!H2599,NA())","v":2024},{"$f":"IF($E2600=DataInput!$B2599,DataInput!I2599,NA())","v":"POE10"},{"$f":"IF($E2600=DataInput!$B2599,DataInput!J2599,NA())","v":34.126303738325703},{"$f":"IF($E2600=DataInput!$B2599,DataInput!K2599,NA())","v":0.98835431433074095},null,null,"SA Blanche",null,null,null,null,false,null,null,{"$error":"#N/A"},{"$error":"#N/A"},{"$error":"#N/A"},{"$error":"#N/A"},{"$error":"#N/A"},{"$error":"#N/A"},{"$error":"#N/A"},{"$error":"#N/A"},{"$error":"#N/A"},{"$error":"#N/A"}]
[null,{"$f":"IF(DataInput!B2611=$B$8,IF($B$9=$B$10,TRUE,IF(DataInput!E2611=$B$9,TRUE,FALSE)))","v":true},null,null,{"$f":"IF(B2612=TRUE,DataInput!B2611,NA())","v":"SA"},{"$f":"IF($E2612=DataInput!$B2611,DataInput!C2611,NA())","v":"EAST"},{"$f":"IF($E2612=DataInput!$B2611,DataInput!D2611,NA())","v":"Eastern Suburbs"},{"$f":"IF($E2612=DataInput!$B2611,DataInput!E2611,NA())","v":"SAPN"},{"$f":"IF($E2612=DataInput!$B2611,DataInput!F2611,NA())","v":"Summer"},{"$f":"IF($E2612=DataInput!$B2611,DataInput!G2611,NA())","v":"Coincident"},{"$f":"IF($E2612=DataInput!$B2611,DataInput!H2611,NA())","v":2017},{"$f":"IF($E2612=DataInput!$B2611,DataInput!I2611,NA())","v":"POE10"},{"$f":"IF($E2612=DataInput!$B2611,DataInput!J2611,NA())","v":685.80288705662497},{"$f":"IF($E2612=DataInput!$B2611,DataInput!K2611,NA())","v":0.94979434837051402},null,null,"SA Eastern Suburbs",null,null,null,null,false,null,null,{"$error":"#N/A"},{"$error":"#N/A"},{"$error":"#N/A"},{"$error":"#N/A"},{"$error":"#N/A"},{"$error":"#N/A"},{"$error":"#N/A"},{"$error":"#N/A"},{"$error":"#N/A"},{"$error":"#N/A"}]
[null,{"$f":"IF(DataInput!B2660=$B$8,IF($B$9=$B$10,TRUE,IF(DataInput!E2660=$B$9,TRUE,FALSE)))","v":true},null,null,{"$f":"IF(B2661=TRUE,DataInput!B2660,NA())","v":"SA"},{"$f":"IF($E2661=DataInput!$B2660,DataInput!C2660,NA())","v":"NORT"},{"$f":"IF($E2661=DataInput!$B2660,DataInput!D2660,NA())","v":"Northern Suburbs"},{"$f":"IF($E2661=DataInput!$B2660,DataInput!E2660,NA())","v":"SAPN"},{"$f":"IF($E2661=DataInput!$B2660,DataInput!F2660,NA())","v":"Summer"},{"$f":"IF($E2661=DataInput!$B2660,DataInput!G2660,NA())","v":"Coincident"},{"$f":"IF($E2661=DataInput!$B2660,DataInput!H2660,NA())","v":2026},{"$f":"IF($E2661=DataInput!$B2660,DataInput!I2660,NA())","v":"POE10"},{"$f":"IF($E2661=DataInput!$B2660,DataInput!J2660,NA())","v":239.50987936538101},{"$f":"IF($E2661=DataInput!$B2660,DataInput!K2660,NA())","v":0.96011130224596897},null,null,"SA Northern Suburbs",null,null,null,null,false,null,null,{"$error":"#N/A"},{"$error":"#N/A"},{"$error":"#N/A"},{"$error":"#N/A"},{"$error":"#N/A"},{"$error":"#N/A"},{"$error":"#N/A"},{"$error":"#N/A"},{"$error":"#N/A"},{"$error":"#N/A"}]
[null,{"$f":"IF(DataInput!B2678=$B$8,IF($B$9=$B$10,TRUE,IF(DataInput!E2678=$B$9,TRUE,FALSE)))","v":true},null,null,{"$f":"IF(B2679=TRUE,DataInput!B2678,NA())","v":"SA"},{"$f":"IF($E2679=DataInput!$B2678,DataInput!C2678,NA())","v":"NORT"},{"$f":"IF($E2679=DataInput!$B2678,DataInput!D2678,NA())","v":"Northern Suburbs"},{"$f":"IF($E2679=DataInput!$B2678,DataInput!E2678,NA())","v":"SAPN"},{"$f":"IF($E2679=DataInput!$B2678,DataInput!F2678,NA())","v":"Winter"},{"$f":"IF($E2679=DataInput!$B2678,DataInput!G2678,NA())","v":"Coincident"},{"$f":"IF($E2679=DataInput!$B2678,DataInput!H2678,NA())","v":2023},{"$f":"IF($E2679=DataInput!$B2678,DataInput!I2678,NA())","v":"POE10"},{"$f":"IF($E2679=DataInput!$B2678,DataInput!J2678,NA())","v":234.047205879497},{"$f":"IF($E2679=DataInput!$B2678,DataInput!K2678,NA())","v":1},null,null,"SA Northern Suburbs",null,null,null,null,false,null,null,{"$error":"#N/A"},{"$error":"#N/A"},{"$error":"#N/A"},{"$error":"#N/A"},{"$error":"#N/A"},{"$error":"#N/A"},{"$error":"#N/A"},{"$error":"#N/A"},{"$error":"#N/A"},{"$error":"#N/A"}]
[null,{"$f":"IF(DataInput!B2709=$B$8,IF($B$9=$B$10,TRUE,IF(DataInput!E2709=$B$9,TRUE,FALSE)))","v":true},null,null,{"$f":"IF(B2710=TRUE,DataInput!B2709,NA())","v":"SA"},{"$f":"IF($E2710=DataInput!$B2709,DataInput!C2709,NA())","v":"PPIR"},{"$f":"IF($E2710=DataInput!$B2709,DataInput!D2709,NA())","v":"Port Pirie Network"},{"$f":"IF($E2710=DataInput!$B2709,DataInput!E2709,NA())","v":"SAPN"},{"$f":"IF($E2710=DataInput!$B2709,DataInput!F2709,NA())","v":"Summer"},{"$f":"IF($E2710=DataInput!$B2709,DataInput!G2709,NA())","v":"Coincident"},{"$f":"IF($E2710=DataInput!$B2709,DataInput!H2709,NA())","v":2025},{"$f":"IF($E2710=DataInput!$B2709,DataInput!I2709,NA())","v":"POE50"},{"$f":"IF($E2710=DataInput!$B2709,DataInput!J2709,NA())","v":49.604194808816999},{"$f":"IF($E2710=DataInput!$B2709,DataInput!K2709,NA())","v":0.87428374931322705},null,null,"SA Port Pirie Network",null,null,null,null,false,null,null,{"$error":"#N/A"},{"$error":"#N/A"},{"$error":"#N/A"},{"$error":"#N/A"},{"$error":"#N/A"},{"$error":"#N/A"},{"$error":"#N/A"},{"$error":"#N/A"},{"$error":"#N/A"},{"$error":"#N/A"}]
[null,{"$f":"IF(DataInput!B2734=$B$8,IF($B$9=$B$10,TRUE,IF(DataInput!E2734=$B$9,TRUE,FALSE)))","v":true},null,null,{"$f":"IF(B2735=TRUE,DataInput!B2734,NA())","v":"SA"},{"$f":"IF($E2735=DataInput!$B2734,DataInput!C2734,NA())","v":"SANC"},{"$f":"IF($E2735=DataInput!$B2734,DataInput!D2734,NA())","v":"Angas Creek"},{"$f":"IF($E2735=DataInput!$B2734,DataInput!E2734,NA())","v":"SAPN"},{"$f":"IF($E2735=DataInput!$B2734,DataInput!F2734,NA())","v":"Summer"},{"$f":"IF($E2735=DataInput!$B2734,DataInput!G2734,NA())","v":"Coincident"},{"$f":"IF($E2735=DataInput!$B2734,DataInput!H2734,NA())","v":2020},{"$f":"IF($E2735=DataInput!$B2734,DataInput!I2734,NA())","v":"POE10"},{"$f":"IF($E2735=DataInput!$B2734,DataInput!J2734,NA())","v":14.7029361614153},{"$f":"IF($E2735=DataInput!$B2734,DataInput!K2734,NA())","v":0.81382672701964498},null,null,"SA Angas Creek",null,null,null,null,false,null,null,{"$error":"#N/A"},{"$error":"#N/A"},{"$error":"#N/A"},{"$error":"#N/A"},{"$error":"#N/A"},{"$error":"#N/A"},{"$error":"#N/A"},{"$error":"#N/A"},{"$error":"#N/A"},{"$error":"#N/A"}]
[null,{"$f":"IF(DataInput!B2757=$B$8,IF($B$9=$B$10,TRUE,IF(DataInput!E2757=$B$9,TRUE,FALSE)))","v":true},null,null,{"$f":"IF(B2758=TRUE,DataInput!B2757,NA())","v":"SA"},{"$f":"IF($E2758=DataInput!$B2757,DataInput!C2757,NA())","v":"SANC"},{"$f":"IF($E2758=DataInput!$B2757,DataInput!D2757,NA())","v":"Angas Creek"},{"$f":"IF($E2758=DataInput!$B2757,DataInput!E2757,NA())","v":"SAPN"},{"$f":"IF($E2758=DataInput!$B2757,DataInput!F2757,NA())","v":"Winter"},{"$f":"IF($E2758=DataInput!$B2757,DataInput!G2757,NA())","v":"Coincident"},{"$f":"IF($E2758=DataInput!$B2757,DataInput!H2757,NA())","v":2022},{"$f":"IF($E2758=DataInput!$B2757,DataInput!I2757,NA())","v":"POE10"},{"$f":"IF($E2758=DataInput!$B2757,DataInput!J2757,NA())","v":12.0043691186311},{"$f":"IF($E2758=DataInput!$B2757,DataInput!K2757,NA())","v":0.83263872161822094},null,null,"SA Angas Creek",null,null,null,null,false,null,null,{"$error":"#N/A"},{"$error":"#N/A"},{"$error":"#N/A"},{"$error":"#N/A"},{"$error":"#N/A"},{"$error":"#N/A"},{"$error":"#N/A"},{"$error":"#N/A"},{"$error":"#N/A"},{"$error":"#N/A"}]
[null,{"$f":"IF(DataInput!B2788=$B$8,IF($B$9=$B$10,TRUE,IF(DataInput!E2788=$B$9,TRUE,FALSE)))","v":true},null,null,{"$f":"IF(B2789=TRUE,DataInput!B2788,NA())","v":"SA"},{"$f":"IF($E2789=DataInput!$B2788,DataInput!C2788,NA())","v":"SARW"},{"$f":"IF($E2789=DataInput!$B2788,DataInput!D2788,NA())","v":"Ardrossan West"},{"$f":"IF($E2789=DataInput!$B2788,DataInput!E2788,NA())","v":"SAPN"},{"$f":"IF($E2789=DataInput!$B2788,DataInput!F2788,NA())","v":"Summer"},{"$f":"IF($E2789=DataInput!$B2788,DataInput!G2788,NA())","v":"Coincident"},{"$f":"IF($E2789=DataInput!$B2788,DataInput!H2788,NA())","v":2024},{"$f":"IF($E2789=DataInput!$B2788,DataInput!I2788,NA())","v":"POE50"},{"$f":"IF($E2789=DataInput!$B2788,DataInput!J2788,NA())","v":5.6844695142426103},{"$f":"IF($E2789=DataInput!$B2788,DataInput!K2788,NA())","v":0.79792044675576601},null,null,"SA Ardrossan West",null,null,null,null,false,null,null,{"$error":"#N/A"},{"$error":"#N/A"},{"$error":"#N/A"},{"$error":"#N/A"},{"$error":"#N/A"},{"$error":"#N/A"},{"$error":"#N/A"},{"$error":"#N/A"},{"$error":"#N/A"},{"$error":"#N/A"}]
[null,{"$f":"IF(DataInput!B2835=$B$8,IF($B$9=$B$10,TRUE,IF(DataInput!E2835=$B$9,TRUE,FALSE)))","v":true},null,null,{"$f":"IF(B2836=TRUE,DataInput!B2835,NA())","v":"SA"},{"$f":"IF($E2836=DataInput!$B2835,DataInput!C2835,NA())","v":"SBAC"},{"$f":"IF($E2836=DataInput!$B2835,DataInput!D2835,NA())","v":"Back Callington"},{"$f":"IF($E2836=DataInput!$B2835,DataInput!E2835,NA())","v":"ENet"},{"$f":"IF($E2836=DataInput!$B2835,DataInput!F2835,NA())","v":"Winter"},{"$f":"IF($E2836=DataInput!$B2835,DataInput!G2835,NA())","v":"Coincident"},{"$f":"IF($E2836=DataInput!$B2835,DataInput!H2835,NA())","v":2020},{"$f":"IF($E2836=DataInput!$B2835,DataInput!I2835,NA())","v":"POE10"},{"$f":"IF($E2836=DataInput!$B2835,DataInput!J2835,NA())","v":"NA"},{"$f":"IF($E2836=DataInput!$B2835,DataInput!K2835,NA())","v":"NA"},null,null,"SA Back Callington",null,null,null,null,false,null,null,{"$error":"#N/A"},{"$error":"#N/A"},{"$error":"#N/A"},{"$error":"#N/A"},{"$error":"#N/A"},{"$error":"#N/A"},{"$error":"#N/A"},{"$error":"#N/A"},{"$error":"#N/A"},{"$error":"#N/A"}]
[null,{"$f":"IF(DataInput!B2861=$B$8,IF($B$9=$B$10,TRUE,IF(DataInput!E2861=$B$9,TRUE,FALSE)))","v":true},null,null,{"$f":"IF(B2862=TRUE,DataInput!B2861,NA())","v":"SA"},{"$f":"IF($E2862=DataInput!$B2861,DataInput!C2861,NA())","v":"SBAR"},{"$f":"IF($E2862=DataInput!$B2861,DataInput!D2861,NA())","v":"Baroota"},{"$f":"IF($E2862=DataInput!$B2861,DataInput!E2861,NA())","v":"SAPN"},{"$f":"IF($E2862=DataInput!$B2861,DataInput!F2861,NA())","v":"Summer"},{"$f":"IF($E2862=DataInput!$B2861,DataInput!G2861,NA())","v":"Coincident"},{"$f":"IF($E2862=DataInput!$B2861,DataInput!H2861,NA())","v":2017},{"$f":"IF($E2862=DataInput!$B2861,DataInput!I2861,NA())","v":"POE50"},{"$f":"IF($E2862=DataInput!$B2861,DataInput!J2861,NA())","v":5.57237347089709},{"$f":"IF($E2862=DataInput!$B2861,DataInput!K2861,NA())","v":0.77271411150861402},null,null,"SA Baroota",null,null,null,null,false,null,null,{"$error":"#N/A"},{"$error":"#N/A"},{"$error":"#N/A"},{"$error":"#N/A"},{"$error":"#N/A"},{"$error":"#N/A"},{"$error":"#N/A"},{"$error":"#N/A"},{"$error":"#N/A"},{"$error":"#N/A"}]
[null,{"$f":"IF(DataInput!B2896=$B$8,IF($B$9=$B$10,TRUE,IF(DataInput!E2896=$B$9,TRUE,FALSE)))","v":true},null,null,{"$f":"IF(B2897=TRUE,DataInput!B2896,NA())","v":"SA"},{"$f":"IF($E2897=DataInput!$B2896,DataInput!C2896,NA())","v":"SBHP"},{"$f":"IF($E2897=DataInput!$B2896,DataInput!D2896,NA())","v":"Whyalla Terminal LMF"},{"$f":"IF($E2897=DataInput!$B2896,DataInput!E2896,NA())","v":"SAPN"},{"$f":"IF($E2897=DataInput!$B2896,DataInput!F2896,NA())","v":"Summer"},{"$f":"IF($E2897=DataInput!$B2896,DataInput!G2896,NA())","v":"Coincident"},{"$f":"IF($E2897=DataInput!$B2896,DataInput!H2896,NA())","v":2022},{"$f":"IF($E2897=DataInput!$B2896,DataInput!I2896,NA())","v":"POE10"},{"$f":"IF($E2897=DataInput!$B2896,DataInput!J2896,NA())","v":"NA"},{"$f":"IF($E2897=DataInput!$B2896,DataInput!K2896,NA())","v":"NA"},null,null,"SA Whyalla Terminal LMF",null,null,null,null,false,null,null,{"$error":"#N/A"},{"$error":"#N/A"},{"$error":"#N/A"},{"$error":"#N/A"},{"$error":"#N/A"},{"$error":"#N/A"},{"$error":"#N/A"},{"$error":"#N/A"},{"$error":"#N/A"},{"$error":"#N/A"}]
[null,{"$f":"IF(DataInput!B2914=$B$8,IF($B$9=$B$10,TRUE,IF(DataInput!E2914=$B$9,TRUE,FALSE)))","v":true},null,null,{"$f":"IF(B2915=TRUE,DataInput!B2914,NA())","v":"SA"},{"$f":"IF($E2915=DataInput!$B2914,DataInput!C2914,NA())","v":"SBHP"},{"$f":"IF($E2915=DataInput!$B2914,DataInput!D2914,NA())","v":"Whyalla Terminal LMF"},{"$f":"IF($E2915=DataInput!$B2914,DataInput!E2914,NA())","v":"SAPN"},{"$f":"IF($E2915=DataInput!$B2914,DataInput!F2914,NA())","v":"Winter"},{"$f":"IF($E2915=DataInput!$B2914,DataInput!G2914,NA())","v":"Coincident"},{"$f":"IF($E2915=DataInput!$B2914,DataInput!H2914,NA())","v":2019},{"$f":"IF($E2915=DataInput!$B2914,DataInput!I2914,NA())","v":"POE10"},{"$f":"IF($E2915=DataInput!$B2914,DataInput!J2914,NA())","v":"NA"},{"$f":"IF($E2915=DataInput!$B2914,DataInput!K2914,NA())","v":"NA"},null,null,"SA Whyalla Terminal LMF",null,null,null,null,false,null,null,{"$error":"#N/A"},{"$error":"#N/A"},{"$error":"#N/A"},{"$error":"#N/A"},{"$error":"#N/A"},{"$error":"#N/A"},{"$error":"#N/A"},{"$error":"#N/A"},{"$error":"#N/A"},{"$error":"#N/A"}]
[null,{"$f":"IF(DataInput!B2945=$B$8,IF($B$9=$B$10,TRUE,IF(DataInput!E2945=$B$9,TRUE,FALSE)))","v":true},null,null,{"$f":"IF(B2946=TRUE,DataInput!B2945,NA())","v":"SA"},{"$f":"IF($E2946=DataInput!$B2945,DataInput!C2945,NA())","v":"SBRK"},{"$f":"IF($E2946=DataInput!$B2945,DataInput!D2945,NA())","v":"Brinkworth"},{"$f":"IF($E2946=DataInput!$B2945,DataInput!E2945,NA())","v":"SAPN"},{"$f":"IF($E2946=DataInput!$B2945,DataInput!F2945,NA())","v":"Summer"},{"$f":"IF($E2946=DataInput!$B2945,DataInput!G2945,NA())","v":"Coincident"},{"$f":"IF($E2946=DataInput!$B2945,DataInput!H2945,NA())","v":2021},{"$f":"IF($E2946=DataInput!$B2945,DataInput!I2945,NA())","v":"POE50"},{"$f":"IF($E2946=DataInput!$B2945,DataInput!J2945,NA())","v":2.7509678976589198},{"$f":"IF($E2946=DataInput!$B2945,DataInput!K2945,NA())","v":0.66831811935771401},null,null,"SA Brinkworth",null,null,null,null,false,null,null,{"$error":"#N/A"},{"$error":"#N/A"},{"$error":"#N/A"},{"$error":"#N/A"},{"$error":"#N/A"},{"$error":"#N/A"},{"$error":"#N/A"},{"$error":"#N/A"},{"$error":"#N/A"},{"$error":"#N/A"}]
[null,{"$f":"IF(DataInput!B2956=$B$8,IF($B$9=$B$10,TRUE,IF(DataInput!E2956=$B$9,TRUE,FALSE)))","v":true},null,null,{"$f":"IF(B2957=TRUE,DataInput!B2956,NA())","v":"SA"},{"$f":"IF($E2957=DataInput!$B2956,DataInput!C2956,NA())","v":"SBRK"},{"$f":"IF($E2957=DataInput!$B2956,DataInput!D2956,NA())","v":"Brinkworth"},{"$f":"IF($E2957=DataInput!$B2956,DataInput!E2956,NA())","v":"SAPN"},{"$f":"IF($E2957=DataInput!$B2956,DataInput!F2956,NA())","v":"Winter"},{"$f":"IF($E2957=DataInput!$B2956,DataInput!G2956,NA())","v":"Coincident"},{"$f":"IF($E2957=DataInput!$B2956,DataInput!H2956,NA())","v":2021},{"$f":"IF($E2957=DataInput!$B2956,DataInput!I2956,NA())","v":"POE10"},{"$f":"IF($E2957=DataInput!$B2956,DataInput!J2956,NA())","v":3.6750913261174301},{"$f":"IF($E2957=DataInput!$B2956,DataInput!K2956,NA())","v":0.92877507961859296},null,null,"SA Brinkworth",null,null,null,null,false,null,null,{"$f":"IF($V2957=TRUE,E2957,NA())","v":{"$error":"#N/A"}},{"$error":"#N/A"},{"$error":"#N/A"},{"$error":"#N/A"},{"$error":"#N/A"},{"$error":"#N/A"},{"$error":"#N/A"},{"$error":"#N/A"},{"$error":"#N/A"},{"$error":"#N/A"}]
[null,{"$f":"IF(DataInput!B2993=$B$8,IF($B$9=$B$10,TRUE,IF(DataInput!E2993=$B$9,TRUE,FALSE)))","v":true},null,null,{"$f":"IF(B2994=TRUE,DataInput!B2993,NA())","v":"SA"},{"$f":"IF($E2994=DataInput!$B2993,DataInput!C2993,NA())","v":"SCLN"},{"$f":"IF($E2994=DataInput!$B2993,DataInput!D2993,NA())","v":"Clare North"},{"$f":"IF($E2994=DataInput!$B2993,DataInput!E2993,NA())","v":"SAPN"},{"$f":"IF($E2994=DataInput!$B2993,DataInput!F2993,NA())","v":"Winter"},{"$f":"IF($E2994=DataInput!$B2993,DataInput!G2993,NA())","v":"Coincident"},{"$f":"IF($E2994=DataInput!$B2993,DataInput!H2993,NA())","v":2018},{"$f":"IF($E2994=DataInput!$B2993,DataInput!I2993,NA())","v":"POE10"},{"$f":"IF($E2994=DataInput!$B2993,DataInput!J2993,NA())","v":7.9499086604474103},{"$f":"IF($E2994=DataInput!$B2993,DataInput!K2993,NA())","v":0.76504415429402095},null,null,"SA Clare North",null,null,null,null,false,null,null,{"$error":"#N/A"},{"$error":"#N/A"},{"$error":"#N/A"},{"$error":"#N/A"},{"$error":"#N/A"},{"$error":"#N/A"},{"$error":"#N/A"},{"$error":"#N/A"},{"$error":"#N/A"},{"$error":"#N/A"}]
[null,{"$f":"IF(DataInput!B3024=$B$8,IF($B$9=$B$10,TRUE,IF(DataInput!E3024=$B$9,TRUE,FALSE)))","v":true},null,null,{"$f":"IF(B3025=TRUE,DataInput!B3024,NA())","v":"SA"},{"$f":"IF($E3025=DataInput!$B3024,DataInput!C3024,NA())","v":"SDAL"},{"$f":"IF($E3025=DataInput!$B3024,DataInput!D3024,NA())","v":"Dalrymple"},{"$f":"IF($E3025=DataInput!$B3024,DataInput!E3024,NA())","v":"SAPN"},{"$f":"IF($E3025=DataInput!$B3024,DataInput!F3024,NA())","v":"Summer"},{"$f":"IF($E3025=DataInput!$B3024,DataInput!G3024,NA())","v":"Coincident"},{"$f":"IF($E3025=DataInput!$B3024,DataInput!H3024,NA())","v":2020},{"$f":"IF($E3025=DataInput!$B3024,DataInput!I3024,NA())","v":"POE50"},{"$f":"IF($E3025=DataInput!$B3024,DataInput!J3024,NA())","v":6.28155356071629},{"$f":"IF($E3025=DataInput!$B3024,DataInput!K3024,NA())","v":0.71667283664619696},null,null,"SA Dalrymple",null,null,null,null,false,null,null,{"$error":"#N/A"},{"$error":"#N/A"},{"$error":"#N/A"},{"$error":"#N/A"},{"$error":"#N/A"},{"$error":"#N/A"},{"$error":"#N/A"},{"$error":"#N/A"},{"$error":"#N/A"},{"$error":"#N/A"}]
[null,{"$f":"IF(DataInput!B3042=$B$8,IF($B$9=$B$10,TRUE,IF(DataInput!E3042=$B$9,TRUE,FALSE)))","v":true},null,null,{"$f":"IF(B3043=TRUE,DataInput!B3042,NA())","v":"SA"},{"$f":"IF($E3043=DataInput!$B3042,DataInput!C3042,NA())","v":"SDAL"},{"$f":"IF($E3043=DataInput!$B3042,DataInput!D3042,NA())","v":"Dalrymple"},{"$f":"IF($E3043=DataInput!$B3042,DataInput!E3042,NA())","v":"SAPN"},{"$f":"IF($E3043=DataInput!$B3042,DataInput!F3042,NA())","v":"Winter"},{"$f":"IF($E3043=DataInput!$B3042,DataInput!G3042,NA())","v":"Coincident"},{"$f":"IF($E3043=DataInput!$B3042,DataInput!H3042,NA())","v":2017},{"$f":"IF($E3043=DataInput!$B3042,DataInput!I3042,NA())","v":"POE50"},{"$f":"IF($E3043=DataInput!$B3042,DataInput!J3042,NA())","v":3.8947283597902498},{"$f":"IF($E3043=DataInput!$B3042,DataInput!K3042,NA())","v":0.64945105358637401},null,null,"SA Dalrymple",null,null,null,null,false,null,null,{"$error":"#N/A"},{"$error":"#N/A"},{"$error":"#N/A"},{"$error":"#N/A"},{"$error":"#N/A"},{"$error":"#N/A"},{"$error":"#N/A"},{"$error":"#N/A"},{"$error":"#N/A"},{"$error":"#N/A"}]
[null,{"$f":"IF(DataInput!B3083=$B$8,IF($B$9=$B$10,TRUE,IF(DataInput!E3083=$B$9,TRUE,FALSE)))","v":true},null,null,{"$f":"IF(B3084=TRUE,DataInput!B3083,NA())","v":"SA"},{"$f":"IF($E3084=DataInput!$B3083,DataInput!C3083,NA())","v":"SDAV"},{"$f":"IF($E3084=DataInput!$B3083,DataInput!D3083,NA())","v":"Davenport"},{"$f":"IF($E3084=DataInput!$B3083,DataInput!E3083,NA())","v":"ENet"},{"$f":"IF($E3084=DataInput!$B3083,DataInput!F3083,NA())","v":"Winter"},{"$f":"IF($E3084=DataInput!$B3083,DataInput!G3083,NA())","v":"Coincident"},{"$f":"IF($E3084=DataInput!$B3083,DataInput!H3083,NA())","v":2018},{"$f":"IF($E3084=DataInput!$B3083,DataInput!I3083,NA())","v":"POE50"},{"$f":"IF($E3084=DataInput!$B3083,DataInput!J3083,NA())","v":"NA"},{"$f":"IF($E3084=DataInput!$B3083,DataInput!K3083,NA())","v":"NA"},null,null,{"$f":"IF(OR(ISERROR(E3084),ISERROR(G3084)),\"  \",E3084&\" \"&G3084)","v":"SA Davenport"},null,null,null,null,{"$f":"IF(ISERROR(G3084),FALSE,IF($V$9=G3084,TRUE,FALSE))","v":false},null,null,{"$error":"#N/A"},{"$error":"#N/A"},{"$error":"#N/A"},{"$error":"#N/A"},{"$error":"#N/A"},{"$error":"#N/A"},{"$error":"#N/A"},{"$error":"#N/A"},{"$error":"#N/A"},{"$error":"#N/A"}]
[null,{"$f":"IF(DataInput!B3103=$B$8,IF($B$9=$B$10,TRUE,IF(DataInput!E3103=$B$9,TRUE,FALSE)))","v":true},null,null,{"$f":"IF(B3104=TRUE,DataInput!B3103,NA())","v":"SA"},{"$f":"IF($E3104=DataInput!$B3103,DataInput!C3103,NA())","v":"SDAW"},{"$f":"IF($E3104=DataInput!$B3103,DataInput!D3103,NA())","v":"Davenport West"},{"$f":"IF($E3104=DataInput!$B3103,DataInput!E3103,NA())","v":"SAPN"},{"$f":"IF($E3104=DataInput!$B3103,DataInput!F3103,NA())","v":"Summer"},{"$f":"IF($E3104=DataInput!$B3103,DataInput!G3103,NA())","v":"Coincident"},{"$f":"IF($E3104=DataInput!$B3103,DataInput!H3103,NA())","v":2019},{"$f":"IF($E3104=DataInput!$B3103,DataInput!I3103,NA())","v":"POE50"},{"$f":"IF($E3104=DataInput!$B3103,DataInput!J3103,NA())","v":29.081470966034502},{"$f":"IF($E3104=DataInput!$B3103,DataInput!K3103,NA())","v":0.89914864713434295},null,null,"SA Davenport West",null,null,null,null,false,null,null,{"$error":"#N/A"},{"$error":"#N/A"},{"$error":"#N/A"},{"$error":"#N/A"},{"$error":"#N/A"},{"$error":"#N/A"},{"$error":"#N/A"},{"$error":"#N/A"},{"$error":"#N/A"},{"$error":"#N/A"}]
[null,{"$f":"IF(DataInput!B3150=$B$8,IF($B$9=$B$10,TRUE,IF(DataInput!E3150=$B$9,TRUE,FALSE)))","v":true},null,null,{"$f":"IF(B3151=TRUE,DataInput!B3150,NA())","v":"SA"},{"$f":"IF($E3151=DataInput!$B3150,DataInput!C3150,NA())","v":"SDRN"},{"$f":"IF($E3151=DataInput!$B3150,DataInput!D3150,NA())","v":"Dorrien"},{"$f":"IF($E3151=DataInput!$B3150,DataInput!E3150,NA())","v":"SAPN"},{"$f":"IF($E3151=DataInput!$B3150,DataInput!F3150,NA())","v":"Summer"},{"$f":"IF($E3151=DataInput!$B3150,DataInput!G3150,NA())","v":"Coincident"},{"$f":"IF($E3151=DataInput!$B3150,DataInput!H3150,NA())","v":2026},{"$f":"IF($E3151=DataInput!$B3150,DataInput!I3150,NA())","v":"POE50"},{"$f":"IF($E3151=DataInput!$B3150,DataInput!J3150,NA())","v":39.342730781360501},{"$f":"IF($E3151=DataInput!$B3150,DataInput!K3150,NA())","v":0.827529153329573},null,null,"SA Dorrien",null,null,null,null,false,null,null,{"$error":"#N/A"},{"$error":"#N/A"},{"$error":"#N/A"},{"$error":"#N/A"},{"$error":"#N/A"},{"$error":"#N/A"},{"$error":"#N/A"},{"$error":"#N/A"},{"$error":"#N/A"},{"$error":"#N/A"}]
[null,{"$f":"IF(DataInput!B3181=$B$8,IF($B$9=$B$10,TRUE,IF(DataInput!E3181=$B$9,TRUE,FALSE)))","v":true},null,null,{"$f":"IF(B3182=TRUE,DataInput!B3181,NA())","v":"SA"},{"$f":"IF($E3182=DataInput!$B3181,DataInput!C3181,NA())","v":"SHUM"},{"$f":"IF($E3182=DataInput!$B3181,DataInput!D3181,NA())","v":"Hummocks"},{"$f":"IF($E3182=DataInput!$B3181,DataInput!E3181,NA())","v":"SAPN"},{"$f":"IF($E3182=DataInput!$B3181,DataInput!F3181,NA())","v":"Summer"},{"$f":"IF($E3182=DataInput!$B3181,DataInput!G3181,NA())","v":"Coincident"},{"$f":"IF($E3182=DataInput!$B3181,DataInput!H3181,NA())","v":2017},{"$f":"IF($E3182=DataInput!$B3181,DataInput!I3181,NA())","v":"POE50"},{"$f":"IF($E3182=DataInput!$B3181,DataInput!J3181,NA())","v":12.045538664452},{"$f":"IF($E3182=DataInput!$B3181,DataInput!K3181,NA())","v":0.87065307218543397},null,null,"SA Hummocks",null,null,null,null,false,null,null,{"$error":"#N/A"},{"$error":"#N/A"},{"$error":"#N/A"},{"$error":"#N/A"},{"$error":"#N/A"},{"$error":"#N/A"},{"$error":"#N/A"},{"$error":"#N/A"},{"$error":"#N/A"},{"$error":"#N/A"}]
[null,{"$f":"IF(DataInput!B3210=$B$8,IF($B$9=$B$10,TRUE,IF(DataInput!E3210=$B$9,TRUE,FALSE)))","v":true},null,null,{"$f":"IF(B3211=TRUE,DataInput!B3210,NA())","v":"SA"},{"$f":"IF($E3211=DataInput!$B3210,DataInput!C3210,NA())","v":"SHUM"},{"$f":"IF($E3211=DataInput!$B3210,DataInput!D3210,NA())","v":"Hummocks"},{"$f":"IF($E3211=DataInput!$B3210,DataInput!E3210,NA())","v":"SAPN"},{"$f":"IF($E3211=DataInput!$B3210,DataInput!F3210,NA())","v":"Winter"},{"$f":"IF($E3211=DataInput!$B3210,DataInput!G3210,NA())","v":"Coincident"},{"$f":"IF($E3211=DataInput!$B3210,DataInput!H3210,NA())","v":2025},{"$f":"IF($E3211=DataInput!$B3210,DataInput!I3210,NA())","v":"POE50"},{"$f":"IF($E3211=DataInput!$B3210,DataInput!J3210,NA())","v":9.9750947704276598},{"$f":"IF($E3211=DataInput!$B3210,DataInput!K3210,NA())","v":0.85071055512730598},null,null,"SA Hummocks",null,null,null,null,false,null,null,{"$error":"#N/A"},{"$error":"#N/A"},{"$error":"#N/A"},{"$error":"#N/A"},{"$error":"#N/A"},{"$error":"#N/A"},{"$error":"#N/A"},{"$error":"#N/A"},{"$error":"#N/A"},{"$error":"#N/A"}]
[null,{"$f":"IF(DataInput!B3229=$B$8,IF($B$9=$B$10,TRUE,IF(DataInput!E3229=$B$9,TRUE,FALSE)))","v":true},null,null,{"$f":"IF(B3230=TRUE,DataInput!B3229,NA())","v":"SA"},{"$f":"IF($E3230=DataInput!$B3229,DataInput!C3229,NA())","v":"SKAD"},{"$f":"IF($E3230=DataInput!$B3229,DataInput!D3229,NA())","v":"Kadina East"},{"$f":"IF($E3230=DataInput!$B3229,DataInput!E3229,NA())","v":"SAPN"},{"$f":"IF($E3230=DataInput!$B3229,DataInput!F3229,NA())","v":"Summer"},{"$f":"IF($E3230=DataInput!$B3229,DataInput!G3229,NA())","v":"Coincident"},{"$f":"IF($E3230=DataInput!$B3229,DataInput!H3229,NA())","v":2025},{"$f":"IF($E3230=DataInput!$B3229,DataInput!I3229,NA())","v":"POE50"},{"$f":"IF($E3230=DataInput!$B3229,DataInput!J3229,NA())","v":19.879054366680901},{"$f":"IF($E3230=DataInput!$B3229,DataInput!K3229,NA())","v":0.85253169657086503},null,null,"SA Kadina East",null,null,null,null,false,null,null,{"$error":"#N/A"},{"$error":"#N/A"},{"$error":"#N/A"},{"$error":"#N/A"},{"$error":"#N/A"},{"$error":"#N/A"},{"$error":"#N/A"},{"$error":"#N/A"},{"$error":"#N/A"},{"$error":"#N/A"}]
[null,{"$f":"IF(DataInput!B3260=$B$8,IF($B$9=$B$10,TRUE,IF(DataInput!E3260=$B$9,TRUE,FALSE)))","v":true},null,null,{"$f":"IF(B3261=TRUE,DataInput!B3260,NA())","v":"SA"},{"$f":"IF($E3261=DataInput!$B3260,DataInput!C3260,NA())","v":"SKAN"},{"$f":"IF($E3261=DataInput!$B3260,DataInput!D3260,NA())","v":"Kanmantoo"},{"$f":"IF($E3261=DataInput!$B3260,DataInput!E3260,NA())","v":"SAPN"},{"$f":"IF($E3261=DataInput!$B3260,DataInput!F3260,NA())","v":"Summer"},{"$f":"IF($E3261=DataInput!$B3260,DataInput!G3260,NA())","v":"Coincident"},{"$f":"IF($E3261=DataInput!$B3260,DataInput!H3260,NA())","v":2026},{"$f":"IF($E3261=DataInput!$B3260,DataInput!I3260,NA())","v":"POE10"},{"$f":"IF($E3261=DataInput!$B3260,DataInput!J3260,NA())","v":1.0646355047411},{"$f":"IF($E3261=DataInput!$B3260,DataInput!K3260,NA())","v":0.74150584335352498},null,null,"SA Kanmantoo",null,null,null,null,false,null,null,{"$error":"#N/A"},{"$f":"IF($V3261=TRUE,F3261,NA())","v":{"$error":"#N/A"}},{"$f":"IF($V3261=TRUE,G3261,NA())","v":{"$error":"#N/A"}},{"$f":"IF($V3261=TRUE,H3261,NA())","v":{"$error":"#N/A"}},{"$f":"IF($V3261=TRUE,I3261,NA())","v":{"$error":"#N/A"}},{"$f":"IF($V3261=TRUE,J3261,NA())","v":{"$error":"#N/A"}},{"$f":"IF($V3261=TRUE,K3261,NA())","v":{"$error":"#N/A"}},{"$f":"IF($V3261=TRUE,L3261,NA())","v":{"$error":"#N/A"}},{"$f":"IF($V3261=TRUE,M3261,NA())","v":{"$error":"#N/A"}},{"$f":"IF($V3261=TRUE,N3261,NA())","v":{"$error":"#N/A"}}]
[null,{"$f":"IF(DataInput!B3278=$B$8,IF($B$9=$B$10,TRUE,IF(DataInput!E3278=$B$9,TRUE,FALSE)))","v":true},null,null,{"$f":"IF(B3279=TRUE,DataInput!B3278,NA())","v":"SA"},{"$f":"IF($E3279=DataInput!$B3278,DataInput!C3278,NA())","v":"SKAN"},{"$f":"IF($E3279=DataInput!$B3278,DataInput!D3278,NA())","v":"Kanmantoo"},{"$f":"IF($E3279=DataInput!$B3278,DataInput!E3278,NA())","v":"SAPN"},{"$f":"IF($E3279=DataInput!$B3278,DataInput!F3278,NA())","v":"Winter"},{"$f":"IF($E3279=DataInput!$B3278,DataInput!G3278,NA())","v":"Coincident"},{"$f":"IF($E3279=DataInput!$B3278,DataInput!H3278,NA())","v":2023},{"$f":"IF($E3279=DataInput!$B3278,DataInput!I3278,NA())","v":"POE10"},{"$f":"IF($E3279=DataInput!$B3278,DataInput!J3278,NA())","v":1.4602278716861901},{"$f":"IF($E3279=DataInput!$B3278,DataInput!K3278,NA())","v":0.867476876258512},null,null,"SA Kanmantoo",null,null,null,null,false,null,null,{"$error":"#N/A"},{"$error":"#N/A"},{"$error":"#N/A"},{"$error":"#N/A"},{"$error":"#N/A"},{"$error":"#N/A"},{"$error":"#N/A"},{"$error":"#N/A"},{"$error":"#N/A"},{"$error":"#N/A"}]
[null,{"$f":"IF(DataInput!B3305=$B$8,IF($B$9=$B$10,TRUE,IF(DataInput!E3305=$B$9,TRUE,FALSE)))","v":true},null,null,{"$f":"IF(B3306=TRUE,DataInput!B3305,NA())","v":"SA"},{"$f":"IF($E3306=DataInput!$B3305,DataInput!C3305,NA())","v":"SKET"},{"$f":"IF($E3306=DataInput!$B3305,DataInput!D3305,NA())","v":"Keith"},{"$f":"IF($E3306=DataInput!$B3305,DataInput!E3305,NA())","v":"SAPN"},{"$f":"IF($E3306=DataInput!$B3305,DataInput!F3305,NA())","v":"Summer"},{"$f":"IF($E3306=DataInput!$B3305,DataInput!G3305,NA())","v":"Coincident"},{"$f":"IF($E3306=DataInput!$B3305,DataInput!H3305,NA())","v":2021},{"$f":"IF($E3306=DataInput!$B3305,DataInput!I3305,NA())","v":"POE50"},{"$f":"IF($E3306=DataInput!$B3305,DataInput!J3305,NA())","v":18.014363390388301},{"$f":"IF($E3306=DataInput!$B3305,DataInput!K3305,NA())","v":0.87485539584382299},null,null,"SA Keith",null,null,null,null,false,null,null,{"$error":"#N/A"},{"$error":"#N/A"},{"$error":"#N/A"},{"$error":"#N/A"},{"$error":"#N/A"},{"$error":"#N/A"},{"$error":"#N/A"},{"$error":"#N/A"},{"$error":"#N/A"},{"$error":"#N/A"}]
[null,{"$f":"IF(DataInput!B3339=$B$8,IF($B$9=$B$10,TRUE,IF(DataInput!E3339=$B$9,TRUE,FALSE)))","v":true},null,null,{"$f":"IF(B3340=TRUE,DataInput!B3339,NA())","v":"SA"},{"$f":"IF($E3340=DataInput!$B3339,DataInput!C3339,NA())","v":"SKNC"},{"$f":"IF($E3340=DataInput!$B3339,DataInput!D3339,NA())","v":"Kincraig"},{"$f":"IF($E3340=DataInput!$B3339,DataInput!E3339,NA())","v":"SAPN"},{"$f":"IF($E3340=DataInput!$B3339,DataInput!F3339,NA())","v":"Summer"},{"$f":"IF($E3340=DataInput!$B3339,DataInput!G3339,NA())","v":"Coincident"},{"$f":"IF($E3340=DataInput!$B3339,DataInput!H3339,NA())","v":2025},{"$f":"IF($E3340=DataInput!$B3339,DataInput!I3339,NA())","v":"POE10"},{"$f":"IF($E3340=DataInput!$B3339,DataInput!J3339,NA())","v":15.0126221158154},{"$f":"IF($E3340=DataInput!$B3339,DataInput!K3339,NA())","v":0.86606391887817202},null,null,{"$f":"IF(OR(ISERROR(E3340),ISERROR(G3340)),\"  \",E3340&\" \"&G3340)","v":"SA Kincraig"},null,null,null,null,{"$f":"IF(ISERROR(G3340),FALSE,IF($V$9=G3340,TRUE,FALSE))","v":false},null,null,{"$error":"#N/A"},{"$error":"#N/A"},{"$error":"#N/A"},{"$error":"#N/A"},{"$error":"#N/A"},{"$error":"#N/A"},{"$error":"#N/A"},{"$error":"#N/A"},{"$error":"#N/A"},{"$error":"#N/A"}]
[null,{"$f":"IF(DataInput!B3357=$B$8,IF($B$9=$B$10,TRUE,IF(DataInput!E3357=$B$9,TRUE,FALSE)))","v":true},null,null,{"$f":"IF(B3358=TRUE,DataInput!B3357,NA())","v":"SA"},{"$f":"IF($E3358=DataInput!$B3357,DataInput!C3357,NA())","v":"SKNC"},{"$f":"IF($E3358=DataInput!$B3357,DataInput!D3357,NA())","v":"Kincraig"},{"$f":"IF($E3358=DataInput!$B3357,DataInput!E3357,NA())","v":"SAPN"},{"$f":"IF($E3358=DataInput!$B3357,DataInput!F3357,NA())","v":"Winter"},{"$f":"IF($E3358=DataInput!$B3357,DataInput!G3357,NA())","v":"Coincident"},{"$f":"IF($E3358=DataInput!$B3357,DataInput!H3357,NA())","v":2022},{"$f":"IF($E3358=DataInput!$B3357,DataInput!I3357,NA())","v":"POE10"},{"$f":"IF($E3358=DataInput!$B3357,DataInput!J3357,NA())","v":15.124873419358901},{"$f":"IF($E3358=DataInput!$B3357,DataInput!K3357,NA())","v":0.98393108610970303},null,null,"SA Kincraig",null,null,null,null,false,null,null,{"$error":"#N/A"},{"$error":"#N/A"},{"$error":"#N/A"},{"$error":"#N/A"},{"$error":"#N/A"},{"$error":"#N/A"},{"$error":"#N/A"},{"$error":"#N/A"},{"$error":"#N/A"},{"$error":"#N/A"}]
[null,{"$f":"IF(DataInput!B3388=$B$8,IF($B$9=$B$10,TRUE,IF(DataInput!E3388=$B$9,TRUE,FALSE)))","v":true},null,null,{"$f":"IF(B3389=TRUE,DataInput!B3388,NA())","v":"SA"},{"$f":"IF($E3389=DataInput!$B3388,DataInput!C3388,NA())","v":"SLCC"},{"$f":"IF($E3389=DataInput!$B3388,DataInput!D3388,NA())","v":"Leigh Creek"},{"$f":"IF($E3389=DataInput!$B3388,DataInput!E3388,NA())","v":"ENet"},{"$f":"IF($E3389=DataInput!$B3388,DataInput!F3388,NA())","v":"Summer"},{"$f":"IF($E3389=DataInput!$B3388,DataInput!G3388,NA())","v":"Coincident"},{"$f":"IF($E3389=DataInput!$B3388,DataInput!H3388,NA())","v":2024},{"$f":"IF($E3389=DataInput!$B3388,DataInput!I3388,NA())","v":"POE50"},{"$f":"IF($E3389=DataInput!$B3388,DataInput!J3388,NA())","v":"NA"},{"$f":"IF($E3389=DataInput!$B3388,DataInput!K3388,NA())","v":"NA"},null,null,"SA Leigh Creek",null,null,null,null,false,null,null,{"$error":"#N/A"},{"$f":"IF($V3389=TRUE,F3389,NA())","v":{"$error":"#N/A"}},{"$f":"IF($V3389=TRUE,G3389,NA())","v":{"$error":"#N/A"}},{"$f":"IF($V3389=TRUE,H3389,NA())","v":{"$error":"#N/A"}},{"$f":"IF($V3389=TRUE,I3389,NA())","v":{"$error":"#N/A"}},{"$f":"IF($V3389=TRUE,J3389,NA())","v":{"$error":"#N/A"}},{"$f":"IF($V3389=TRUE,K3389,NA())","v":{"$error":"#N/A"}},{"$f":"IF($V3389=TRUE,L3389,NA())","v":{"$error":"#N/A"}},{"$f":"IF($V3389=TRUE,M3389,NA())","v":{"$error":"#N/A"}},{"$f":"IF($V3389=TRUE,N3389,NA())","v":{"$error":"#N/A"}}]
[null,{"$f":"IF(DataInput!B3432=$B$8,IF($B$9=$B$10,TRUE,IF(DataInput!E3432=$B$9,TRUE,FALSE)))","v":true},null,null,{"$f":"IF(B3433=TRUE,DataInput!B3432,NA())","v":"SA"},{"$f":"IF($E3433=DataInput!$B3432,DataInput!C3432,NA())","v":"SLCS"},{"$f":"IF($E3433=DataInput!$B3432,DataInput!D3432,NA())","v":"Leigh Creek South"},{"$f":"IF($E3433=DataInput!$B3432,DataInput!E3432,NA())","v":"SAPN"},{"$f":"IF($E3433=DataInput!$B3432,DataInput!F3432,NA())","v":"Winter"},{"$f":"IF($E3433=DataInput!$B3432,DataInput!G3432,NA())","v":"Coincident"},{"$f":"IF($E3433=DataInput!$B3432,DataInput!H3432,NA())","v":2017},{"$f":"IF($E3433=DataInput!$B3432,DataInput!I3432,NA())","v":"POE10"},{"$f":"IF($E3433=DataInput!$B3432,DataInput!J3432,NA())","v":0.283426215366824},{"$f":"IF($E3433=DataInput!$B3432,DataInput!K3432,NA())","v":0.84028868701384696},null,null,"SA Leigh Creek South",null,null,null,null,false,null,null,{"$error":"#N/A"},{"$error":"#N/A"},{"$error":"#N/A"},{"$error":"#N/A"},{"$error":"#N/A"},{"$error":"#N/A"},{"$error":"#N/A"},{"$error":"#N/A"},{"$error":"#N/A"},{"$error":"#N/A"}]
[null,{"$f":"IF(DataInput!B3465=$B$8,IF($B$9=$B$10,TRUE,IF(DataInput!E3465=$B$9,TRUE,FALSE)))","v":true},null,null,{"$f":"IF(B3466=TRUE,DataInput!B3465,NA())","v":"SA"},{"$f":"IF($E3466=DataInput!$B3465,DataInput!C3465,NA())","v":"SMA1"},{"$f":"IF($E3466=DataInput!$B3465,DataInput!D3465,NA())","v":"Mannum - Adelaide Pipeline 1"},{"$f":"IF($E3466=DataInput!$B3465,DataInput!E3465,NA())","v":"ENet"},{"$f":"IF($E3466=DataInput!$B3465,DataInput!F3465,NA())","v":"Summer"},{"$f":"IF($E3466=DataInput!$B3465,DataInput!G3465,NA())","v":"Coincident"},{"$f":"IF($E3466=DataInput!$B3465,DataInput!H3465,NA())","v":2021},{"$f":"IF($E3466=DataInput!$B3465,DataInput!I3465,NA())","v":"POE50"},{"$f":"IF($E3466=DataInput!$B3465,DataInput!J3465,NA())","v":"NA"},{"$f":"IF($E3466=DataInput!$B3465,DataInput!K3465,NA())","v":"NA"},null,null,"SA Mannum - Adelaide Pipeline 1",null,null,null,null,false,null,null,{"$error":"#N/A"},{"$error":"#N/A"},{"$error":"#N/A"},{"$error":"#N/A"},{"$error":"#N/A"},{"$error":"#N/A"},{"$error":"#N/A"},{"$error":"#N/A"},{"$error":"#N/A"},{"$error":"#N/A"}]
[null,{"$f":"IF(DataInput!B3496=$B$8,IF($B$9=$B$10,TRUE,IF(DataInput!E3496=$B$9,TRUE,FALSE)))","v":true},null,null,{"$f":"IF(B3497=TRUE,DataInput!B3496,NA())","v":"SA"},{"$f":"IF($E3497=DataInput!$B3496,DataInput!C3496,NA())","v":"SMA2"},{"$f":"IF($E3497=DataInput!$B3496,DataInput!D3496,NA())","v":"Mannum - Adelaide Pipeline 2"},{"$f":"IF($E3497=DataInput!$B3496,DataInput!E3496,NA())","v":"ENet"},{"$f":"IF($E3497=DataInput!$B3496,DataInput!F3496,NA())","v":"Summer"},{"$f":"IF($E3497=DataInput!$B3496,DataInput!G3496,NA())","v":"Coincident"},{"$f":"IF($E3497=DataInput!$B3496,DataInput!H3496,NA())","v":2022},{"$f":"IF($E3497=DataInput!$B3496,DataInput!I3496,NA())","v":"POE10"},{"$f":"IF($E3497=DataInput!$B3496,DataInput!J3496,NA())","v":"NA"},{"$f":"IF($E3497=DataInput!$B3496,DataInput!K3496,NA())","v":"NA"},null,null,"SA Mannum - Adelaide Pipeline 2",null,null,null,null,false,null,null,{"$error":"#N/A"},{"$error":"#N/A"},{"$error":"#N/A"},{"$error":"#N/A"},{"$error":"#N/A"},{"$error":"#N/A"},{"$error":"#N/A"},{"$error":"#N/A"},{"$error":"#N/A"},{"$error":"#N/A"}]
[null,{"$f":"IF(DataInput!B3514=$B$8,IF($B$9=$B$10,TRUE,IF(DataInput!E3514=$B$9,TRUE,FALSE)))","v":true},null,null,{"$f":"IF(B3515=TRUE,DataInput!B3514,NA())","v":"SA"},{"$f":"IF($E3515=DataInput!$B3514,DataInput!C3514,NA())","v":"SMA2"},{"$f":"IF($E3515=DataInput!$B3514,DataInput!D3514,NA())","v":"Mannum - Adelaide Pipeline 2"},{"$f":"IF($E3515=DataInput!$B3514,DataInput!E3514,NA())","v":"ENet"},{"$f":"IF($E3515=DataInput!$B3514,DataInput!F3514,NA())","v":"Winter"},{"$f":"IF($E3515=DataInput!$B3514,DataInput!G3514,NA())","v":"Coincident"},{"$f":"IF($E3515=DataInput!$B3514,DataInput!H3514,NA())","v":2019},{"$f":"IF($E3515=DataInput!$B3514,DataInput!I3514,NA())","v":"POE10"},{"$f":"IF($E3515=DataInput!$B3514,DataInput!J3514,NA())","v":"NA"},{"$f":"IF($E3515=DataInput!$B3514,DataInput!K3514,NA())","v":"NA"},null,null,"SA Mannum - Adelaide Pipeline 2",null,null,null,null,false,null,null,{"$error":"#N/A"},{"$error":"#N/A"},{"$error":"#N/A"},{"$error":"#N/A"},{"$error":"#N/A"},{"$error":"#N/A"},{"$error":"#N/A"},{"$error":"#N/A"},{"$error":"#N/A"},{"$error":"#N/A"}]
[null,{"$f":"IF(DataInput!B3555=$B$8,IF($B$9=$B$10,TRUE,IF(DataInput!E3555=$B$9,TRUE,FALSE)))","v":true},null,null,{"$f":"IF(B3556=TRUE,DataInput!B3555,NA())","v":"SA"},{"$f":"IF($E3556=DataInput!$B3555,DataInput!C3555,NA())","v":"SMA3"},{"$f":"IF($E3556=DataInput!$B3555,DataInput!D3555,NA())","v":"Mannum - Adelaide Pipeline 3"},{"$f":"IF($E3556=DataInput!$B3555,DataInput!E3555,NA())","v":"ENet"},{"$f":"IF($E3556=DataInput!$B3555,DataInput!F3555,NA())","v":"Winter"},{"$f":"IF($E3556=DataInput!$B3555,DataInput!G3555,NA())","v":"Coincident"},{"$f":"IF($E3556=DataInput!$B3555,DataInput!H3555,NA())","v":2020},{"$f":"IF($E3556=DataInput!$B3555,DataInput!I3555,NA())","v":"POE10"},{"$f":"IF($E3556=DataInput!$B3555,DataInput!J3555,NA())","v":"NA"},{"$f":"IF($E3556=DataInput!$B3555,DataInput!K3555,NA())","v":"NA"},null,null,"SA Mannum - Adelaide Pipeline 3",null,null,null,null,false,null,null,{"$error":"#N/A"},{"$error":"#N/A"},{"$error":"#N/A"},{"$error":"#N/A"},{"$error":"#N/A"},{"$error":"#N/A"},{"$error":"#N/A"},{"$error":"#N/A"},{"$error":"#N/A"},{"$error":"#N/A"}]
[null,{"$f":"IF(DataInput!B3575=$B$8,IF($B$9=$B$10,TRUE,IF(DataInput!E3575=$B$9,TRUE,FALSE)))","v":true},null,null,{"$f":"IF(B3576=TRUE,DataInput!B3575,NA())","v":"SA"},{"$f":"IF($E3576=DataInput!$B3575,DataInput!C3575,NA())","v":"SMAN"},{"$f":"IF($E3576=DataInput!$B3575,DataInput!D3575,NA())","v":"Mannum"},{"$f":"IF($E3576=DataInput!$B3575,DataInput!E3575,NA())","v":"SAPN"},{"$f":"IF($E3576=DataInput!$B3575,DataInput!F3575,NA())","v":"Summer"},{"$f":"IF($E3576=DataInput!$B3575,DataInput!G3575,NA())","v":"Coincident"},{"$f":"IF($E3576=DataInput!$B3575,DataInput!H3575,NA())","v":2021},{"$f":"IF($E3576=DataInput!$B3575,DataInput!I3575,NA())","v":"POE10"},{"$f":"IF($E3576=DataInput!$B3575,DataInput!J3575,NA())","v":11.529403591124},{"$f":"IF($E3576=DataInput!$B3575,DataInput!K3575,NA())","v":0.77067906387584695},null,null,"SA Mannum",null,null,null,null,false,null,null,{"$error":"#N/A"},{"$error":"#N/A"},{"$error":"#N/A"},{"$error":"#N/A"},{"$error":"#N/A"},{"$error":"#N/A"},{"$error":"#N/A"},{"$error":"#N/A"},{"$error":"#N/A"},{"$error":"#N/A"}]
[null,{"$f":"IF(DataInput!B3593=$B$8,IF($B$9=$B$10,TRUE,IF(DataInput!E3593=$B$9,TRUE,FALSE)))","v":true},null,null,{"$f":"IF(B3594=TRUE,DataInput!B3593,NA())","v":"SA"},{"$f":"IF($E3594=DataInput!$B3593,DataInput!C3593,NA())","v":"SMAN"},{"$f":"IF($E3594=DataInput!$B3593,DataInput!D3593,NA())","v":"Mannum"},{"$f":"IF($E3594=DataInput!$B3593,DataInput!E3593,NA())","v":"SAPN"},{"$f":"IF($E3594=DataInput!$B3593,DataInput!F3593,NA())","v":"Winter"},{"$f":"IF($E3594=DataInput!$B3593,DataInput!G3593,NA())","v":"Coincident"},{"$f":"IF($E3594=DataInput!$B3593,DataInput!H3593,NA())","v":2018},{"$f":"IF($E3594=DataInput!$B3593,DataInput!I3593,NA())","v":"POE10"},{"$f":"IF($E3594=DataInput!$B3593,DataInput!J3593,NA())","v":6.1897084319301197},{"$f":"IF($E3594=DataInput!$B3593,DataInput!K3593,NA())","v":0.86855919596910502},null,null,"SA Mannum",null,null,null,null,false,null,null,{"$error":"#N/A"},{"$error":"#N/A"},{"$error":"#N/A"},{"$error":"#N/A"},{"$error":"#N/A"},{"$error":"#N/A"},{"$error":"#N/A"},{"$error":"#N/A"},{"$error":"#N/A"},{"$error":"#N/A"}]
[null,{"$f":"IF(DataInput!B3624=$B$8,IF($B$9=$B$10,TRUE,IF(DataInput!E3624=$B$9,TRUE,FALSE)))","v":true},null,null,{"$f":"IF(B3625=TRUE,DataInput!B3624,NA())","v":"SA"},{"$f":"IF($E3625=DataInput!$B3624,DataInput!C3624,NA())","v":"SMBK"},{"$f":"IF($E3625=DataInput!$B3624,DataInput!D3624,NA())","v":"Middleback 132 kV"},{"$f":"IF($E3625=DataInput!$B3624,DataInput!E3624,NA())","v":"ENet"},{"$f":"IF($E3625=DataInput!$B3624,DataInput!F3624,NA())","v":"Summer"},{"$f":"IF($E3625=DataInput!$B3624,DataInput!G3624,NA())","v":"Coincident"},{"$f":"IF($E3625=DataInput!$B3624,DataInput!H3624,NA())","v":2020},{"$f":"IF($E3625=DataInput!$B3624,DataInput!I3624,NA())","v":"POE50"},{"$f":"IF($E3625=DataInput!$B3624,DataInput!J3624,NA())","v":"NA"},{"$f":"IF($E3625=DataInput!$B3624,DataInput!K3624,NA())","v":"NA"},null,null,"SA Middleback 132 kV",null,null,null,null,false,null,null,{"$error":"#N/A"},{"$error":"#N/A"},{"$error":"#N/A"},{"$error":"#N/A"},{"$error":"#N/A"},{"$error":"#N/A"},{"$error":"#N/A"},{"$error":"#N/A"},{"$error":"#N/A"},{"$error":"#N/A"}]
[null,{"$f":"IF(DataInput!B3654=$B$8,IF($B$9=$B$10,TRUE,IF(DataInput!E3654=$B$9,TRUE,FALSE)))","v":true},null,null,{"$f":"IF(B3655=TRUE,DataInput!B3654,NA())","v":"SA"},{"$f":"IF($E3655=DataInput!$B3654,DataInput!C3654,NA())","v":"SMBL"},{"$f":"IF($E3655=DataInput!$B3654,DataInput!D3654,NA())","v":"Mobilong"},{"$f":"IF($E3655=DataInput!$B3654,DataInput!E3654,NA())","v":"SAPN"},{"$f":"IF($E3655=DataInput!$B3654,DataInput!F3654,NA())","v":"Summer"},{"$f":"IF($E3655=DataInput!$B3654,DataInput!G3654,NA())","v":"Coincident"},{"$f":"IF($E3655=DataInput!$B3654,DataInput!H3654,NA())","v":2020},{"$f":"IF($E3655=DataInput!$B3654,DataInput!I3654,NA())","v":"POE10"},{"$f":"IF($E3655=DataInput!$B3654,DataInput!J3654,NA())","v":37.117744307189},{"$f":"IF($E3655=DataInput!$B3654,DataInput!K3654,NA())","v":0.89836739283595801},null,null,"SA Mobilong",null,null,null,null,false,null,null,{"$error":"#N/A"},{"$error":"#N/A"},{"$error":"#N/A"},{"$error":"#N/A"},{"$error":"#N/A"},{"$error":"#N/A"},{"$error":"#N/A"},{"$error":"#N/A"},{"$error":"#N/A"},{"$error":"#N/A"}]
[null,{"$f":"IF(DataInput!B3701=$B$8,IF($B$9=$B$10,TRUE,IF(DataInput!E3701=$B$9,TRUE,FALSE)))","v":true},null,null,{"$f":"IF(B3702=TRUE,DataInput!B3701,NA())","v":"SA"},{"$f":"IF($E3702=DataInput!$B3701,DataInput!C3701,NA())","v":"SMDL"},{"$f":"IF($E3702=DataInput!$B3701,DataInput!D3701,NA())","v":"Middleback 33 kV"},{"$f":"IF($E3702=DataInput!$B3701,DataInput!E3701,NA())","v":"ENet"},{"$f":"IF($E3702=DataInput!$B3701,DataInput!F3701,NA())","v":"Summer"},{"$f":"IF($E3702=DataInput!$B3701,DataInput!G3701,NA())","v":"Coincident"},{"$f":"IF($E3702=DataInput!$B3701,DataInput!H3701,NA())","v":2017},{"$f":"IF($E3702=DataInput!$B3701,DataInput!I3701,NA())","v":"POE50"},{"$f":"IF($E3702=DataInput!$B3701,DataInput!J3701,NA())","v":"NA"},{"$f":"IF($E3702=DataInput!$B3701,DataInput!K3701,NA())","v":"NA"},null,null,"SA Middleback 33 kV",null,null,null,null,false,null,null,{"$error":"#N/A"},{"$error":"#N/A"},{"$error":"#N/A"},{"$error":"#N/A"},{"$error":"#N/A"},{"$error":"#N/A"},{"$error":"#N/A"},{"$error":"#N/A"},{"$error":"#N/A"},{"$error":"#N/A"}]
[null,{"$f":"IF(DataInput!B3703=$B$8,IF($B$9=$B$10,TRUE,IF(DataInput!E3703=$B$9,TRUE,FALSE)))","v":true},null,null,{"$f":"IF(B3704=TRUE,DataInput!B3703,NA())","v":"SA"},{"$f":"IF($E3704=DataInput!$B3703,DataInput!C3703,NA())","v":"SMDL"},{"$f":"IF($E3704=DataInput!$B3703,DataInput!D3703,NA())","v":"Middleback 33 kV"},{"$f":"IF($E3704=DataInput!$B3703,DataInput!E3703,NA())","v":"ENet"},{"$f":"IF($E3704=DataInput!$B3703,DataInput!F3703,NA())","v":"Summer"},{"$f":"IF($E3704=DataInput!$B3703,DataInput!G3703,NA())","v":"Coincident"},{"$f":"IF($E3704=DataInput!$B3703,DataInput!H3703,NA())","v":2019},{"$f":"IF($E3704=DataInput!$B3703,DataInput!I3703,NA())","v":"POE50"},{"$f":"IF($E3704=DataInput!$B3703,DataInput!J3703,NA())","v":"NA"},{"$f":"IF($E3704=DataInput!$B3703,DataInput!K3703,NA())","v":"NA"},null,null,"SA Middleback 33 kV",null,null,null,null,false,null,null,{"$error":"#N/A"},{"$error":"#N/A"},{"$error":"#N/A"},{"$error":"#N/A"},{"$error":"#N/A"},{"$error":"#N/A"},{"$error":"#N/A"},{"$error":"#N/A"},{"$error":"#N/A"},{"$error":"#N/A"}]
[null,{"$f":"IF(DataInput!B3750=$B$8,IF($B$9=$B$10,TRUE,IF(DataInput!E3750=$B$9,TRUE,FALSE)))","v":true},null,null,{"$f":"IF(B3751=TRUE,DataInput!B3750,NA())","v":"SA"},{"$f":"IF($E3751=DataInput!$B3750,DataInput!C3750,NA())","v":"SMGA"},{"$f":"IF($E3751=DataInput!$B3750,DataInput!D3750,NA())","v":"Mt Gambier"},{"$f":"IF($E3751=DataInput!$B3750,DataInput!E3750,NA())","v":"SAPN"},{"$f":"IF($E3751=DataInput!$B3750,DataInput!F3750,NA())","v":"Summer"},{"$f":"IF($E3751=DataInput!$B3750,DataInput!G3750,NA())","v":"Coincident"},{"$f":"IF($E3751=DataInput!$B3750,DataInput!H3750,NA())","v":2026},{"$f":"IF($E3751=DataInput!$B3750,DataInput!I3750,NA())","v":"POE50"},{"$f":"IF($E3751=DataInput!$B3750,DataInput!J3750,NA())","v":13.797910483898599},{"$f":"IF($E3751=DataInput!$B3750,DataInput!K3750,NA())","v":0.756077149480753},null,null,"SA Mt Gambier",null,null,null,null,false,null,null,{"$error":"#N/A"},{"$error":"#N/A"},{"$error":"#N/A"},{"$error":"#N/A"},{"$error":"#N/A"},{"$error":"#N/A"},{"$error":"#N/A"},{"$error":"#N/A"},{"$error":"#N/A"},{"$error":"#N/A"}]
[null,{"$f":"IF(DataInput!B3777=$B$8,IF($B$9=$B$10,TRUE,IF(DataInput!E3777=$B$9,TRUE,FALSE)))","v":true},null,null,{"$f":"IF(B3778=TRUE,DataInput!B3777,NA())","v":"SA"},{"$f":"IF($E3778=DataInput!$B3777,DataInput!C3777,NA())","v":"SMGU"},{"$f":"IF($E3778=DataInput!$B3777,DataInput!D3777,NA())","v":"Mt Gunson"},{"$f":"IF($E3778=DataInput!$B3777,DataInput!E3777,NA())","v":"SAPN"},{"$f":"IF($E3778=DataInput!$B3777,DataInput!F3777,NA())","v":"Summer"},{"$f":"IF($E3778=DataInput!$B3777,DataInput!G3777,NA())","v":"Coincident"},{"$f":"IF($E3778=DataInput!$B3777,DataInput!H3777,NA())","v":2023},{"$f":"IF($E3778=DataInput!$B3777,DataInput!I3777,NA())","v":"POE10"},{"$f":"IF($E3778=DataInput!$B3777,DataInput!J3777,NA())","v":0.107430990092335},{"$f":"IF($E3778=DataInput!$B3777,DataInput!K3777,NA())","v":0.57814641846070003},null,null,"SA Mt Gunson",null,null,null,null,false,null,null,{"$error":"#N/A"},{"$error":"#N/A"},{"$error":"#N/A"},{"$error":"#N/A"},{"$error":"#N/A"},{"$error":"#N/A"},{"$error":"#N/A"},{"$error":"#N/A"},{"$error":"#N/A"},{"$error":"#N/A"}]
[null,{"$f":"IF(DataInput!B3798=$B$8,IF($B$9=$B$10,TRUE,IF(DataInput!E3798=$B$9,TRUE,FALSE)))","v":true},null,null,{"$f":"IF(B3799=TRUE,DataInput!B3798,NA())","v":"SA"},{"$f":"IF($E3799=DataInput!$B3798,DataInput!C3798,NA())","v":"SMGU"},{"$f":"IF($E3799=DataInput!$B3798,DataInput!D3798,NA())","v":"Mt Gunson"},{"$f":"IF($E3799=DataInput!$B3798,DataInput!E3798,NA())","v":"SAPN"},{"$f":"IF($E3799=DataInput!$B3798,DataInput!F3798,NA())","v":"Winter"},{"$f":"IF($E3799=DataInput!$B3798,DataInput!G3798,NA())","v":"Coincident"},{"$f":"IF($E3799=DataInput!$B3798,DataInput!H3798,NA())","v":2023},{"$f":"IF($E3799=DataInput!$B3798,DataInput!I3798,NA())","v":"POE10"},{"$f":"IF($E3799=DataInput!$B3798,DataInput!J3798,NA())","v":0.116564358585884},{"$f":"IF($E3799=DataInput!$B3798,DataInput!K3798,NA())","v":0.69808238274781798},null,null,"SA Mt Gunson",null,null,null,null,false,null,null,{"$error":"#N/A"},{"$error":"#N/A"},{"$error":"#N/A"},{"$error":"#N/A"},{"$error":"#N/A"},{"$error":"#N/A"},{"$error":"#N/A"},{"$error":"#N/A"},{"$error":"#N/A"},{"$error":"#N/A"}]
[null,{"$f":"IF(DataInput!B3829=$B$8,IF($B$9=$B$10,TRUE,IF(DataInput!E3829=$B$9,TRUE,FALSE)))","v":true},null,null,{"$f":"IF(B3830=TRUE,DataInput!B3829,NA())","v":"SA"},{"$f":"IF($E3830=DataInput!$B3829,DataInput!C3829,NA())","v":"SMH1"},{"$f":"IF($E3830=DataInput!$B3829,DataInput!D3829,NA())","v":"Murray Bridge - Hahndorf Pipeline 1"},{"$f":"IF($E3830=DataInput!$B3829,DataInput!E3829,NA())","v":"ENet"},{"$f":"IF($E3830=DataInput!$B3829,DataInput!F3829,NA())","v":"Summer"},{"$f":"IF($E3830=DataInput!$B3829,DataInput!G3829,NA())","v":"Coincident"},{"$f":"IF($E3830=DataInput!$B3829,DataInput!H3829,NA())","v":2025},{"$f":"IF($E3830=DataInput!$B3829,DataInput!I3829,NA())","v":"POE50"},{"$f":"IF($E3830=DataInput!$B3829,DataInput!J3829,NA())","v":"NA"},{"$f":"IF($E3830=DataInput!$B3829,DataInput!K3829,NA())","v":"NA"},null,null,"SA Murray Bridge - Hahndorf Pipeline 1",null,null,null,null,false,null,null,{"$error":"#N/A"},{"$error":"#N/A"},{"$error":"#N/A"},{"$error":"#N/A"},{"$error":"#N/A"},{"$error":"#N/A"},{"$error":"#N/A"},{"$error":"#N/A"},{"$error":"#N/A"},{"$error":"#N/A"}]
[null,{"$f":"IF(DataInput!B3860=$B$8,IF($B$9=$B$10,TRUE,IF(DataInput!E3860=$B$9,TRUE,FALSE)))","v":true},null,null,{"$f":"IF(B3861=TRUE,DataInput!B3860,NA())","v":"SA"},{"$f":"IF($E3861=DataInput!$B3860,DataInput!C3860,NA())","v":"SMH2"},{"$f":"IF($E3861=DataInput!$B3860,DataInput!D3860,NA())","v":"Murray Bridge - Hahndorf Pipeline 2"},{"$f":"IF($E3861=DataInput!$B3860,DataInput!E3860,NA())","v":"ENet"},{"$f":"IF($E3861=DataInput!$B3860,DataInput!F3860,NA())","v":"Summer"},{"$f":"IF($E3861=DataInput!$B3860,DataInput!G3860,NA())","v":"Coincident"},{"$f":"IF($E3861=DataInput!$B3860,DataInput!H3860,NA())","v":2026},{"$f":"IF($E3861=DataInput!$B3860,DataInput!I3860,NA())","v":"POE10"},{"$f":"IF($E3861=DataInput!$B3860,DataInput!J3860,NA())","v":"NA"},{"$f":"IF($E3861=DataInput!$B3860,DataInput!K3860,NA())","v":"NA"},null,null,"SA Murray Bridge - Hahndorf Pipeline 2",null,null,null,null,false,null,null,{"$error":"#N/A"},{"$error":"#N/A"},{"$error":"#N/A"},{"$error":"#N/A"},{"$error":"#N/A"},{"$error":"#N/A"},{"$error":"#N/A"},{"$error":"#N/A"},{"$error":"#N/A"},{"$error":"#N/A"}]
[null,{"$f":"IF(DataInput!B3876=$B$8,IF($B$9=$B$10,TRUE,IF(DataInput!E3876=$B$9,TRUE,FALSE)))","v":true},null,null,{"$f":"IF(B3877=TRUE,DataInput!B3876,NA())","v":"SA"},{"$f":"IF($E3877=DataInput!$B3876,DataInput!C3876,NA())","v":"SMH2"},{"$f":"IF($E3877=DataInput!$B3876,DataInput!D3876,NA())","v":"Murray Bridge - Hahndorf Pipeline 2"},{"$f":"IF($E3877=DataInput!$B3876,DataInput!E3876,NA())","v":"ENet"},{"$f":"IF($E3877=DataInput!$B3876,DataInput!F3876,NA())","v":"Winter"},{"$f":"IF($E3877=DataInput!$B3876,DataInput!G3876,NA())","v":"Coincident"},{"$f":"IF($E3877=DataInput!$B3876,DataInput!H3876,NA())","v":2021},{"$f":"IF($E3877=DataInput!$B3876,DataInput!I3876,NA())","v":"POE10"},{"$f":"IF($E3877=DataInput!$B3876,DataInput!J3876,NA())","v":"NA"},{"$f":"IF($E3877=DataInput!$B3876,DataInput!K3876,NA())","v":"NA"},null,null,"SA Murray Bridge - Hahndorf Pipeline 2",null,null,null,null,false,null,null,{"$error":"#N/A"},{"$error":"#N/A"},{"$error":"#N/A"},{"$error":"#N/A"},{"$error":"#N/A"},{"$error":"#N/A"},{"$error":"#N/A"},{"$error":"#N/A"},{"$error":"#N/A"},{"$error":"#N/A"}]
[null,{"$f":"IF(DataInput!B3908=$B$8,IF($B$9=$B$10,TRUE,IF(DataInput!E3908=$B$9,TRUE,FALSE)))","v":true},null,null,{"$f":"IF(B3909=TRUE,DataInput!B3908,NA())","v":"SA"},{"$f":"IF($E3909=DataInput!$B3908,DataInput!C3908,NA())","v":"SMH3"},{"$f":"IF($E3909=DataInput!$B3908,DataInput!D3908,NA())","v":"Murray Bridge - Hahndorf Pipeline 3"},{"$f":"IF($E3909=DataInput!$B3908,DataInput!E3908,NA())","v":"ENet"},{"$f":"IF($E3909=DataInput!$B3908,DataInput!F3908,NA())","v":"Summer"},{"$f":"IF($E3909=DataInput!$B3908,DataInput!G3908,NA())","v":"Coincident"},{"$f":"IF($E3909=DataInput!$B3908,DataInput!H3908,NA())","v":2024},{"$f":"IF($E3909=DataInput!$B3908,DataInput!I3908,NA())","v":"POE50"},{"$f":"IF($E3909=DataInput!$B3908,DataInput!J3908,NA())","v":"NA"},{"$f":"IF($E3909=DataInput!$B3908,DataInput!K3908,NA())","v":"NA"},null,null,"SA Murray Bridge - Hahndorf Pipeline 3",null,null,null,null,false,null,null,{"$error":"#N/A"},{"$error":"#N/A"},{"$error":"#N/A"},{"$error":"#N/A"},{"$error":"#N/A"},{"$error":"#N/A"},{"$error":"#N/A"},{"$error":"#N/A"},{"$error":"#N/A"},{"$error":"#N/A"}]
[null,{"$f":"IF(DataInput!B3939=$B$8,IF($B$9=$B$10,TRUE,IF(DataInput!E3939=$B$9,TRUE,FALSE)))","v":true},null,null,{"$f":"IF(B3940=TRUE,DataInput!B3939,NA())","v":"SA"},{"$f":"IF($E3940=DataInput!$B3939,DataInput!C3939,NA())","v":"SMLB"},{"$f":"IF($E3940=DataInput!$B3939,DataInput!D3939,NA())","v":"Millbrook"},{"$f":"IF($E3940=DataInput!$B3939,DataInput!E3939,NA())","v":"ENet"},{"$f":"IF($E3940=DataInput!$B3939,DataInput!F3939,NA())","v":"Summer"},{"$f":"IF($E3940=DataInput!$B3939,DataInput!G3939,NA())","v":"Coincident"},{"$f":"IF($E3940=DataInput!$B3939,DataInput!H3939,NA())","v":2025},{"$f":"IF($E3940=DataInput!$B3939,DataInput!I3939,NA())","v":"POE10"},{"$f":"IF($E3940=DataInput!$B3939,DataInput!J3939,NA())","v":"NA"},{"$f":"IF($E3940=DataInput!$B3939,DataInput!K3939,NA())","v":"NA"},null,null,"SA Millbrook",null,null,null,null,false,null,null,{"$error":"#N/A"},{"$error":"#N/A"},{"$error":"#N/A"},{"$error":"#N/A"},{"$error":"#N/A"},{"$error":"#N/A"},{"$error":"#N/A"},{"$error":"#N/A"},{"$error":"#N/A"},{"$error":"#N/A"}]
[null,{"$f":"IF(DataInput!B3986=$B$8,IF($B$9=$B$10,TRUE,IF(DataInput!E3986=$B$9,TRUE,FALSE)))","v":true},null,null,{"$f":"IF(B3987=TRUE,DataInput!B3986,NA())","v":"SA"},{"$f":"IF($E3987=DataInput!$B3986,DataInput!C3986,NA())","v":"SMW1"},{"$f":"IF($E3987=DataInput!$B3986,DataInput!D3986,NA())","v":"Morgan - Whyalla Pipeline 1"},{"$f":"IF($E3987=DataInput!$B3986,DataInput!E3986,NA())","v":"ENet"},{"$f":"IF($E3987=DataInput!$B3986,DataInput!F3986,NA())","v":"Summer"},{"$f":"IF($E3987=DataInput!$B3986,DataInput!G3986,NA())","v":"Coincident"},{"$f":"IF($E3987=DataInput!$B3986,DataInput!H3986,NA())","v":2022},{"$f":"IF($E3987=DataInput!$B3986,DataInput!I3986,NA())","v":"POE50"},{"$f":"IF($E3987=DataInput!$B3986,DataInput!J3986,NA())","v":"NA"},{"$f":"IF($E3987=DataInput!$B3986,DataInput!K3986,NA())","v":"NA"},null,null,"SA Morgan - Whyalla Pipeline 1",null,null,null,null,false,null,null,{"$error":"#N/A"},{"$error":"#N/A"},{"$error":"#N/A"},{"$error":"#N/A"},{"$error":"#N/A"},{"$error":"#N/A"},{"$error":"#N/A"},{"$error":"#N/A"},{"$error":"#N/A"},{"$error":"#N/A"}]
[null,{"$f":"IF(DataInput!B3999=$B$8,IF($B$9=$B$10,TRUE,IF(DataInput!E3999=$B$9,TRUE,FALSE)))","v":true},null,null,{"$f":"IF(B4000=TRUE,DataInput!B3999,NA())","v":"SA"},{"$f":"IF($E4000=DataInput!$B3999,DataInput!C3999,NA())","v":"SMW1"},{"$f":"IF($E4000=DataInput!$B3999,DataInput!D3999,NA())","v":"Morgan - Whyalla Pipeline 1"},{"$f":"IF($E4000=DataInput!$B3999,DataInput!E3999,NA())","v":"ENet"},{"$f":"IF($E4000=DataInput!$B3999,DataInput!F3999,NA())","v":"Winter"},{"$f":"IF($E4000=DataInput!$B3999,DataInput!G3999,NA())","v":"Coincident"},{"$f":"IF($E4000=DataInput!$B3999,DataInput!H3999,NA())","v":2024},{"$f":"IF($E4000=DataInput!$B3999,DataInput!I3999,NA())","v":"POE10"},{"$f":"IF($E4000=DataInput!$B3999,DataInput!J3999,NA())","v":"NA"},{"$f":"IF($E4000=DataInput!$B3999,DataInput!K3999,NA())","v":"NA"},null,null,"SA Morgan - Whyalla Pipeline 1",null,null,null,null,false,null,null,{"$error":"#N/A"},{"$error":"#N/A"},{"$error":"#N/A"},{"$error":"#N/A"},{"$error":"#N/A"},{"$error":"#N/A"},{"$error":"#N/A"},{"$error":"#N/A"},{"$error":"#N/A"},{"$error":"#N/A"}]
[null,{"$f":"IF(DataInput!B4034=$B$8,IF($B$9=$B$10,TRUE,IF(DataInput!E4034=$B$9,TRUE,FALSE)))","v":true},null,null,{"$f":"IF(B4035=TRUE,DataInput!B4034,NA())","v":"SA"},{"$f":"IF($E4035=DataInput!$B4034,DataInput!C4034,NA())","v":"SMW2"},{"$f":"IF($E4035=DataInput!$B4034,DataInput!D4034,NA())","v":"Morgan - Whyalla Pipeline 2"},{"$f":"IF($E4035=DataInput!$B4034,DataInput!E4034,NA())","v":"ENet"},{"$f":"IF($E4035=DataInput!$B4034,DataInput!F4034,NA())","v":"Winter"},{"$f":"IF($E4035=DataInput!$B4034,DataInput!G4034,NA())","v":"Coincident"},{"$f":"IF($E4035=DataInput!$B4034,DataInput!H4034,NA())","v":2019},{"$f":"IF($E4035=DataInput!$B4034,DataInput!I4034,NA())","v":"POE10"},{"$f":"IF($E4035=DataInput!$B4034,DataInput!J4034,NA())","v":"NA"},{"$f":"IF($E4035=DataInput!$B4034,DataInput!K4034,NA())","v":"NA"},null,null,"SA Morgan - Whyalla Pipeline 2",null,null,null,null,false,null,null,{"$error":"#N/A"},{"$error":"#N/A"},{"$error":"#N/A"},{"$error":"#N/A"},{"$error":"#N/A"},{"$error":"#N/A"},{"$error":"#N/A"},{"$error":"#N/A"},{"$error":"#N/A"},{"$error":"#N/A"}]
[null,{"$f":"IF(DataInput!B4065=$B$8,IF($B$9=$B$10,TRUE,IF(DataInput!E4065=$B$9,TRUE,FALSE)))","v":true},null,null,{"$f":"IF(B4066=TRUE,DataInput!B4065,NA())","v":"SA"},{"$f":"IF($E4066=DataInput!$B4065,DataInput!C4065,NA())","v":"SMW3"},{"$f":"IF($E4066=DataInput!$B4065,DataInput!D4065,NA())","v":"Morgan - Whyalla Pipeline 3"},{"$f":"IF($E4066=DataInput!$B4065,DataInput!E4065,NA())","v":"ENet"},{"$f":"IF($E4066=DataInput!$B4065,DataInput!F4065,NA())","v":"Summer"},{"$f":"IF($E4066=DataInput!$B4065,DataInput!G4065,NA())","v":"Coincident"},{"$f":"IF($E4066=DataInput!$B4065,DataInput!H4065,NA())","v":2021},{"$f":"IF($E4066=DataInput!$B4065,DataInput!I4065,NA())","v":"POE50"},{"$f":"IF($E4066=DataInput!$B4065,DataInput!J4065,NA())","v":"NA"},{"$f":"IF($E4066=DataInput!$B4065,DataInput!K4065,NA())","v":"NA"},null,null,"SA Morgan - Whyalla Pipeline 3",null,null,null,null,false,null,null,{"$error":"#N/A"},{"$error":"#N/A"},{"$error":"#N/A"},{"$error":"#N/A"},{"$error":"#N/A"},{"$error":"#N/A"},{"$error":"#N/A"},{"$error":"#N/A"},{"$error":"#N/A"},{"$error":"#N/A"}]
[null,{"$f":"IF(DataInput!B4096=$B$8,IF($B$9=$B$10,TRUE,IF(DataInput!E4096=$B$9,TRUE,FALSE)))","v":true},null,null,{"$f":"IF(B4097=TRUE,DataInput!B4096,NA())","v":"SA"},{"$f":"IF($E4097=DataInput!$B4096,DataInput!C4096,NA())","v":"SMW4"},{"$f":"IF($E4097=DataInput!$B4096,DataInput!D4096,NA())","v":"Morgan - Whyalla Pipeline 4"},{"$f":"IF($E4097=DataInput!$B4096,DataInput!E4096,NA())","v":"ENet"},{"$f":"IF($E4097=DataInput!$B4096,DataInput!F4096,NA())","v":"Summer"},{"$f":"IF($E4097=DataInput!$B4096,DataInput!G4096,NA())","v":"Coincident"},{"$f":"IF($E4097=DataInput!$B4096,DataInput!H4096,NA())","v":2022},{"$f":"IF($E4097=DataInput!$B4096,DataInput!I4096,NA())","v":"POE10"},{"$f":"IF($E4097=DataInput!$B4096,DataInput!J4096,NA())","v":"NA"},{"$f":"IF($E4097=DataInput!$B4096,DataInput!K4096,NA())","v":"NA"},null,null,"SA Morgan - Whyalla Pipeline 4",null,null,null,null,false,null,null,{"$error":"#N/A"},{"$error":"#N/A"},{"$error":"#N/A"},{"$error":"#N/A"},{"$error":"#N/A"},{"$error":"#N/A"},{"$error":"#N/A"},{"$error":"#N/A"},{"$error":"#N/A"},{"$error":"#N/A"}]
[null,{"$f":"IF(DataInput!B4126=$B$8,IF($B$9=$B$10,TRUE,IF(DataInput!E4126=$B$9,TRUE,FALSE)))","v":true},null,null,{"$f":"IF(B4127=TRUE,DataInput!B4126,NA())","v":"SA"},{"$f":"IF($E4127=DataInput!$B4126,DataInput!C4126,NA())","v":"SMW4"},{"$f":"IF($E4127=DataInput!$B4126,DataInput!D4126,NA())","v":"Morgan - Whyalla Pipeline 4"},{"$f":"IF($E4127=DataInput!$B4126,DataInput!E4126,NA())","v":"ENet"},{"$f":"IF($E4127=DataInput!$B4126,DataInput!F4126,NA())","v":"Winter"},{"$f":"IF($E4127=DataInput!$B4126,DataInput!G4126,NA())","v":"Coincident"},{"$f":"IF($E4127=DataInput!$B4126,DataInput!H4126,NA())","v":2021},{"$f":"IF($E4127=DataInput!$B4126,DataInput!I4126,NA())","v":"POE50"},{"$f":"IF($E4127=DataInput!$B4126,DataInput!J4126,NA())","v":"NA"},{"$f":"IF($E4127=DataInput!$B4126,DataInput!K4126,NA())","v":"NA"},null,null,"SA Morgan - Whyalla Pipeline 4",null,null,null,null,false,null,null,{"$error":"#N/A"},{"$error":"#N/A"},{"$error":"#N/A"},{"$error":"#N/A"},{"$error":"#N/A"},{"$error":"#N/A"},{"$error":"#N/A"},{"$error":"#N/A"},{"$error":"#N/A"},{"$error":"#N/A"}]
[null,{"$f":"IF(DataInput!B4144=$B$8,IF($B$9=$B$10,TRUE,IF(DataInput!E4144=$B$9,TRUE,FALSE)))","v":true},null,null,{"$f":"IF(B4145=TRUE,DataInput!B4144,NA())","v":"SA"},{"$f":"IF($E4145=DataInput!$B4144,DataInput!C4144,NA())","v":"SNEU"},{"$f":"IF($E4145=DataInput!$B4144,DataInput!D4144,NA())","v":"Neuroodla"},{"$f":"IF($E4145=DataInput!$B4144,DataInput!E4144,NA())","v":"SAPN"},{"$f":"IF($E4145=DataInput!$B4144,DataInput!F4144,NA())","v":"Summer"},{"$f":"IF($E4145=DataInput!$B4144,DataInput!G4144,NA())","v":"Coincident"},{"$f":"IF($E4145=DataInput!$B4144,DataInput!H4144,NA())","v":2020},{"$f":"IF($E4145=DataInput!$B4144,DataInput!I4144,NA())","v":"POE50"},{"$f":"IF($E4145=DataInput!$B4144,DataInput!J4144,NA())","v":0.51471580732765299},{"$f":"IF($E4145=DataInput!$B4144,DataInput!K4144,NA())","v":0.59732932956394302},null,null,"SA Neuroodla",null,null,null,null,false,null,null,{"$error":"#N/A"},{"$error":"#N/A"},{"$error":"#N/A"},{"$error":"#N/A"},{"$error":"#N/A"},{"$error":"#N/A"},{"$error":"#N/A"},{"$error":"#N/A"},{"$error":"#N/A"},{"$error":"#N/A"}]
[null,{"$f":"IF(DataInput!B4162=$B$8,IF($B$9=$B$10,TRUE,IF(DataInput!E4162=$B$9,TRUE,FALSE)))","v":true},null,null,{"$f":"IF(B4163=TRUE,DataInput!B4162,NA())","v":"SA"},{"$f":"IF($E4163=DataInput!$B4162,DataInput!C4162,NA())","v":"SNEU"},{"$f":"IF($E4163=DataInput!$B4162,DataInput!D4162,NA())","v":"Neuroodla"},{"$f":"IF($E4163=DataInput!$B4162,DataInput!E4162,NA())","v":"SAPN"},{"$f":"IF($E4163=DataInput!$B4162,DataInput!F4162,NA())","v":"Winter"},{"$f":"IF($E4163=DataInput!$B4162,DataInput!G4162,NA())","v":"Coincident"},{"$f":"IF($E4163=DataInput!$B4162,DataInput!H4162,NA())","v":2017},{"$f":"IF($E4163=DataInput!$B4162,DataInput!I4162,NA())","v":"POE50"},{"$f":"IF($E4163=DataInput!$B4162,DataInput!J4162,NA())","v":0.69165797508720706},{"$f":"IF($E4163=DataInput!$B4162,DataInput!K4162,NA())","v":0.82564041085050199},null,null,"SA Neuroodla",null,null,null,null,false,null,null,{"$error":"#N/A"},{"$error":"#N/A"},{"$error":"#N/A"},{"$error":"#N/A"},{"$error":"#N/A"},{"$error":"#N/A"},{"$error":"#N/A"},{"$error":"#N/A"},{"$error":"#N/A"},{"$error":"#N/A"}]
[null,{"$f":"IF(DataInput!B4193=$B$8,IF($B$9=$B$10,TRUE,IF(DataInput!E4193=$B$9,TRUE,FALSE)))","v":true},null,null,{"$f":"IF(B4194=TRUE,DataInput!B4193,NA())","v":"SA"},{"$f":"IF($E4194=DataInput!$B4193,DataInput!C4193,NA())","v":"SNWB"},{"$f":"IF($E4194=DataInput!$B4193,DataInput!D4193,NA())","v":"North West Bend"},{"$f":"IF($E4194=DataInput!$B4193,DataInput!E4193,NA())","v":"SAPN"},{"$f":"IF($E4194=DataInput!$B4193,DataInput!F4193,NA())","v":"Winter"},{"$f":"IF($E4194=DataInput!$B4193,DataInput!G4193,NA())","v":"Coincident"},{"$f":"IF($E4194=DataInput!$B4193,DataInput!H4193,NA())","v":2018},{"$f":"IF($E4194=DataInput!$B4193,DataInput!I4193,NA())","v":"POE10"},{"$f":"IF($E4194=DataInput!$B4193,DataInput!J4193,NA())","v":10.9063866299407},{"$f":"IF($E4194=DataInput!$B4193,DataInput!K4193,NA())","v":0.73993159174720902},null,null,"SA North West Bend",null,null,null,null,false,null,null,{"$error":"#N/A"},{"$error":"#N/A"},{"$error":"#N/A"},{"$error":"#N/A"},{"$error":"#N/A"},{"$error":"#N/A"},{"$error":"#N/A"},{"$error":"#N/A"},{"$error":"#N/A"},{"$error":"#N/A"}]
[null,{"$f":"IF(DataInput!B4221=$B$8,IF($B$9=$B$10,TRUE,IF(DataInput!E4221=$B$9,TRUE,FALSE)))","v":true},null,null,{"$f":"IF(B4222=TRUE,DataInput!B4221,NA())","v":"SA"},{"$f":"IF($E4222=DataInput!$B4221,DataInput!C4221,NA())","v":"SOUT"},{"$f":"IF($E4222=DataInput!$B4221,DataInput!D4221,NA())","v":"Southern Suburbs"},{"$f":"IF($E4222=DataInput!$B4221,DataInput!E4221,NA())","v":"SAPN"},{"$f":"IF($E4222=DataInput!$B4221,DataInput!F4221,NA())","v":"Summer"},{"$f":"IF($E4222=DataInput!$B4221,DataInput!G4221,NA())","v":"Coincident"},{"$f":"IF($E4222=DataInput!$B4221,DataInput!H4221,NA())","v":2017},{"$f":"IF($E4222=DataInput!$B4221,DataInput!I4221,NA())","v":"POE50"},{"$f":"IF($E4222=DataInput!$B4221,DataInput!J4221,NA())","v":556.47396395543296},{"$f":"IF($E4222=DataInput!$B4221,DataInput!K4221,NA())","v":0.94122567077736197},null,null,"SA Southern Suburbs",null,null,null,null,false,null,null,{"$error":"#N/A"},{"$error":"#N/A"},{"$error":"#N/A"},{"$error":"#N/A"},{"$error":"#N/A"},{"$error":"#N/A"},{"$error":"#N/A"},{"$error":"#N/A"},{"$error":"#N/A"},{"$error":"#N/A"}]
[null,{"$f":"IF(DataInput!B4270=$B$8,IF($B$9=$B$10,TRUE,IF(DataInput!E4270=$B$9,TRUE,FALSE)))","v":true},null,null,{"$f":"IF(B4271=TRUE,DataInput!B4270,NA())","v":"SA"},{"$f":"IF($E4271=DataInput!$B4270,DataInput!C4270,NA())","v":"SPDIST"},{"$f":"IF($E4271=DataInput!$B4270,DataInput!D4270,NA())","v":"Stony Point Distribution"},{"$f":"IF($E4271=DataInput!$B4270,DataInput!E4270,NA())","v":"SAPN"},{"$f":"IF($E4271=DataInput!$B4270,DataInput!F4270,NA())","v":"Summer"},{"$f":"IF($E4271=DataInput!$B4270,DataInput!G4270,NA())","v":"Coincident"},{"$f":"IF($E4271=DataInput!$B4270,DataInput!H4270,NA())","v":2026},{"$f":"IF($E4271=DataInput!$B4270,DataInput!I4270,NA())","v":"POE50"},{"$f":"IF($E4271=DataInput!$B4270,DataInput!J4270,NA())","v":9.0607394641712594E-2},{"$f":"IF($E4271=DataInput!$B4270,DataInput!K4270,NA())","v":0.56359908884516996},null,null,"SA Stony Point Distribution",null,null,null,null,false,null,null,{"$error":"#N/A"},{"$error":"#N/A"},{"$error":"#N/A"},{"$error":"#N/A"},{"$error":"#N/A"},{"$error":"#N/A"},{"$error":"#N/A"},{"$error":"#N/A"},{"$error":"#N/A"},{"$error":"#N/A"}]
[null,{"$f":"IF(DataInput!B4301=$B$8,IF($B$9=$B$10,TRUE,IF(DataInput!E4301=$B$9,TRUE,FALSE)))","v":true},null,null,{"$f":"IF(B4302=TRUE,DataInput!B4301,NA())","v":"SA"},{"$f":"IF($E4302=DataInput!$B4301,DataInput!C4301,NA())","v":"SPEN"},{"$f":"IF($E4302=DataInput!$B4301,DataInput!D4301,NA())","v":"Penola West"},{"$f":"IF($E4302=DataInput!$B4301,DataInput!E4301,NA())","v":"SAPN"},{"$f":"IF($E4302=DataInput!$B4301,DataInput!F4301,NA())","v":"Summer"},{"$f":"IF($E4302=DataInput!$B4301,DataInput!G4301,NA())","v":"Coincident"},{"$f":"IF($E4302=DataInput!$B4301,DataInput!H4301,NA())","v":2017},{"$f":"IF($E4302=DataInput!$B4301,DataInput!I4301,NA())","v":"POE50"},{"$f":"IF($E4302=DataInput!$B4301,DataInput!J4301,NA())","v":4.7369416856300104},{"$f":"IF($E4302=DataInput!$B4301,DataInput!K4301,NA())","v":0.72985473047445404},null,null,"SA Penola West",null,null,null,null,false,null,null,{"$error":"#N/A"},{"$error":"#N/A"},{"$error":"#N/A"},{"$error":"#N/A"},{"$error":"#N/A"},{"$error":"#N/A"},{"$error":"#N/A"},{"$error":"#N/A"},{"$error":"#N/A"},{"$error":"#N/A"}]
[null,{"$f":"IF(DataInput!B4332=$B$8,IF($B$9=$B$10,TRUE,IF(DataInput!E4332=$B$9,TRUE,FALSE)))","v":true},null,null,{"$f":"IF(B4333=TRUE,DataInput!B4332,NA())","v":"SA"},{"$f":"IF($E4333=DataInput!$B4332,DataInput!C4332,NA())","v":"SPLN"},{"$f":"IF($E4333=DataInput!$B4332,DataInput!D4332,NA())","v":"Port Lincoln"},{"$f":"IF($E4333=DataInput!$B4332,DataInput!E4332,NA())","v":"SAPN"},{"$f":"IF($E4333=DataInput!$B4332,DataInput!F4332,NA())","v":"Summer"},{"$f":"IF($E4333=DataInput!$B4332,DataInput!G4332,NA())","v":"Coincident"},{"$f":"IF($E4333=DataInput!$B4332,DataInput!H4332,NA())","v":2018},{"$f":"IF($E4333=DataInput!$B4332,DataInput!I4332,NA())","v":"POE10"},{"$f":"IF($E4333=DataInput!$B4332,DataInput!J4332,NA())","v":28.510907642872599},{"$f":"IF($E4333=DataInput!$B4332,DataInput!K4332,NA())","v":0.89599214030511298},null,null,"SA Port Lincoln",null,null,null,null,false,null,null,{"$error":"#N/A"},{"$error":"#N/A"},{"$error":"#N/A"},{"$error":"#N/A"},{"$error":"#N/A"},{"$error":"#N/A"},{"$error":"#N/A"},{"$error":"#N/A"},{"$error":"#N/A"},{"$error":"#N/A"}]
[null,{"$f":"IF(DataInput!B4348=$B$8,IF($B$9=$B$10,TRUE,IF(DataInput!E4348=$B$9,TRUE,FALSE)))","v":true},null,null,{"$f":"IF(B4349=TRUE,DataInput!B4348,NA())","v":"SA"},{"$f":"IF($E4349=DataInput!$B4348,DataInput!C4348,NA())","v":"SPLN"},{"$f":"IF($E4349=DataInput!$B4348,DataInput!D4348,NA())","v":"Port Lincoln"},{"$f":"IF($E4349=DataInput!$B4348,DataInput!E4348,NA())","v":"SAPN"},{"$f":"IF($E4349=DataInput!$B4348,DataInput!F4348,NA())","v":"Summer"},{"$f":"IF($E4349=DataInput!$B4348,DataInput!G4348,NA())","v":"Coincident"},{"$f":"IF($E4349=DataInput!$B4348,DataInput!H4348,NA())","v":2024},{"$f":"IF($E4349=DataInput!$B4348,DataInput!I4348,NA())","v":"POE50"},{"$f":"IF($E4349=DataInput!$B4348,DataInput!J4348,NA())","v":22.751821567311499},{"$f":"IF($E4349=DataInput!$B4348,DataInput!K4348,NA())","v":0.87978423710828901},null,null,"SA Port Lincoln",null,null,null,null,false,null,null,{"$error":"#N/A"},{"$f":"IF($V4349=TRUE,F4349,NA())","v":{"$error":"#N/A"}},{"$f":"IF($V4349=TRUE,G4349,NA())","v":{"$error":"#N/A"}},{"$f":"IF($V4349=TRUE,H4349,NA())","v":{"$error":"#N/A"}},{"$f":"IF($V4349=TRUE,I4349,NA())","v":{"$error":"#N/A"}},{"$f":"IF($V4349=TRUE,J4349,NA())","v":{"$error":"#N/A"}},{"$f":"IF($V4349=TRUE,K4349,NA())","v":{"$error":"#N/A"}},{"$f":"IF($V4349=TRUE,L4349,NA())","v":{"$error":"#N/A"}},{"$f":"IF($V4349=TRUE,M4349,NA())","v":{"$error":"#N/A"}},{"$f":"IF($V4349=TRUE,N4349,NA())","v":{"$error":"#N/A"}}]
[null,{"$f":"IF(DataInput!B4380=$B$8,IF($B$9=$B$10,TRUE,IF(DataInput!E4380=$B$9,TRUE,FALSE)))","v":true},null,null,{"$f":"IF(B4381=TRUE,DataInput!B4380,NA())","v":"SA"},{"$f":"IF($E4381=DataInput!$B4380,DataInput!C4380,NA())","v":"SPMB"},{"$f":"IF($E4381=DataInput!$B4380,DataInput!D4380,NA())","v":"Pimba"},{"$f":"IF($E4381=DataInput!$B4380,DataInput!E4380,NA())","v":"ENet"},{"$f":"IF($E4381=DataInput!$B4380,DataInput!F4380,NA())","v":"Summer"},{"$f":"IF($E4381=DataInput!$B4380,DataInput!G4380,NA())","v":"Coincident"},{"$f":"IF($E4381=DataInput!$B4380,DataInput!H4380,NA())","v":2026},{"$f":"IF($E4381=DataInput!$B4380,DataInput!I4380,NA())","v":"POE10"},{"$f":"IF($E4381=DataInput!$B4380,DataInput!J4380,NA())","v":"NA"},{"$f":"IF($E4381=DataInput!$B4380,DataInput!K4380,NA())","v":"NA"},null,null,"SA Pimba",null,null,null,null,false,null,null,{"$error":"#N/A"},{"$error":"#N/A"},{"$error":"#N/A"},{"$error":"#N/A"},{"$error":"#N/A"},{"$error":"#N/A"},{"$error":"#N/A"},{"$error":"#N/A"},{"$error":"#N/A"},{"$error":"#N/A"}]
[null,{"$f":"IF(DataInput!B4398=$B$8,IF($B$9=$B$10,TRUE,IF(DataInput!E4398=$B$9,TRUE,FALSE)))","v":true},null,null,{"$f":"IF(B4399=TRUE,DataInput!B4398,NA())","v":"SA"},{"$f":"IF($E4399=DataInput!$B4398,DataInput!C4398,NA())","v":"SPMB"},{"$f":"IF($E4399=DataInput!$B4398,DataInput!D4398,NA())","v":"Pimba"},{"$f":"IF($E4399=DataInput!$B4398,DataInput!E4398,NA())","v":"ENet"},{"$f":"IF($E4399=DataInput!$B4398,DataInput!F4398,NA())","v":"Winter"},{"$f":"IF($E4399=DataInput!$B4398,DataInput!G4398,NA())","v":"Coincident"},{"$f":"IF($E4399=DataInput!$B4398,DataInput!H4398,NA())","v":2023},{"$f":"IF($E4399=DataInput!$B4398,DataInput!I4398,NA())","v":"POE10"},{"$f":"IF($E4399=DataInput!$B4398,DataInput!J4398,NA())","v":"NA"},{"$f":"IF($E4399=DataInput!$B4398,DataInput!K4398,NA())","v":"NA"},null,null,"SA Pimba",null,null,null,null,false,null,null,{"$error":"#N/A"},{"$error":"#N/A"},{"$error":"#N/A"},{"$error":"#N/A"},{"$error":"#N/A"},{"$error":"#N/A"},{"$error":"#N/A"},{"$error":"#N/A"},{"$error":"#N/A"},{"$error":"#N/A"}]
[null,{"$f":"IF(DataInput!B4429=$B$8,IF($B$9=$B$10,TRUE,IF(DataInput!E4429=$B$9,TRUE,FALSE)))","v":true},null,null,{"$f":"IF(B4430=TRUE,DataInput!B4429,NA())","v":"SA"},{"$f":"IF($E4430=DataInput!$B4429,DataInput!C4429,NA())","v":"SPREF"},{"$f":"IF($E4430=DataInput!$B4429,DataInput!D4429,NA())","v":"Stony Point Industrial"},{"$f":"IF($E4430=DataInput!$B4429,DataInput!E4429,NA())","v":"ENet"},{"$f":"IF($E4430=DataInput!$B4429,DataInput!F4429,NA())","v":"Summer"},{"$f":"IF($E4430=DataInput!$B4429,DataInput!G4429,NA())","v":"Coincident"},{"$f":"IF($E4430=DataInput!$B4429,DataInput!H4429,NA())","v":2025},{"$f":"IF($E4430=DataInput!$B4429,DataInput!I4429,NA())","v":"POE50"},{"$f":"IF($E4430=DataInput!$B4429,DataInput!J4429,NA())","v":"NA"},{"$f":"IF($E4430=DataInput!$B4429,DataInput!K4429,NA())","v":"NA"},null,null,"SA Stony Point Industrial",null,null,null,null,false,null,null,{"$error":"#N/A"},{"$error":"#N/A"},{"$error":"#N/A"},{"$error":"#N/A"},{"$error":"#N/A"},{"$error":"#N/A"},{"$error":"#N/A"},{"$error":"#N/A"},{"$error":"#N/A"},{"$error":"#N/A"}]
[null,{"$f":"IF(DataInput!B4471=$B$8,IF($B$9=$B$10,TRUE,IF(DataInput!E4471=$B$9,TRUE,FALSE)))","v":true},null,null,{"$f":"IF(B4472=TRUE,DataInput!B4471,NA())","v":"SA"},{"$f":"IF($E4472=DataInput!$B4471,DataInput!C4471,NA())","v":"SRSW"},{"$f":"IF($E4472=DataInput!$B4471,DataInput!D4471,NA())","v":"Roseworthy"},{"$f":"IF($E4472=DataInput!$B4471,DataInput!E4471,NA())","v":"ENet"},{"$f":"IF($E4472=DataInput!$B4471,DataInput!F4471,NA())","v":"Winter"},{"$f":"IF($E4472=DataInput!$B4471,DataInput!G4471,NA())","v":"Coincident"},{"$f":"IF($E4472=DataInput!$B4471,DataInput!H4471,NA())","v":2016},{"$f":"IF($E4472=DataInput!$B4471,DataInput!I4471,NA())","v":"POE10"},{"$f":"IF($E4472=DataInput!$B4471,DataInput!J4471,NA())","v":"NA"},{"$f":"IF($E4472=DataInput!$B4471,DataInput!K4471,NA())","v":"NA"},null,null,"SA Roseworthy",null,null,null,null,false,null,null,{"$error":"#N/A"},{"$error":"#N/A"},{"$error":"#N/A"},{"$error":"#N/A"},{"$error":"#N/A"},{"$error":"#N/A"},{"$error":"#N/A"},{"$error":"#N/A"},{"$error":"#N/A"},{"$error":"#N/A"}]
[null,{"$f":"IF(DataInput!B4506=$B$8,IF($B$9=$B$10,TRUE,IF(DataInput!E4506=$B$9,TRUE,FALSE)))","v":true},null,null,{"$f":"IF(B4507=TRUE,DataInput!B4506,NA())","v":"SA"},{"$f":"IF($E4507=DataInput!$B4506,DataInput!C4506,NA())","v":"SSNN"},{"$f":"IF($E4507=DataInput!$B4506,DataInput!D4506,NA())","v":"Snuggery Industrial"},{"$f":"IF($E4507=DataInput!$B4506,DataInput!E4506,NA())","v":"SAPN"},{"$f":"IF($E4507=DataInput!$B4506,DataInput!F4506,NA())","v":"Summer"},{"$f":"IF($E4507=DataInput!$B4506,DataInput!G4506,NA())","v":"Coincident"},{"$f":"IF($E4507=DataInput!$B4506,DataInput!H4506,NA())","v":2022},{"$f":"IF($E4507=DataInput!$B4506,DataInput!I4506,NA())","v":"POE50"},{"$f":"IF($E4507=DataInput!$B4506,DataInput!J4506,NA())","v":3.1551384487750598},{"$f":"IF($E4507=DataInput!$B4506,DataInput!K4506,NA())","v":0.12624111377025199},null,null,"SA Snuggery Industrial",null,null,null,null,false,null,null,{"$error":"#N/A"},{"$error":"#N/A"},{"$error":"#N/A"},{"$error":"#N/A"},{"$error":"#N/A"},{"$error":"#N/A"},{"$error":"#N/A"},{"$error":"#N/A"},{"$error":"#N/A"},{"$error":"#N/A"}]
[null,{"$f":"IF(DataInput!B4508=$B$8,IF($B$9=$B$10,TRUE,IF(DataInput!E4508=$B$9,TRUE,FALSE)))","v":true},null,null,{"$f":"IF(B4509=TRUE,DataInput!B4508,NA())","v":"SA"},{"$f":"IF($E4509=DataInput!$B4508,DataInput!C4508,NA())","v":"SSNN"},{"$f":"IF($E4509=DataInput!$B4508,DataInput!D4508,NA())","v":"Snuggery Industrial"},{"$f":"IF($E4509=DataInput!$B4508,DataInput!E4508,NA())","v":"SAPN"},{"$f":"IF($E4509=DataInput!$B4508,DataInput!F4508,NA())","v":"Summer"},{"$f":"IF($E4509=DataInput!$B4508,DataInput!G4508,NA())","v":"Coincident"},{"$f":"IF($E4509=DataInput!$B4508,DataInput!H4508,NA())","v":2024},{"$f":"IF($E4509=DataInput!$B4508,DataInput!I4508,NA())","v":"POE50"},{"$f":"IF($E4509=DataInput!$B4508,DataInput!J4508,NA())","v":3.1551384487750598},{"$f":"IF($E4509=DataInput!$B4508,DataInput!K4508,NA())","v":0.12624111377025199},null,null,"SA Snuggery Industrial",null,null,null,null,false,null,null,{"$error":"#N/A"},{"$error":"#N/A"},{"$error":"#N/A"},{"$error":"#N/A"},{"$error":"#N/A"},{"$error":"#N/A"},{"$error":"#N/A"},{"$error":"#N/A"},{"$error":"#N/A"},{"$error":"#N/A"}]
[null,{"$f":"IF(DataInput!B4539=$B$8,IF($B$9=$B$10,TRUE,IF(DataInput!E4539=$B$9,TRUE,FALSE)))","v":true},null,null,{"$f":"IF(B4540=TRUE,DataInput!B4539,NA())","v":"SA"},{"$f":"IF($E4540=DataInput!$B4539,DataInput!C4539,NA())","v":"SSNR"},{"$f":"IF($E4540=DataInput!$B4539,DataInput!D4539,NA())","v":"Snuggery Rural"},{"$f":"IF($E4540=DataInput!$B4539,DataInput!E4539,NA())","v":"SAPN"},{"$f":"IF($E4540=DataInput!$B4539,DataInput!F4539,NA())","v":"Summer"},{"$f":"IF($E4540=DataInput!$B4539,DataInput!G4539,NA())","v":"Coincident"},{"$f":"IF($E4540=DataInput!$B4539,DataInput!H4539,NA())","v":2025},{"$f":"IF($E4540=DataInput!$B4539,DataInput!I4539,NA())","v":"POE10"},{"$f":"IF($E4540=DataInput!$B4539,DataInput!J4539,NA())","v":11.6130677913517},{"$f":"IF($E4540=DataInput!$B4539,DataInput!K4539,NA())","v":0.85184123727333005},null,null,"SA Snuggery Rural",null,null,null,null,false,null,null,{"$error":"#N/A"},{"$error":"#N/A"},{"$error":"#N/A"},{"$error":"#N/A"},{"$error":"#N/A"},{"$error":"#N/A"},{"$error":"#N/A"},{"$error":"#N/A"},{"$error":"#N/A"},{"$error":"#N/A"}]
[null,{"$f":"IF(DataInput!B4586=$B$8,IF($B$9=$B$10,TRUE,IF(DataInput!E4586=$B$9,TRUE,FALSE)))","v":true},null,null,{"$f":"IF(B4587=TRUE,DataInput!B4586,NA())","v":"SA"},{"$f":"IF($E4587=DataInput!$B4586,DataInput!C4586,NA())","v":"STAL"},{"$f":"IF($E4587=DataInput!$B4586,DataInput!D4586,NA())","v":"Tailem Bend"},{"$f":"IF($E4587=DataInput!$B4586,DataInput!E4586,NA())","v":"SAPN"},{"$f":"IF($E4587=DataInput!$B4586,DataInput!F4586,NA())","v":"Summer"},{"$f":"IF($E4587=DataInput!$B4586,DataInput!G4586,NA())","v":"Coincident"},{"$f":"IF($E4587=DataInput!$B4586,DataInput!H4586,NA())","v":2022},{"$f":"IF($E4587=DataInput!$B4586,DataInput!I4586,NA())","v":"POE50"},{"$f":"IF($E4587=DataInput!$B4586,DataInput!J4586,NA())","v":16.216925010005301},{"$f":"IF($E4587=DataInput!$B4586,DataInput!K4586,NA())","v":0.89585046313167904},null,null,"SA Tailem Bend",null,null,null,null,false,null,null,{"$error":"#N/A"},{"$error":"#N/A"},{"$error":"#N/A"},{"$error":"#N/A"},{"$error":"#N/A"},{"$error":"#N/A"},{"$error":"#N/A"},{"$error":"#N/A"},{"$error":"#N/A"},{"$error":"#N/A"}]
[null,{"$f":"IF(DataInput!B4600=$B$8,IF($B$9=$B$10,TRUE,IF(DataInput!E4600=$B$9,TRUE,FALSE)))","v":true},null,null,{"$f":"IF(B4601=TRUE,DataInput!B4600,NA())","v":"SA"},{"$f":"IF($E4601=DataInput!$B4600,DataInput!C4600,NA())","v":"STAL"},{"$f":"IF($E4601=DataInput!$B4600,DataInput!D4600,NA())","v":"Tailem Bend"},{"$f":"IF($E4601=DataInput!$B4600,DataInput!E4600,NA())","v":"SAPN"},{"$f":"IF($E4601=DataInput!$B4600,DataInput!F4600,NA())","v":"Winter"},{"$f":"IF($E4601=DataInput!$B4600,DataInput!G4600,NA())","v":"Coincident"},{"$f":"IF($E4601=DataInput!$B4600,DataInput!H4600,NA())","v":2025},{"$f":"IF($E4601=DataInput!$B4600,DataInput!I4600,NA())","v":"POE10"},{"$f":"IF($E4601=DataInput!$B4600,DataInput!J4600,NA())","v":12.2686406844456},{"$f":"IF($E4601=DataInput!$B4600,DataInput!K4600,NA())","v":0.97856770177406505},null,null,"SA Tailem Bend",null,null,null,null,false,null,null,{"$error":"#N/A"},{"$error":"#N/A"},{"$error":"#N/A"},{"$error":"#N/A"},{"$error":"#N/A"},{"$error":"#N/A"},{"$error":"#N/A"},{"$error":"#N/A"},{"$error":"#N/A"},{"$error":"#N/A"}]
[null,{"$f":"IF(DataInput!B4634=$B$8,IF($B$9=$B$10,TRUE,IF(DataInput!E4634=$B$9,TRUE,FALSE)))","v":true},null,null,{"$f":"IF(B4635=TRUE,DataInput!B4634,NA())","v":"SA"},{"$f":"IF($E4635=DataInput!$B4634,DataInput!C4634,NA())","v":"STEM"},{"$f":"IF($E4635=DataInput!$B4634,DataInput!D4634,NA())","v":"Templers"},{"$f":"IF($E4635=DataInput!$B4634,DataInput!E4634,NA())","v":"SAPN"},{"$f":"IF($E4635=DataInput!$B4634,DataInput!F4634,NA())","v":"Winter"},{"$f":"IF($E4635=DataInput!$B4634,DataInput!G4634,NA())","v":"Coincident"},{"$f":"IF($E4635=DataInput!$B4634,DataInput!H4634,NA())","v":2019},{"$f":"IF($E4635=DataInput!$B4634,DataInput!I4634,NA())","v":"POE10"},{"$f":"IF($E4635=DataInput!$B4634,DataInput!J4634,NA())","v":24.527151318835301},{"$f":"IF($E4635=DataInput!$B4634,DataInput!K4634,NA())","v":0.97731180856480604},null,null,"SA Templers",null,null,null,null,false,null,null,{"$error":"#N/A"},{"$error":"#N/A"},{"$error":"#N/A"},{"$error":"#N/A"},{"$error":"#N/A"},{"$error":"#N/A"},{"$error":"#N/A"},{"$error":"#N/A"},{"$error":"#N/A"},{"$error":"#N/A"}]
[null,{"$f":"IF(DataInput!B4665=$B$8,IF($B$9=$B$10,TRUE,IF(DataInput!E4665=$B$9,TRUE,FALSE)))","v":true},null,null,{"$f":"IF(B4666=TRUE,DataInput!B4665,NA())","v":"SA"},{"$f":"IF($E4666=DataInput!$B4665,DataInput!C4665,NA())","v":"SWAT"},{"$f":"IF($E4666=DataInput!$B4665,DataInput!D4665,NA())","v":"Waterloo"},{"$f":"IF($E4666=DataInput!$B4665,DataInput!E4665,NA())","v":"SAPN"},{"$f":"IF($E4666=DataInput!$B4665,DataInput!F4665,NA())","v":"Summer"},{"$f":"IF($E4666=DataInput!$B4665,DataInput!G4665,NA())","v":"Coincident"},{"$f":"IF($E4666=DataInput!$B4665,DataInput!H4665,NA())","v":2021},{"$f":"IF($E4666=DataInput!$B4665,DataInput!I4665,NA())","v":"POE50"},{"$f":"IF($E4666=DataInput!$B4665,DataInput!J4665,NA())","v":5.3570139592796497},{"$f":"IF($E4666=DataInput!$B4665,DataInput!K4665,NA())","v":0.62121296196554698},null,null,"SA Waterloo",null,null,null,null,false,null,null,{"$error":"#N/A"},{"$error":"#N/A"},{"$error":"#N/A"},{"$error":"#N/A"},{"$error":"#N/A"},{"$error":"#N/A"},{"$error":"#N/A"},{"$error":"#N/A"},{"$error":"#N/A"},{"$error":"#N/A"}]
[null,{"$f":"IF(DataInput!B4696=$B$8,IF($B$9=$B$10,TRUE,IF(DataInput!E4696=$B$9,TRUE,FALSE)))","v":true},null,null,{"$f":"IF(B4697=TRUE,DataInput!B4696,NA())","v":"SA"},{"$f":"IF($E4697=DataInput!$B4696,DataInput!C4696,NA())","v":"SWMA"},{"$f":"IF($E4697=DataInput!$B4696,DataInput!D4696,NA())","v":"Woomera"},{"$f":"IF($E4697=DataInput!$B4696,DataInput!E4696,NA())","v":"ENet"},{"$f":"IF($E4697=DataInput!$B4696,DataInput!F4696,NA())","v":"Summer"},{"$f":"IF($E4697=DataInput!$B4696,DataInput!G4696,NA())","v":"Coincident"},{"$f":"IF($E4697=DataInput!$B4696,DataInput!H4696,NA())","v":2022},{"$f":"IF($E4697=DataInput!$B4696,DataInput!I4696,NA())","v":"POE10"},{"$f":"IF($E4697=DataInput!$B4696,DataInput!J4696,NA())","v":"NA"},{"$f":"IF($E4697=DataInput!$B4696,DataInput!K4696,NA())","v":"NA"},null,null,"SA Woomera",null,null,null,null,false,null,null,{"$error":"#N/A"},{"$error":"#N/A"},{"$error":"#N/A"},{"$error":"#N/A"},{"$error":"#N/A"},{"$error":"#N/A"},{"$error":"#N/A"},{"$error":"#N/A"},{"$error":"#N/A"},{"$error":"#N/A"}]
[null,{"$f":"IF(DataInput!B4727=$B$8,IF($B$9=$B$10,TRUE,IF(DataInput!E4727=$B$9,TRUE,FALSE)))","v":true},null,null,{"$f":"IF(B4728=TRUE,DataInput!B4727,NA())","v":"SA"},{"$f":"IF($E4728=DataInput!$B4727,DataInput!C4727,NA())","v":"SWMA"},{"$f":"IF($E4728=DataInput!$B4727,DataInput!D4727,NA())","v":"Woomera"},{"$f":"IF($E4728=DataInput!$B4727,DataInput!E4727,NA())","v":"ENet"},{"$f":"IF($E4728=DataInput!$B4727,DataInput!F4727,NA())","v":"Winter"},{"$f":"IF($E4728=DataInput!$B4727,DataInput!G4727,NA())","v":"Coincident"},{"$f":"IF($E4728=DataInput!$B4727,DataInput!H4727,NA())","v":2022},{"$f":"IF($E4728=DataInput!$B4727,DataInput!I4727,NA())","v":"POE50"},{"$f":"IF($E4728=DataInput!$B4727,DataInput!J4727,NA())","v":"NA"},{"$f":"IF($E4728=DataInput!$B4727,DataInput!K4727,NA())","v":"NA"},null,null,"SA Woomera",null,null,null,null,false,null,null,{"$error":"#N/A"},{"$error":"#N/A"},{"$error":"#N/A"},{"$error":"#N/A"},{"$error":"#N/A"},{"$error":"#N/A"},{"$error":"#N/A"},{"$error":"#N/A"},{"$error":"#N/A"},{"$error":"#N/A"}]
[null,{"$f":"IF(DataInput!B4744=$B$8,IF($B$9=$B$10,TRUE,IF(DataInput!E4744=$B$9,TRUE,FALSE)))","v":true},null,null,{"$f":"IF(B4745=TRUE,DataInput!B4744,NA())","v":"SA"},{"$f":"IF($E4745=DataInput!$B4744,DataInput!C4744,NA())","v":"SWUD"},{"$f":"IF($E4745=DataInput!$B4744,DataInput!D4744,NA())","v":"Wudinna"},{"$f":"IF($E4745=DataInput!$B4744,DataInput!E4744,NA())","v":"SAPN"},{"$f":"IF($E4745=DataInput!$B4744,DataInput!F4744,NA())","v":"Summer"},{"$f":"IF($E4745=DataInput!$B4744,DataInput!G4744,NA())","v":"Coincident"},{"$f":"IF($E4745=DataInput!$B4744,DataInput!H4744,NA())","v":2020},{"$f":"IF($E4745=DataInput!$B4744,DataInput!I4744,NA())","v":"POE50"},{"$f":"IF($E4745=DataInput!$B4744,DataInput!J4744,NA())","v":10.016650898737799},{"$f":"IF($E4745=DataInput!$B4744,DataInput!K4744,NA())","v":0.777294214459753},null,null,"SA Wudinna",null,null,null,null,false,null,null,{"$error":"#N/A"},{"$error":"#N/A"},{"$error":"#N/A"},{"$error":"#N/A"},{"$error":"#N/A"},{"$error":"#N/A"},{"$error":"#N/A"},{"$error":"#N/A"},{"$error":"#N/A"},{"$error":"#N/A"}]
[null,{"$f":"IF(DataInput!B4791=$B$8,IF($B$9=$B$10,TRUE,IF(DataInput!E4791=$B$9,TRUE,FALSE)))","v":true},null,null,{"$f":"IF(B4792=TRUE,DataInput!B4791,NA())","v":"SA"},{"$f":"IF($E4792=DataInput!$B4791,DataInput!C4791,NA())","v":"SYAD"},{"$f":"IF($E4792=DataInput!$B4791,DataInput!D4791,NA())","v":"Yadnarie"},{"$f":"IF($E4792=DataInput!$B4791,DataInput!E4791,NA())","v":"SAPN"},{"$f":"IF($E4792=DataInput!$B4791,DataInput!F4791,NA())","v":"Winter"},{"$f":"IF($E4792=DataInput!$B4791,DataInput!G4791,NA())","v":"Coincident"},{"$f":"IF($E4792=DataInput!$B4791,DataInput!H4791,NA())","v":2016},{"$f":"IF($E4792=DataInput!$B4791,DataInput!I4791,NA())","v":"POE10"},{"$f":"IF($E4792=DataInput!$B4791,DataInput!J4791,NA())","v":5.5230461297006803},{"$f":"IF($E4792=DataInput!$B4791,DataInput!K4791,NA())","v":0.74933965580964101},null,null,"SA Yadnarie",null,null,null,null,false,null,null,{"$error":"#N/A"},{"$error":"#N/A"},{"$error":"#N/A"},{"$error":"#N/A"},{"$error":"#N/A"},{"$error":"#N/A"},{"$error":"#N/A"},{"$error":"#N/A"},{"$error":"#N/A"},{"$error":"#N/A"}]
[null,{"$f":"IF(DataInput!B4822=$B$8,IF($B$9=$B$10,TRUE,IF(DataInput!E4822=$B$9,TRUE,FALSE)))","v":true},null,null,{"$f":"IF(B4823=TRUE,DataInput!B4822,NA())","v":"SA"},{"$f":"IF($E4823=DataInput!$B4822,DataInput!C4822,NA())","v":"WEST"},{"$f":"IF($E4823=DataInput!$B4822,DataInput!D4822,NA())","v":"Western Suburbs"},{"$f":"IF($E4823=DataInput!$B4822,DataInput!E4822,NA())","v":"SAPN"},{"$f":"IF($E4823=DataInput!$B4822,DataInput!F4822,NA())","v":"Summer"},{"$f":"IF($E4823=DataInput!$B4822,DataInput!G4822,NA())","v":"Coincident"},{"$f":"IF($E4823=DataInput!$B4822,DataInput!H4822,NA())","v":2018},{"$f":"IF($E4823=DataInput!$B4822,DataInput!I4822,NA())","v":"POE50"},{"$f":"IF($E4823=DataInput!$B4822,DataInput!J4822,NA())","v":356.35868937402},{"$f":"IF($E4823=DataInput!$B4822,DataInput!K4822,NA())","v":0.89467285418529996},null,null,"SA Western Suburbs",null,null,null,null,false,null,null,{"$error":"#N/A"},{"$error":"#N/A"},{"$error":"#N/A"},{"$error":"#N/A"},{"$error":"#N/A"},{"$error":"#N/A"},{"$error":"#N/A"},{"$error":"#N/A"},{"$error":"#N/A"},{"$error":"#N/A"}]
[null,{"$f":"IF(DataInput!B4850=$B$8,IF($B$9=$B$10,TRUE,IF(DataInput!E4850=$B$9,TRUE,FALSE)))","v":true},null,null,{"$f":"IF(B4851=TRUE,DataInput!B4850,NA())","v":"SA"},{"$f":"IF($E4851=DataInput!$B4850,DataInput!C4850,NA())","v":"WEST"},{"$f":"IF($E4851=DataInput!$B4850,DataInput!D4850,NA())","v":"Western Suburbs"},{"$f":"IF($E4851=DataInput!$B4850,DataInput!E4850,NA())","v":"SAPN"},{"$f":"IF($E4851=DataInput!$B4850,DataInput!F4850,NA())","v":"Winter"},{"$f":"IF($E4851=DataInput!$B4850,DataInput!G4850,NA())","v":"Coincident"},{"$f":"IF($E4851=DataInput!$B4850,DataInput!H4850,NA())","v":2025},{"$f":"IF($E4851=DataInput!$B4850,DataInput!I4850,NA())","v":"POE50"},{"$f":"IF($E4851=DataInput!$B4850,DataInput!J4850,NA())","v":309.30892839819398},{"$f":"IF($E4851=DataInput!$B4850,DataInput!K4850,NA())","v":1},null,null,"SA Western Suburbs",null,null,null,null,false,null,null,{"$error":"#N/A"},{"$error":"#N/A"},{"$error":"#N/A"},{"$error":"#N/A"},{"$error":"#N/A"},{"$error":"#N/A"},{"$error":"#N/A"},{"$error":"#N/A"},{"$error":"#N/A"},{"$error":"#N/A"}]
[null,{"$f":"IF(DataInput!B4870=$B$8,IF($B$9=$B$10,TRUE,IF(DataInput!E4870=$B$9,TRUE,FALSE)))","v":true},null,null,{"$f":"IF(B4871=TRUE,DataInput!B4870,NA())","v":"SA"},{"$f":"IF($E4871=DataInput!$B4870,DataInput!C4870,NA())","v":"WYAL"},{"$f":"IF($E4871=DataInput!$B4870,DataInput!D4870,NA())","v":"Whyalla and Whyalla Central"},{"$f":"IF($E4871=DataInput!$B4870,DataInput!E4870,NA())","v":"SAPN"},{"$f":"IF($E4871=DataInput!$B4870,DataInput!F4870,NA())","v":"Summer"},{"$f":"IF($E4871=DataInput!$B4870,DataInput!G4870,NA())","v":"Coincident"},{"$f":"IF($E4871=DataInput!$B4870,DataInput!H4870,NA())","v":2026},{"$f":"IF($E4871=DataInput!$B4870,DataInput!I4870,NA())","v":"POE50"},{"$f":"IF($E4871=DataInput!$B4870,DataInput!J4870,NA())","v":46.7542652083958},{"$f":"IF($E4871=DataInput!$B4870,DataInput!K4870,NA())","v":0.73468270884862397},null,null,"SA Whyalla and Whyalla Central",null,null,null,null,false,null,null,{"$error":"#N/A"},{"$error":"#N/A"},{"$error":"#N/A"},{"$error":"#N/A"},{"$error":"#N/A"},{"$error":"#N/A"},{"$error":"#N/A"},{"$error":"#N/A"},{"$error":"#N/A"},{"$error":"#N/A"}]
[null,{"$f":"IF(DataInput!B4901=$B$8,IF($B$9=$B$10,TRUE,IF(DataInput!E4901=$B$9,TRUE,FALSE)))","v":true},null,null,{"$f":"IF(B4902=TRUE,DataInput!B4901,NA())","v":"SA"},{"$f":"IF($E4902=DataInput!$B4901,DataInput!C4901,NA())","v":"SANC"},{"$f":"IF($E4902=DataInput!$B4901,DataInput!D4901,NA())","v":"Angas Creek"},{"$f":"IF($E4902=DataInput!$B4901,DataInput!E4901,NA())","v":"SAPN"},{"$f":"IF($E4902=DataInput!$B4901,DataInput!F4901,NA())","v":"Summer"},{"$f":"IF($E4902=DataInput!$B4901,DataInput!G4901,NA())","v":"Non-Coincident"},{"$f":"IF($E4902=DataInput!$B4901,DataInput!H4901,NA())","v":2012},{"$f":"IF($E4902=DataInput!$B4901,DataInput!I4901,NA())","v":"TempCorrActualPOE50"},{"$f":"IF($E4902=DataInput!$B4901,DataInput!J4901,NA())","v":17.090005193764402},{"$f":"IF($E4902=DataInput!$B4901,DataInput!K4901,NA())","v":"NA"},null,null,"SA Angas Creek",null,null,null,null,false,null,null,{"$error":"#N/A"},{"$error":"#N/A"},{"$error":"#N/A"},{"$error":"#N/A"},{"$error":"#N/A"},{"$error":"#N/A"},{"$error":"#N/A"},{"$error":"#N/A"},{"$error":"#N/A"},{"$error":"#N/A"}]
[null,{"$f":"IF(DataInput!B4932=$B$8,IF($B$9=$B$10,TRUE,IF(DataInput!E4932=$B$9,TRUE,FALSE)))","v":true},null,null,{"$f":"IF(B4933=TRUE,DataInput!B4932,NA())","v":"SA"},{"$f":"IF($E4933=DataInput!$B4932,DataInput!C4932,NA())","v":"SARW"},{"$f":"IF($E4933=DataInput!$B4932,DataInput!D4932,NA())","v":"Ardrossan West"},{"$f":"IF($E4933=DataInput!$B4932,DataInput!E4932,NA())","v":"SAPN"},{"$f":"IF($E4933=DataInput!$B4932,DataInput!F4932,NA())","v":"Summer"},{"$f":"IF($E4933=DataInput!$B4932,DataInput!G4932,NA())","v":"Non-Coincident"},{"$f":"IF($E4933=DataInput!$B4932,DataInput!H4932,NA())","v":2007},{"$f":"IF($E4933=DataInput!$B4932,DataInput!I4932,NA())","v":"TempCorrActualPOE10"},{"$f":"IF($E4933=DataInput!$B4932,DataInput!J4932,NA())","v":12.838019521903099},{"$f":"IF($E4933=DataInput!$B4932,DataInput!K4932,NA())","v":"NA"},null,null,"SA Ardrossan West",null,null,null,null,false,null,null,{"$error":"#N/A"},{"$error":"#N/A"},{"$error":"#N/A"},{"$error":"#N/A"},{"$error":"#N/A"},{"$error":"#N/A"},{"$error":"#N/A"},{"$error":"#N/A"},{"$error":"#N/A"},{"$error":"#N/A"}]
[null,{"$f":"IF(DataInput!B4949=$B$8,IF($B$9=$B$10,TRUE,IF(DataInput!E4949=$B$9,TRUE,FALSE)))","v":true},null,null,{"$f":"IF(B4950=TRUE,DataInput!B4949,NA())","v":"SA"},{"$f":"IF($E4950=DataInput!$B4949,DataInput!C4949,NA())","v":"SARW"},{"$f":"IF($E4950=DataInput!$B4949,DataInput!D4949,NA())","v":"Ardrossan West"},{"$f":"IF($E4950=DataInput!$B4949,DataInput!E4949,NA())","v":"SAPN"},{"$f":"IF($E4950=DataInput!$B4949,DataInput!F4949,NA())","v":"Summer"},{"$f":"IF($E4950=DataInput!$B4949,DataInput!G4949,NA())","v":"Non-Coincident"},{"$f":"IF($E4950=DataInput!$B4949,DataInput!H4949,NA())","v":2016},{"$f":"IF($E4950=DataInput!$B4949,DataInput!I4949,NA())","v":"TempCorrActualPOE50"},{"$f":"IF($E4950=DataInput!$B4949,DataInput!J4949,NA())","v":10.3714895950918},{"$f":"IF($E4950=DataInput!$B4949,DataInput!K4949,NA())","v":"NA"},null,null,"SA Ardrossan West",null,null,null,null,false,null,null,{"$error":"#N/A"},{"$error":"#N/A"},{"$error":"#N/A"},{"$error":"#N/A"},{"$error":"#N/A"},{"$error":"#N/A"},{"$error":"#N/A"},{"$error":"#N/A"},{"$error":"#N/A"},{"$error":"#N/A"}]
[null,{"$f":"IF(DataInput!B4980=$B$8,IF($B$9=$B$10,TRUE,IF(DataInput!E4980=$B$9,TRUE,FALSE)))","v":true},null,null,{"$f":"IF(B4981=TRUE,DataInput!B4980,NA())","v":"SA"},{"$f":"IF($E4981=DataInput!$B4980,DataInput!C4980,NA())","v":"SBAC"},{"$f":"IF($E4981=DataInput!$B4980,DataInput!D4980,NA())","v":"Back Callington"},{"$f":"IF($E4981=DataInput!$B4980,DataInput!E4980,NA())","v":"ENet"},{"$f":"IF($E4981=DataInput!$B4980,DataInput!F4980,NA())","v":"Summer"},{"$f":"IF($E4981=DataInput!$B4980,DataInput!G4980,NA())","v":"Non-Coincident"},{"$f":"IF($E4981=DataInput!$B4980,DataInput!H4980,NA())","v":2016},{"$f":"IF($E4981=DataInput!$B4980,DataInput!I4980,NA())","v":"TempCorrActualPOE10"},{"$f":"IF($E4981=DataInput!$B4980,DataInput!J4980,NA())","v":"NA"},{"$f":"IF($E4981=DataInput!$B4980,DataInput!K4980,NA())","v":"NA"},null,null,"SA Back Callington",null,null,null,null,false,null,null,{"$error":"#N/A"},{"$error":"#N/A"},{"$error":"#N/A"},{"$error":"#N/A"},{"$error":"#N/A"},{"$error":"#N/A"},{"$error":"#N/A"},{"$error":"#N/A"},{"$error":"#N/A"},{"$error":"#N/A"}]
[null,{"$f":"IF(DataInput!B4998=$B$8,IF($B$9=$B$10,TRUE,IF(DataInput!E4998=$B$9,TRUE,FALSE)))","v":true},null,null,{"$f":"IF(B4999=TRUE,DataInput!B4998,NA())","v":"SA"},{"$f":"IF($E4999=DataInput!$B4998,DataInput!C4998,NA())","v":"SBAR"},{"$f":"IF($E4999=DataInput!$B4998,DataInput!D4998,NA())","v":"Baroota"},{"$f":"IF($E4999=DataInput!$B4998,DataInput!E4998,NA())","v":"SAPN"},{"$f":"IF($E4999=DataInput!$B4998,DataInput!F4998,NA())","v":"Summer"},{"$f":"IF($E4999=DataInput!$B4998,DataInput!G4998,NA())","v":"Non-Coincident"},{"$f":"IF($E4999=DataInput!$B4998,DataInput!H4998,NA())","v":2011},{"$f":"IF($E4999=DataInput!$B4998,DataInput!I4998,NA())","v":"TempCorrActualPOE10"},{"$f":"IF($E4999=DataInput!$B4998,DataInput!J4998,NA())","v":8.65447132053575},{"$f":"IF($E4999=DataInput!$B4998,DataInput!K4998,NA())","v":"NA"},null,null,"SA Baroota",null,null,null,null,false,null,null,{"$error":"#N/A"},{"$error":"#N/A"},{"$error":"#N/A"},{"$error":"#N/A"},{"$error":"#N/A"},{"$error":"#N/A"},{"$error":"#N/A"},{"$error":"#N/A"},{"$error":"#N/A"},{"$error":"#N/A"}]
[null,{"$f":"IF(DataInput!B5029=$B$8,IF($B$9=$B$10,TRUE,IF(DataInput!E5029=$B$9,TRUE,FALSE)))","v":true},null,null,{"$f":"IF(B5030=TRUE,DataInput!B5029,NA())","v":"SA"},{"$f":"IF($E5030=DataInput!$B5029,DataInput!C5029,NA())","v":"SBHP"},{"$f":"IF($E5030=DataInput!$B5029,DataInput!D5029,NA())","v":"Whyalla Terminal LMF"},{"$f":"IF($E5030=DataInput!$B5029,DataInput!E5029,NA())","v":"SAPN"},{"$f":"IF($E5030=DataInput!$B5029,DataInput!F5029,NA())","v":"Summer"},{"$f":"IF($E5030=DataInput!$B5029,DataInput!G5029,NA())","v":"Non-Coincident"},{"$f":"IF($E5030=DataInput!$B5029,DataInput!H5029,NA())","v":2007},{"$f":"IF($E5030=DataInput!$B5029,DataInput!I5029,NA())","v":"TempCorrActualPOE50"},{"$f":"IF($E5030=DataInput!$B5029,DataInput!J5029,NA())","v":"NA"},{"$f":"IF($E5030=DataInput!$B5029,DataInput!K5029,NA())","v":"NA"},null,null,"SA Whyalla Terminal LMF",null,null,null,null,false,null,null,{"$error":"#N/A"},{"$error":"#N/A"},{"$error":"#N/A"},{"$error":"#N/A"},{"$error":"#N/A"},{"$error":"#N/A"},{"$error":"#N/A"},{"$error":"#N/A"},{"$error":"#N/A"},{"$error":"#N/A"}]
[null,{"$f":"IF(DataInput!B5072=$B$8,IF($B$9=$B$10,TRUE,IF(DataInput!E5072=$B$9,TRUE,FALSE)))","v":true},null,null,{"$f":"IF(B5073=TRUE,DataInput!B5072,NA())","v":"SA"},{"$f":"IF($E5073=DataInput!$B5072,DataInput!C5072,NA())","v":"SBRK"},{"$f":"IF($E5073=DataInput!$B5072,DataInput!D5072,NA())","v":"Brinkworth"},{"$f":"IF($E5073=DataInput!$B5072,DataInput!E5072,NA())","v":"SAPN"},{"$f":"IF($E5073=DataInput!$B5072,DataInput!F5072,NA())","v":"Summer"},{"$f":"IF($E5073=DataInput!$B5072,DataInput!G5072,NA())","v":"Non-Coincident"},{"$f":"IF($E5073=DataInput!$B5072,DataInput!H5072,NA())","v":2008},{"$f":"IF($E5073=DataInput!$B5072,DataInput!I5072,NA())","v":"TempCorrActualPOE10"},{"$f":"IF($E5073=DataInput!$B5072,DataInput!J5072,NA())","v":5.0150719178256002},{"$f":"IF($E5073=DataInput!$B5072,DataInput!K5072,NA())","v":"NA"},null,null,"SA Brinkworth",null,null,null,null,false,null,null,{"$error":"#N/A"},{"$error":"#N/A"},{"$error":"#N/A"},{"$error":"#N/A"},{"$error":"#N/A"},{"$error":"#N/A"},{"$error":"#N/A"},{"$error":"#N/A"},{"$error":"#N/A"},{"$error":"#N/A"}]
[null,{"$f":"IF(DataInput!B5106=$B$8,IF($B$9=$B$10,TRUE,IF(DataInput!E5106=$B$9,TRUE,FALSE)))","v":true},null,null,{"$f":"IF(B5107=TRUE,DataInput!B5106,NA())","v":"SA"},{"$f":"IF($E5107=DataInput!$B5106,DataInput!C5106,NA())","v":"SBRK"},{"$f":"IF($E5107=DataInput!$B5106,DataInput!D5106,NA())","v":"Brinkworth"},{"$f":"IF($E5107=DataInput!$B5106,DataInput!E5106,NA())","v":"SAPN"},{"$f":"IF($E5107=DataInput!$B5106,DataInput!F5106,NA())","v":"Winter"},{"$f":"IF($E5107=DataInput!$B5106,DataInput!G5106,NA())","v":"Non-Coincident"},{"$f":"IF($E5107=DataInput!$B5106,DataInput!H5106,NA())","v":2015},{"$f":"IF($E5107=DataInput!$B5106,DataInput!I5106,NA())","v":"TempCorrActualPOE10"},{"$f":"IF($E5107=DataInput!$B5106,DataInput!J5106,NA())","v":4.0713404571071301},{"$f":"IF($E5107=DataInput!$B5106,DataInput!K5106,NA())","v":"NA"},null,null,"SA Brinkworth",null,null,null,null,false,null,null,{"$error":"#N/A"},{"$error":"#N/A"},{"$error":"#N/A"},{"$error":"#N/A"},{"$error":"#N/A"},{"$error":"#N/A"},{"$error":"#N/A"},{"$error":"#N/A"},{"$error":"#N/A"},{"$error":"#N/A"}]
[null,{"$f":"IF(DataInput!B5137=$B$8,IF($B$9=$B$10,TRUE,IF(DataInput!E5137=$B$9,TRUE,FALSE)))","v":true},null,null,{"$f":"IF(B5138=TRUE,DataInput!B5137,NA())","v":"SA"},{"$f":"IF($E5138=DataInput!$B5137,DataInput!C5137,NA())","v":"SDAL"},{"$f":"IF($E5138=DataInput!$B5137,DataInput!D5137,NA())","v":"Dalrymple"},{"$f":"IF($E5138=DataInput!$B5137,DataInput!E5137,NA())","v":"SAPN"},{"$f":"IF($E5138=DataInput!$B5137,DataInput!F5137,NA())","v":"Summer"},{"$f":"IF($E5138=DataInput!$B5137,DataInput!G5137,NA())","v":"Non-Coincident"},{"$f":"IF($E5138=DataInput!$B5137,DataInput!H5137,NA())","v":2011},{"$f":"IF($E5138=DataInput!$B5137,DataInput!I5137,NA())","v":"TempCorrActualPOE50"},{"$f":"IF($E5138=DataInput!$B5137,DataInput!J5137,NA())","v":8.2312730179676805},{"$f":"IF($E5138=DataInput!$B5137,DataInput!K5137,NA())","v":"NA"},null,null,"SA Dalrymple",null,null,null,null,false,null,null,{"$error":"#N/A"},{"$error":"#N/A"},{"$error":"#N/A"},{"$error":"#N/A"},{"$error":"#N/A"},{"$error":"#N/A"},{"$error":"#N/A"},{"$error":"#N/A"},{"$error":"#N/A"},{"$error":"#N/A"}]
[null,{"$f":"IF(DataInput!B5155=$B$8,IF($B$9=$B$10,TRUE,IF(DataInput!E5155=$B$9,TRUE,FALSE)))","v":true},null,null,{"$f":"IF(B5156=TRUE,DataInput!B5155,NA())","v":"SA"},{"$f":"IF($E5156=DataInput!$B5155,DataInput!C5155,NA())","v":"SDAL"},{"$f":"IF($E5156=DataInput!$B5155,DataInput!D5155,NA())","v":"Dalrymple"},{"$f":"IF($E5156=DataInput!$B5155,DataInput!E5155,NA())","v":"SAPN"},{"$f":"IF($E5156=DataInput!$B5155,DataInput!F5155,NA())","v":"Winter"},{"$f":"IF($E5156=DataInput!$B5155,DataInput!G5155,NA())","v":"Non-Coincident"},{"$f":"IF($E5156=DataInput!$B5155,DataInput!H5155,NA())","v":2009},{"$f":"IF($E5156=DataInput!$B5155,DataInput!I5155,NA())","v":"TempCorrActualPOE50"},{"$f":"IF($E5156=DataInput!$B5155,DataInput!J5155,NA())","v":5.6198106649405899},{"$f":"IF($E5156=DataInput!$B5155,DataInput!K5155,NA())","v":"NA"},null,null,"SA Dalrymple",null,null,null,null,false,null,null,{"$error":"#N/A"},{"$error":"#N/A"},{"$error":"#N/A"},{"$error":"#N/A"},{"$error":"#N/A"},{"$error":"#N/A"},{"$error":"#N/A"},{"$error":"#N/A"},{"$error":"#N/A"},{"$error":"#N/A"}]
[null,{"$f":"IF(DataInput!B5171=$B$8,IF($B$9=$B$10,TRUE,IF(DataInput!E5171=$B$9,TRUE,FALSE)))","v":true},null,null,{"$f":"IF(B5172=TRUE,DataInput!B5171,NA())","v":"SA"},{"$f":"IF($E5172=DataInput!$B5171,DataInput!C5171,NA())","v":"SDAV"},{"$f":"IF($E5172=DataInput!$B5171,DataInput!D5171,NA())","v":"Davenport"},{"$f":"IF($E5172=DataInput!$B5171,DataInput!E5171,NA())","v":"ENet"},{"$f":"IF($E5172=DataInput!$B5171,DataInput!F5171,NA())","v":"Summer"},{"$f":"IF($E5172=DataInput!$B5171,DataInput!G5171,NA())","v":"Non-Coincident"},{"$f":"IF($E5172=DataInput!$B5171,DataInput!H5171,NA())","v":2008},{"$f":"IF($E5172=DataInput!$B5171,DataInput!I5171,NA())","v":"TempCorrActualPOE50"},{"$f":"IF($E5172=DataInput!$B5171,DataInput!J5171,NA())","v":"NA"},{"$f":"IF($E5172=DataInput!$B5171,DataInput!K5171,NA())","v":"NA"},null,null,"SA Davenport",null,null,null,null,false,null,null,{"$error":"#N/A"},{"$error":"#N/A"},{"$error":"#N/A"},{"$error":"#N/A"},{"$error":"#N/A"},{"$error":"#N/A"},{"$error":"#N/A"},{"$error":"#N/A"},{"$error":"#N/A"},{"$error":"#N/A"}]
[null,{"$f":"IF(DataInput!B5216=$B$8,IF($B$9=$B$10,TRUE,IF(DataInput!E5216=$B$9,TRUE,FALSE)))","v":true},null,null,{"$f":"IF(B5217=TRUE,DataInput!B5216,NA())","v":"SA"},{"$f":"IF($E5217=DataInput!$B5216,DataInput!C5216,NA())","v":"SDAW"},{"$f":"IF($E5217=DataInput!$B5216,DataInput!D5216,NA())","v":"Davenport West"},{"$f":"IF($E5217=DataInput!$B5216,DataInput!E5216,NA())","v":"SAPN"},{"$f":"IF($E5217=DataInput!$B5216,DataInput!F5216,NA())","v":"Summer"},{"$f":"IF($E5217=DataInput!$B5216,DataInput!G5216,NA())","v":"Non-Coincident"},{"$f":"IF($E5217=DataInput!$B5216,DataInput!H5216,NA())","v":2013},{"$f":"IF($E5217=DataInput!$B5216,DataInput!I5216,NA())","v":"TempCorrActualPOE10"},{"$f":"IF($E5217=DataInput!$B5216,DataInput!J5216,NA())","v":29.376446751324},{"$f":"IF($E5217=DataInput!$B5216,DataInput!K5216,NA())","v":"NA"},null,null,"SA Davenport West",null,null,null,null,false,null,null,{"$error":"#N/A"},{"$error":"#N/A"},{"$error":"#N/A"},{"$error":"#N/A"},{"$error":"#N/A"},{"$error":"#N/A"},{"$error":"#N/A"},{"$error":"#N/A"},{"$error":"#N/A"},{"$error":"#N/A"}]
[null,{"$f":"IF(DataInput!B5234=$B$8,IF($B$9=$B$10,TRUE,IF(DataInput!E5234=$B$9,TRUE,FALSE)))","v":true},null,null,{"$f":"IF(B5235=TRUE,DataInput!B5234,NA())","v":"SA"},{"$f":"IF($E5235=DataInput!$B5234,DataInput!C5234,NA())","v":"SDAW"},{"$f":"IF($E5235=DataInput!$B5234,DataInput!D5234,NA())","v":"Davenport West"},{"$f":"IF($E5235=DataInput!$B5234,DataInput!E5234,NA())","v":"SAPN"},{"$f":"IF($E5235=DataInput!$B5234,DataInput!F5234,NA())","v":"Winter"},{"$f":"IF($E5235=DataInput!$B5234,DataInput!G5234,NA())","v":"Non-Coincident"},{"$f":"IF($E5235=DataInput!$B5234,DataInput!H5234,NA())","v":2015},{"$f":"IF($E5235=DataInput!$B5234,DataInput!I5234,NA())","v":"TempCorrActualPOE10"},{"$f":"IF($E5235=DataInput!$B5234,DataInput!J5234,NA())","v":21.0071407774759},{"$f":"IF($E5235=DataInput!$B5234,DataInput!K5234,NA())","v":"NA"},null,null,"SA Davenport West",null,null,null,null,false,null,null,{"$error":"#N/A"},{"$error":"#N/A"},{"$error":"#N/A"},{"$error":"#N/A"},{"$error":"#N/A"},{"$error":"#N/A"},{"$error":"#N/A"},{"$error":"#N/A"},{"$error":"#N/A"},{"$error":"#N/A"}]
[null,{"$f":"IF(DataInput!B5265=$B$8,IF($B$9=$B$10,TRUE,IF(DataInput!E5265=$B$9,TRUE,FALSE)))","v":true},null,null,{"$f":"IF(B5266=TRUE,DataInput!B5265,NA())","v":"SA"},{"$f":"IF($E5266=DataInput!$B5265,DataInput!C5265,NA())","v":"SDRN"},{"$f":"IF($E5266=DataInput!$B5265,DataInput!D5265,NA())","v":"Dorrien"},{"$f":"IF($E5266=DataInput!$B5265,DataInput!E5265,NA())","v":"SAPN"},{"$f":"IF($E5266=DataInput!$B5265,DataInput!F5265,NA())","v":"Winter"},{"$f":"IF($E5266=DataInput!$B5265,DataInput!G5265,NA())","v":"Non-Coincident"},{"$f":"IF($E5266=DataInput!$B5265,DataInput!H5265,NA())","v":2011},{"$f":"IF($E5266=DataInput!$B5265,DataInput!I5265,NA())","v":"TempCorrActualPOE50"},{"$f":"IF($E5266=DataInput!$B5265,DataInput!J5265,NA())","v":48.018671838859603},{"$f":"IF($E5266=DataInput!$B5265,DataInput!K5265,NA())","v":"NA"},null,null,"SA Dorrien",null,null,null,null,false,null,null,{"$error":"#N/A"},{"$error":"#N/A"},{"$error":"#N/A"},{"$error":"#N/A"},{"$error":"#N/A"},{"$error":"#N/A"},{"$error":"#N/A"},{"$error":"#N/A"},{"$error":"#N/A"},{"$error":"#N/A"}]
[null,{"$f":"IF(DataInput!B5294=$B$8,IF($B$9=$B$10,TRUE,IF(DataInput!E5294=$B$9,TRUE,FALSE)))","v":true},null,null,{"$f":"IF(B5295=TRUE,DataInput!B5294,NA())","v":"SA"},{"$f":"IF($E5295=DataInput!$B5294,DataInput!C5294,NA())","v":"SHUM"},{"$f":"IF($E5295=DataInput!$B5294,DataInput!D5294,NA())","v":"Hummocks"},{"$f":"IF($E5295=DataInput!$B5294,DataInput!E5294,NA())","v":"SAPN"},{"$f":"IF($E5295=DataInput!$B5294,DataInput!F5294,NA())","v":"Summer"},{"$f":"IF($E5295=DataInput!$B5294,DataInput!G5294,NA())","v":"Non-Coincident"},{"$f":"IF($E5295=DataInput!$B5294,DataInput!H5294,NA())","v":2016},{"$f":"IF($E5295=DataInput!$B5294,DataInput!I5294,NA())","v":"TempCorrActualPOE10"},{"$f":"IF($E5295=DataInput!$B5294,DataInput!J5294,NA())","v":14.6978944678413},{"$f":"IF($E5295=DataInput!$B5294,DataInput!K5294,NA())","v":"NA"},null,null,"SA Hummocks",null,null,null,null,false,null,null,{"$error":"#N/A"},{"$error":"#N/A"},{"$error":"#N/A"},{"$error":"#N/A"},{"$error":"#N/A"},{"$error":"#N/A"},{"$error":"#N/A"},{"$error":"#N/A"},{"$error":"#N/A"},{"$error":"#N/A"}]
[null,{"$f":"IF(DataInput!B5313=$B$8,IF($B$9=$B$10,TRUE,IF(DataInput!E5313=$B$9,TRUE,FALSE)))","v":true},null,null,{"$f":"IF(B5314=TRUE,DataInput!B5313,NA())","v":"SA"},{"$f":"IF($E5314=DataInput!$B5313,DataInput!C5313,NA())","v":"SHUM"},{"$f":"IF($E5314=DataInput!$B5313,DataInput!D5313,NA())","v":"Hummocks"},{"$f":"IF($E5314=DataInput!$B5313,DataInput!E5313,NA())","v":"SAPN"},{"$f":"IF($E5314=DataInput!$B5313,DataInput!F5313,NA())","v":"Winter"},{"$f":"IF($E5314=DataInput!$B5313,DataInput!G5313,NA())","v":"Non-Coincident"},{"$f":"IF($E5314=DataInput!$B5313,DataInput!H5313,NA())","v":2015},{"$f":"IF($E5314=DataInput!$B5313,DataInput!I5313,NA())","v":"TempCorrActualPOE50"},{"$f":"IF($E5314=DataInput!$B5313,DataInput!J5313,NA())","v":11.1332762849514},{"$f":"IF($E5314=DataInput!$B5313,DataInput!K5313,NA())","v":"NA"},null,null,"SA Hummocks",null,null,null,null,false,null,null,{"$error":"#N/A"},{"$error":"#N/A"},{"$error":"#N/A"},{"$error":"#N/A"},{"$error":"#N/A"},{"$error":"#N/A"},{"$error":"#N/A"},{"$error":"#N/A"},{"$error":"#N/A"},{"$error":"#N/A"}]
[null,{"$f":"IF(DataInput!B5344=$B$8,IF($B$9=$B$10,TRUE,IF(DataInput!E5344=$B$9,TRUE,FALSE)))","v":true},null,null,{"$f":"IF(B5345=TRUE,DataInput!B5344,NA())","v":"SA"},{"$f":"IF($E5345=DataInput!$B5344,DataInput!C5344,NA())","v":"SKAD"},{"$f":"IF($E5345=DataInput!$B5344,DataInput!D5344,NA())","v":"Kadina East"},{"$f":"IF($E5345=DataInput!$B5344,DataInput!E5344,NA())","v":"SAPN"},{"$f":"IF($E5345=DataInput!$B5344,DataInput!F5344,NA())","v":"Winter"},{"$f":"IF($E5345=DataInput!$B5344,DataInput!G5344,NA())","v":"Non-Coincident"},{"$f":"IF($E5345=DataInput!$B5344,DataInput!H5344,NA())","v":2014},{"$f":"IF($E5345=DataInput!$B5344,DataInput!I5344,NA())","v":"TempCorrActualPOE10"},{"$f":"IF($E5345=DataInput!$B5344,DataInput!J5344,NA())","v":18.229355314711501},{"$f":"IF($E5345=DataInput!$B5344,DataInput!K5344,NA())","v":"NA"},null,null,"SA Kadina East",null,null,null,null,false,null,null,{"$error":"#N/A"},{"$error":"#N/A"},{"$error":"#N/A"},{"$error":"#N/A"},{"$error":"#N/A"},{"$error":"#N/A"},{"$error":"#N/A"},{"$error":"#N/A"},{"$error":"#N/A"},{"$error":"#N/A"}]
[null,{"$f":"IF(DataInput!B5391=$B$8,IF($B$9=$B$10,TRUE,IF(DataInput!E5391=$B$9,TRUE,FALSE)))","v":true},null,null,{"$f":"IF(B5392=TRUE,DataInput!B5391,NA())","v":"SA"},{"$f":"IF($E5392=DataInput!$B5391,DataInput!C5391,NA())","v":"SKET"},{"$f":"IF($E5392=DataInput!$B5391,DataInput!D5391,NA())","v":"Keith"},{"$f":"IF($E5392=DataInput!$B5391,DataInput!E5391,NA())","v":"SAPN"},{"$f":"IF($E5392=DataInput!$B5391,DataInput!F5391,NA())","v":"Summer"},{"$f":"IF($E5392=DataInput!$B5391,DataInput!G5391,NA())","v":"Non-Coincident"},{"$f":"IF($E5392=DataInput!$B5391,DataInput!H5391,NA())","v":2013},{"$f":"IF($E5392=DataInput!$B5391,DataInput!I5391,NA())","v":"TempCorrActualPOE50"},{"$f":"IF($E5392=DataInput!$B5391,DataInput!J5391,NA())","v":21.7087510068935},{"$f":"IF($E5392=DataInput!$B5391,DataInput!K5391,NA())","v":"NA"},null,null,"SA Keith",null,null,null,null,false,null,null,{"$error":"#N/A"},{"$error":"#N/A"},{"$error":"#N/A"},{"$error":"#N/A"},{"$error":"#N/A"},{"$error":"#N/A"},{"$error":"#N/A"},{"$error":"#N/A"},{"$error":"#N/A"},{"$error":"#N/A"}]
[null,{"$f":"IF(DataInput!B5421=$B$8,IF($B$9=$B$10,TRUE,IF(DataInput!E5421=$B$9,TRUE,FALSE)))","v":true},null,null,{"$f":"IF(B5422=TRUE,DataInput!B5421,NA())","v":"SA"},{"$f":"IF($E5422=DataInput!$B5421,DataInput!C5421,NA())","v":"SKNC"},{"$f":"IF($E5422=DataInput!$B5421,DataInput!D5421,NA())","v":"Kincraig"},{"$f":"IF($E5422=DataInput!$B5421,DataInput!E5421,NA())","v":"SAPN"},{"$f":"IF($E5422=DataInput!$B5421,DataInput!F5421,NA())","v":"Summer"},{"$f":"IF($E5422=DataInput!$B5421,DataInput!G5421,NA())","v":"Non-Coincident"},{"$f":"IF($E5422=DataInput!$B5421,DataInput!H5421,NA())","v":2010},{"$f":"IF($E5422=DataInput!$B5421,DataInput!I5421,NA())","v":"TempCorrActualPOE50"},{"$f":"IF($E5422=DataInput!$B5421,DataInput!J5421,NA())","v":23.102016441324501},{"$f":"IF($E5422=DataInput!$B5421,DataInput!K5421,NA())","v":"NA"},null,null,"SA Kincraig",null,null,null,null,false,null,null,{"$error":"#N/A"},{"$error":"#N/A"},{"$error":"#N/A"},{"$error":"#N/A"},{"$error":"#N/A"},{"$error":"#N/A"},{"$error":"#N/A"},{"$error":"#N/A"},{"$error":"#N/A"},{"$error":"#N/A"}]
[null,{"$f":"IF(DataInput!B5452=$B$8,IF($B$9=$B$10,TRUE,IF(DataInput!E5452=$B$9,TRUE,FALSE)))","v":true},null,null,{"$f":"IF(B5453=TRUE,DataInput!B5452,NA())","v":"SA"},{"$f":"IF($E5453=DataInput!$B5452,DataInput!C5452,NA())","v":"SLCC"},{"$f":"IF($E5453=DataInput!$B5452,DataInput!D5452,NA())","v":"Leigh Creek"},{"$f":"IF($E5453=DataInput!$B5452,DataInput!E5452,NA())","v":"ENet"},{"$f":"IF($E5453=DataInput!$B5452,DataInput!F5452,NA())","v":"Summer"},{"$f":"IF($E5453=DataInput!$B5452,DataInput!G5452,NA())","v":"Non-Coincident"},{"$f":"IF($E5453=DataInput!$B5452,DataInput!H5452,NA())","v":2007},{"$f":"IF($E5453=DataInput!$B5452,DataInput!I5452,NA())","v":"TempCorrActualPOE10"},{"$f":"IF($E5453=DataInput!$B5452,DataInput!J5452,NA())","v":"NA"},{"$f":"IF($E5453=DataInput!$B5452,DataInput!K5452,NA())","v":"NA"},null,null,"SA Leigh Creek",null,null,null,null,false,null,null,{"$error":"#N/A"},{"$error":"#N/A"},{"$error":"#N/A"},{"$error":"#N/A"},{"$error":"#N/A"},{"$error":"#N/A"},{"$error":"#N/A"},{"$error":"#N/A"},{"$error":"#N/A"},{"$error":"#N/A"}]
[null,{"$f":"IF(DataInput!B5470=$B$8,IF($B$9=$B$10,TRUE,IF(DataInput!E5470=$B$9,TRUE,FALSE)))","v":true},null,null,{"$f":"IF(B5471=TRUE,DataInput!B5470,NA())","v":"SA"},{"$f":"IF($E5471=DataInput!$B5470,DataInput!C5470,NA())","v":"SLCC"},{"$f":"IF($E5471=DataInput!$B5470,DataInput!D5470,NA())","v":"Leigh Creek"},{"$f":"IF($E5471=DataInput!$B5470,DataInput!E5470,NA())","v":"ENet"},{"$f":"IF($E5471=DataInput!$B5470,DataInput!F5470,NA())","v":"Summer"},{"$f":"IF($E5471=DataInput!$B5470,DataInput!G5470,NA())","v":"Non-Coincident"},{"$f":"IF($E5471=DataInput!$B5470,DataInput!H5470,NA())","v":2016},{"$f":"IF($E5471=DataInput!$B5470,DataInput!I5470,NA())","v":"TempCorrActualPOE10"},{"$f":"IF($E5471=DataInput!$B5470,DataInput!J5470,NA())","v":"NA"},{"$f":"IF($E5471=DataInput!$B5470,DataInput!K5470,NA())","v":"NA"},null,null,"SA Leigh Creek",null,null,null,null,false,null,null,{"$error":"#N/A"},{"$error":"#N/A"},{"$error":"#N/A"},{"$error":"#N/A"},{"$error":"#N/A"},{"$error":"#N/A"},{"$error":"#N/A"},{"$error":"#N/A"},{"$error":"#N/A"},{"$error":"#N/A"}]
[null,{"$f":"IF(DataInput!B5501=$B$8,IF($B$9=$B$10,TRUE,IF(DataInput!E5501=$B$9,TRUE,FALSE)))","v":true},null,null,{"$f":"IF(B5502=TRUE,DataInput!B5501,NA())","v":"SA"},{"$f":"IF($E5502=DataInput!$B5501,DataInput!C5501,NA())","v":"SLCS"},{"$f":"IF($E5502=DataInput!$B5501,DataInput!D5501,NA())","v":"Leigh Creek South"},{"$f":"IF($E5502=DataInput!$B5501,DataInput!E5501,NA())","v":"SAPN"},{"$f":"IF($E5502=DataInput!$B5501,DataInput!F5501,NA())","v":"Summer"},{"$f":"IF($E5502=DataInput!$B5501,DataInput!G5501,NA())","v":"Non-Coincident"},{"$f":"IF($E5502=DataInput!$B5501,DataInput!H5501,NA())","v":2012},{"$f":"IF($E5502=DataInput!$B5501,DataInput!I5501,NA())","v":"TempCorrActualPOE50"},{"$f":"IF($E5502=DataInput!$B5501,DataInput!J5501,NA())","v":1.51272991886094},{"$f":"IF($E5502=DataInput!$B5501,DataInput!K5501,NA())","v":"NA"},null,null,"SA Leigh Creek South",null,null,null,null,false,null,null,{"$error":"#N/A"},{"$error":"#N/A"},{"$error":"#N/A"},{"$error":"#N/A"},{"$error":"#N/A"},{"$error":"#N/A"},{"$error":"#N/A"},{"$error":"#N/A"},{"$error":"#N/A"},{"$error":"#N/A"}]
[null,{"$f":"IF(DataInput!B5516=$B$8,IF($B$9=$B$10,TRUE,IF(DataInput!E5516=$B$9,TRUE,FALSE)))","v":true},null,null,{"$f":"IF(B5517=TRUE,DataInput!B5516,NA())","v":"SA"},{"$f":"IF($E5517=DataInput!$B5516,DataInput!C5516,NA())","v":"SLCS"},{"$f":"IF($E5517=DataInput!$B5516,DataInput!D5516,NA())","v":"Leigh Creek South"},{"$f":"IF($E5517=DataInput!$B5516,DataInput!E5516,NA())","v":"SAPN"},{"$f":"IF($E5517=DataInput!$B5516,DataInput!F5516,NA())","v":"Winter"},{"$f":"IF($E5517=DataInput!$B5516,DataInput!G5516,NA())","v":"Non-Coincident"},{"$f":"IF($E5517=DataInput!$B5516,DataInput!H5516,NA())","v":2008},{"$f":"IF($E5517=DataInput!$B5516,DataInput!I5516,NA())","v":"TempCorrActualPOE10"},{"$f":"IF($E5517=DataInput!$B5516,DataInput!J5516,NA())","v":1.5385270938132101},{"$f":"IF($E5517=DataInput!$B5516,DataInput!K5516,NA())","v":"NA"},null,null,"SA Leigh Creek South",null,null,null,null,false,null,null,{"$error":"#N/A"},{"$error":"#N/A"},{"$error":"#N/A"},{"$error":"#N/A"},{"$error":"#N/A"},{"$error":"#N/A"},{"$error":"#N/A"},{"$error":"#N/A"},{"$error":"#N/A"},{"$error":"#N/A"}]
[null,{"$f":"IF(DataInput!B5549=$B$8,IF($B$9=$B$10,TRUE,IF(DataInput!E5549=$B$9,TRUE,FALSE)))","v":true},null,null,{"$f":"IF(B5550=TRUE,DataInput!B5549,NA())","v":"SA"},{"$f":"IF($E5550=DataInput!$B5549,DataInput!C5549,NA())","v":"SMA1"},{"$f":"IF($E5550=DataInput!$B5549,DataInput!D5549,NA())","v":"Mannum - Adelaide Pipeline 1"},{"$f":"IF($E5550=DataInput!$B5549,DataInput!E5549,NA())","v":"ENet"},{"$f":"IF($E5550=DataInput!$B5549,DataInput!F5549,NA())","v":"Summer"},{"$f":"IF($E5550=DataInput!$B5549,DataInput!G5549,NA())","v":"Non-Coincident"},{"$f":"IF($E5550=DataInput!$B5549,DataInput!H5549,NA())","v":2016},{"$f":"IF($E5550=DataInput!$B5549,DataInput!I5549,NA())","v":"TempCorrActualPOE50"},{"$f":"IF($E5550=DataInput!$B5549,DataInput!J5549,NA())","v":"NA"},{"$f":"IF($E5550=DataInput!$B5549,DataInput!K5549,NA())","v":"NA"},null,null,"SA Mannum - Adelaide Pipeline 1",null,null,null,null,false,null,null,{"$error":"#N/A"},{"$error":"#N/A"},{"$error":"#N/A"},{"$error":"#N/A"},{"$error":"#N/A"},{"$error":"#N/A"},{"$error":"#N/A"},{"$error":"#N/A"},{"$error":"#N/A"},{"$error":"#N/A"}]
[null,{"$f":"IF(DataInput!B5580=$B$8,IF($B$9=$B$10,TRUE,IF(DataInput!E5580=$B$9,TRUE,FALSE)))","v":true},null,null,{"$f":"IF(B5581=TRUE,DataInput!B5580,NA())","v":"SA"},{"$f":"IF($E5581=DataInput!$B5580,DataInput!C5580,NA())","v":"SMA2"},{"$f":"IF($E5581=DataInput!$B5580,DataInput!D5580,NA())","v":"Mannum - Adelaide Pipeline 2"},{"$f":"IF($E5581=DataInput!$B5580,DataInput!E5580,NA())","v":"ENet"},{"$f":"IF($E5581=DataInput!$B5580,DataInput!F5580,NA())","v":"Summer"},{"$f":"IF($E5581=DataInput!$B5580,DataInput!G5580,NA())","v":"Non-Coincident"},{"$f":"IF($E5581=DataInput!$B5580,DataInput!H5580,NA())","v":2011},{"$f":"IF($E5581=DataInput!$B5580,DataInput!I5580,NA())","v":"TempCorrActualPOE10"},{"$f":"IF($E5581=DataInput!$B5580,DataInput!J5580,NA())","v":"NA"},{"$f":"IF($E5581=DataInput!$B5580,DataInput!K5580,NA())","v":"NA"},null,null,"SA Mannum - Adelaide Pipeline 2",null,null,null,null,false,null,null,{"$error":"#N/A"},{"$error":"#N/A"},{"$error":"#N/A"},{"$error":"#N/A"},{"$error":"#N/A"},{"$error":"#N/A"},{"$error":"#N/A"},{"$error":"#N/A"},{"$error":"#N/A"},{"$error":"#N/A"}]
[null,{"$f":"IF(DataInput!B5627=$B$8,IF($B$9=$B$10,TRUE,IF(DataInput!E5627=$B$9,TRUE,FALSE)))","v":true},null,null,{"$f":"IF(B5628=TRUE,DataInput!B5627,NA())","v":"SA"},{"$f":"IF($E5628=DataInput!$B5627,DataInput!C5627,NA())","v":"SMA3"},{"$f":"IF($E5628=DataInput!$B5627,DataInput!D5627,NA())","v":"Mannum - Adelaide Pipeline 3"},{"$f":"IF($E5628=DataInput!$B5627,DataInput!E5627,NA())","v":"ENet"},{"$f":"IF($E5628=DataInput!$B5627,DataInput!F5627,NA())","v":"Summer"},{"$f":"IF($E5628=DataInput!$B5627,DataInput!G5627,NA())","v":"Non-Coincident"},{"$f":"IF($E5628=DataInput!$B5627,DataInput!H5627,NA())","v":2015},{"$f":"IF($E5628=DataInput!$B5627,DataInput!I5627,NA())","v":"TempCorrActualPOE50"},{"$f":"IF($E5628=DataInput!$B5627,DataInput!J5627,NA())","v":"NA"},{"$f":"IF($E5628=DataInput!$B5627,DataInput!K5627,NA())","v":"NA"},null,null,"SA Mannum - Adelaide Pipeline 3",null,null,null,null,false,null,null,{"$error":"#N/A"},{"$error":"#N/A"},{"$error":"#N/A"},{"$error":"#N/A"},{"$error":"#N/A"},{"$error":"#N/A"},{"$error":"#N/A"},{"$error":"#N/A"},{"$error":"#N/A"},{"$error":"#N/A"}]
[null,{"$f":"IF(DataInput!B5643=$B$8,IF($B$9=$B$10,TRUE,IF(DataInput!E5643=$B$9,TRUE,FALSE)))","v":true},null,null,{"$f":"IF(B5644=TRUE,DataInput!B5643,NA())","v":"SA"},{"$f":"IF($E5644=DataInput!$B5643,DataInput!C5643,NA())","v":"SMA3"},{"$f":"IF($E5644=DataInput!$B5643,DataInput!D5643,NA())","v":"Mannum - Adelaide Pipeline 3"},{"$f":"IF($E5644=DataInput!$B5643,DataInput!E5643,NA())","v":"ENet"},{"$f":"IF($E5644=DataInput!$B5643,DataInput!F5643,NA())","v":"Winter"},{"$f":"IF($E5644=DataInput!$B5643,DataInput!G5643,NA())","v":"Non-Coincident"},{"$f":"IF($E5644=DataInput!$B5643,DataInput!H5643,NA())","v":2012},{"$f":"IF($E5644=DataInput!$B5643,DataInput!I5643,NA())","v":"TempCorrActualPOE50"},{"$f":"IF($E5644=DataInput!$B5643,DataInput!J5643,NA())","v":"NA"},{"$f":"IF($E5644=DataInput!$B5643,DataInput!K5643,NA())","v":"NA"},null,null,{"$f":"IF(OR(ISERROR(E5644),ISERROR(G5644)),\"  \",E5644&\" \"&G5644)","v":"SA Mannum - Adelaide Pipeline 3"},null,null,null,null,{"$f":"IF(ISERROR(G5644),FALSE,IF($V$9=G5644,TRUE,FALSE))","v":false},null,null,{"$error":"#N/A"},{"$error":"#N/A"},{"$error":"#N/A"},{"$error":"#N/A"},{"$error":"#N/A"},{"$error":"#N/A"},{"$error":"#N/A"},{"$error":"#N/A"},{"$error":"#N/A"},{"$error":"#N/A"}]
[null,{"$f":"IF(DataInput!B5659=$B$8,IF($B$9=$B$10,TRUE,IF(DataInput!E5659=$B$9,TRUE,FALSE)))","v":true},null,null,{"$f":"IF(B5660=TRUE,DataInput!B5659,NA())","v":"SA"},{"$f":"IF($E5660=DataInput!$B5659,DataInput!C5659,NA())","v":"SMAN"},{"$f":"IF($E5660=DataInput!$B5659,DataInput!D5659,NA())","v":"Mannum"},{"$f":"IF($E5660=DataInput!$B5659,DataInput!E5659,NA())","v":"SAPN"},{"$f":"IF($E5660=DataInput!$B5659,DataInput!F5659,NA())","v":"Summer"},{"$f":"IF($E5660=DataInput!$B5659,DataInput!G5659,NA())","v":"Non-Coincident"},{"$f":"IF($E5660=DataInput!$B5659,DataInput!H5659,NA())","v":2011},{"$f":"IF($E5660=DataInput!$B5659,DataInput!I5659,NA())","v":"TempCorrActualPOE50"},{"$f":"IF($E5660=DataInput!$B5659,DataInput!J5659,NA())","v":12.143281787378401},{"$f":"IF($E5660=DataInput!$B5659,DataInput!K5659,NA())","v":"NA"},null,null,"SA Mannum",null,null,null,null,false,null,null,{"$error":"#N/A"},{"$error":"#N/A"},{"$error":"#N/A"},{"$error":"#N/A"},{"$error":"#N/A"},{"$error":"#N/A"},{"$error":"#N/A"},{"$error":"#N/A"},{"$error":"#N/A"},{"$error":"#N/A"}]
[null,{"$f":"IF(DataInput!B5706=$B$8,IF($B$9=$B$10,TRUE,IF(DataInput!E5706=$B$9,TRUE,FALSE)))","v":true},null,null,{"$f":"IF(B5707=TRUE,DataInput!B5706,NA())","v":"SA"},{"$f":"IF($E5707=DataInput!$B5706,DataInput!C5706,NA())","v":"SMBK"},{"$f":"IF($E5707=DataInput!$B5706,DataInput!D5706,NA())","v":"Middleback 132 kV"},{"$f":"IF($E5707=DataInput!$B5706,DataInput!E5706,NA())","v":"ENet"},{"$f":"IF($E5707=DataInput!$B5706,DataInput!F5706,NA())","v":"Summer"},{"$f":"IF($E5707=DataInput!$B5706,DataInput!G5706,NA())","v":"Non-Coincident"},{"$f":"IF($E5707=DataInput!$B5706,DataInput!H5706,NA())","v":2015},{"$f":"IF($E5707=DataInput!$B5706,DataInput!I5706,NA())","v":"TempCorrActualPOE10"},{"$f":"IF($E5707=DataInput!$B5706,DataInput!J5706,NA())","v":"NA"},{"$f":"IF($E5707=DataInput!$B5706,DataInput!K5706,NA())","v":"NA"},null,null,"SA Middleback 132 kV",null,null,null,null,false,null,null,{"$error":"#N/A"},{"$error":"#N/A"},{"$error":"#N/A"},{"$error":"#N/A"},{"$error":"#N/A"},{"$error":"#N/A"},{"$error":"#N/A"},{"$error":"#N/A"},{"$error":"#N/A"},{"$error":"#N/A"}]
[null,{"$f":"IF(DataInput!B5737=$B$8,IF($B$9=$B$10,TRUE,IF(DataInput!E5737=$B$9,TRUE,FALSE)))","v":true},null,null,{"$f":"IF(B5738=TRUE,DataInput!B5737,NA())","v":"SA"},{"$f":"IF($E5738=DataInput!$B5737,DataInput!C5737,NA())","v":"SMBL"},{"$f":"IF($E5738=DataInput!$B5737,DataInput!D5737,NA())","v":"Mobilong"},{"$f":"IF($E5738=DataInput!$B5737,DataInput!E5737,NA())","v":"SAPN"},{"$f":"IF($E5738=DataInput!$B5737,DataInput!F5737,NA())","v":"Summer"},{"$f":"IF($E5738=DataInput!$B5737,DataInput!G5737,NA())","v":"Non-Coincident"},{"$f":"IF($E5738=DataInput!$B5737,DataInput!H5737,NA())","v":2013},{"$f":"IF($E5738=DataInput!$B5737,DataInput!I5737,NA())","v":"TempCorrActualPOE50"},{"$f":"IF($E5738=DataInput!$B5737,DataInput!J5737,NA())","v":36.784171677126501},{"$f":"IF($E5738=DataInput!$B5737,DataInput!K5737,NA())","v":"NA"},null,null,"SA Mobilong",null,null,null,null,false,null,null,{"$error":"#N/A"},{"$error":"#N/A"},{"$error":"#N/A"},{"$error":"#N/A"},{"$error":"#N/A"},{"$error":"#N/A"},{"$error":"#N/A"},{"$error":"#N/A"},{"$error":"#N/A"},{"$error":"#N/A"}]
[null,{"$f":"IF(DataInput!B5770=$B$8,IF($B$9=$B$10,TRUE,IF(DataInput!E5770=$B$9,TRUE,FALSE)))","v":true},null,null,{"$f":"IF(B5771=TRUE,DataInput!B5770,NA())","v":"SA"},{"$f":"IF($E5771=DataInput!$B5770,DataInput!C5770,NA())","v":"SMDL"},{"$f":"IF($E5771=DataInput!$B5770,DataInput!D5770,NA())","v":"Middleback 33 kV"},{"$f":"IF($E5771=DataInput!$B5770,DataInput!E5770,NA())","v":"ENet"},{"$f":"IF($E5771=DataInput!$B5770,DataInput!F5770,NA())","v":"Summer"},{"$f":"IF($E5771=DataInput!$B5770,DataInput!G5770,NA())","v":"Non-Coincident"},{"$f":"IF($E5771=DataInput!$B5770,DataInput!H5770,NA())","v":2013},{"$f":"IF($E5771=DataInput!$B5770,DataInput!I5770,NA())","v":"TempCorrActualPOE10"},{"$f":"IF($E5771=DataInput!$B5770,DataInput!J5770,NA())","v":"NA"},{"$f":"IF($E5771=DataInput!$B5770,DataInput!K5770,NA())","v":"NA"},null,null,"SA Middleback 33 kV",null,null,null,null,false,null,null,{"$error":"#N/A"},{"$error":"#N/A"},{"$error":"#N/A"},{"$error":"#N/A"},{"$error":"#N/A"},{"$error":"#N/A"},{"$error":"#N/A"},{"$error":"#N/A"},{"$error":"#N/A"},{"$error":"#N/A"}]
[null,{"$f":"IF(DataInput!B5785=$B$8,IF($B$9=$B$10,TRUE,IF(DataInput!E5785=$B$9,TRUE,FALSE)))","v":true},null,null,{"$f":"IF(B5786=TRUE,DataInput!B5785,NA())","v":"SA"},{"$f":"IF($E5786=DataInput!$B5785,DataInput!C5785,NA())","v":"SMDL"},{"$f":"IF($E5786=DataInput!$B5785,DataInput!D5785,NA())","v":"Middleback 33 kV"},{"$f":"IF($E5786=DataInput!$B5785,DataInput!E5785,NA())","v":"ENet"},{"$f":"IF($E5786=DataInput!$B5785,DataInput!F5785,NA())","v":"Winter"},{"$f":"IF($E5786=DataInput!$B5785,DataInput!G5785,NA())","v":"Non-Coincident"},{"$f":"IF($E5786=DataInput!$B5785,DataInput!H5785,NA())","v":2015},{"$f":"IF($E5786=DataInput!$B5785,DataInput!I5785,NA())","v":"TempCorrActualPOE50"},{"$f":"IF($E5786=DataInput!$B5785,DataInput!J5785,NA())","v":"NA"},{"$f":"IF($E5786=DataInput!$B5785,DataInput!K5785,NA())","v":"NA"},null,null,"SA Middleback 33 kV",null,null,null,null,false,null,null,{"$error":"#N/A"},{"$error":"#N/A"},{"$error":"#N/A"},{"$error":"#N/A"},{"$error":"#N/A"},{"$error":"#N/A"},{"$error":"#N/A"},{"$error":"#N/A"},{"$error":"#N/A"},{"$error":"#N/A"}]
[null,{"$f":"IF(DataInput!B5816=$B$8,IF($B$9=$B$10,TRUE,IF(DataInput!E5816=$B$9,TRUE,FALSE)))","v":true},null,null,{"$f":"IF(B5817=TRUE,DataInput!B5816,NA())","v":"SA"},{"$f":"IF($E5817=DataInput!$B5816,DataInput!C5816,NA())","v":"SMGA"},{"$f":"IF($E5817=DataInput!$B5816,DataInput!D5816,NA())","v":"Mt Gambier"},{"$f":"IF($E5817=DataInput!$B5816,DataInput!E5816,NA())","v":"SAPN"},{"$f":"IF($E5817=DataInput!$B5816,DataInput!F5816,NA())","v":"Winter"},{"$f":"IF($E5817=DataInput!$B5816,DataInput!G5816,NA())","v":"Non-Coincident"},{"$f":"IF($E5817=DataInput!$B5816,DataInput!H5816,NA())","v":2010},{"$f":"IF($E5817=DataInput!$B5816,DataInput!I5816,NA())","v":"TempCorrActualPOE10"},{"$f":"IF($E5817=DataInput!$B5816,DataInput!J5816,NA())","v":25.657319424405301},{"$f":"IF($E5817=DataInput!$B5816,DataInput!K5816,NA())","v":"NA"},null,null,"SA Mt Gambier",null,null,null,null,false,null,null,{"$error":"#N/A"},{"$error":"#N/A"},{"$error":"#N/A"},{"$error":"#N/A"},{"$error":"#N/A"},{"$error":"#N/A"},{"$error":"#N/A"},{"$error":"#N/A"},{"$error":"#N/A"},{"$error":"#N/A"}]
[null,{"$f":"IF(DataInput!B5834=$B$8,IF($B$9=$B$10,TRUE,IF(DataInput!E5834=$B$9,TRUE,FALSE)))","v":true},null,null,{"$f":"IF(B5835=TRUE,DataInput!B5834,NA())","v":"SA"},{"$f":"IF($E5835=DataInput!$B5834,DataInput!C5834,NA())","v":"SMGU"},{"$f":"IF($E5835=DataInput!$B5834,DataInput!D5834,NA())","v":"Mt Gunson"},{"$f":"IF($E5835=DataInput!$B5834,DataInput!E5834,NA())","v":"SAPN"},{"$f":"IF($E5835=DataInput!$B5834,DataInput!F5834,NA())","v":"Summer"},{"$f":"IF($E5835=DataInput!$B5834,DataInput!G5834,NA())","v":"Non-Coincident"},{"$f":"IF($E5835=DataInput!$B5834,DataInput!H5834,NA())","v":2010},{"$f":"IF($E5835=DataInput!$B5834,DataInput!I5834,NA())","v":"TempCorrActualPOE10"},{"$f":"IF($E5835=DataInput!$B5834,DataInput!J5834,NA())","v":0.17903357093557401},{"$f":"IF($E5835=DataInput!$B5834,DataInput!K5834,NA())","v":"NA"},null,null,"SA Mt Gunson",null,null,null,null,false,null,null,{"$error":"#N/A"},{"$error":"#N/A"},{"$error":"#N/A"},{"$error":"#N/A"},{"$error":"#N/A"},{"$error":"#N/A"},{"$error":"#N/A"},{"$error":"#N/A"},{"$error":"#N/A"},{"$error":"#N/A"}]
[null,{"$f":"IF(DataInput!B5865=$B$8,IF($B$9=$B$10,TRUE,IF(DataInput!E5865=$B$9,TRUE,FALSE)))","v":true},null,null,{"$f":"IF(B5866=TRUE,DataInput!B5865,NA())","v":"SA"},{"$f":"IF($E5866=DataInput!$B5865,DataInput!C5865,NA())","v":"SMGU"},{"$f":"IF($E5866=DataInput!$B5865,DataInput!D5865,NA())","v":"Mt Gunson"},{"$f":"IF($E5866=DataInput!$B5865,DataInput!E5865,NA())","v":"SAPN"},{"$f":"IF($E5866=DataInput!$B5865,DataInput!F5865,NA())","v":"Winter"},{"$f":"IF($E5866=DataInput!$B5865,DataInput!G5865,NA())","v":"Non-Coincident"},{"$f":"IF($E5866=DataInput!$B5865,DataInput!H5865,NA())","v":2015},{"$f":"IF($E5866=DataInput!$B5865,DataInput!I5865,NA())","v":"TempCorrActualPOE50"},{"$f":"IF($E5866=DataInput!$B5865,DataInput!J5865,NA())","v":0.15126449871915801},{"$f":"IF($E5866=DataInput!$B5865,DataInput!K5865,NA())","v":"NA"},null,null,"SA Mt Gunson",null,null,null,null,false,null,null,{"$error":"#N/A"},{"$error":"#N/A"},{"$error":"#N/A"},{"$error":"#N/A"},{"$error":"#N/A"},{"$error":"#N/A"},{"$error":"#N/A"},{"$error":"#N/A"},{"$error":"#N/A"},{"$error":"#N/A"}]
[null,{"$f":"IF(DataInput!B5895=$B$8,IF($B$9=$B$10,TRUE,IF(DataInput!E5895=$B$9,TRUE,FALSE)))","v":true},null,null,{"$f":"IF(B5896=TRUE,DataInput!B5895,NA())","v":"SA"},{"$f":"IF($E5896=DataInput!$B5895,DataInput!C5895,NA())","v":"SMH1"},{"$f":"IF($E5896=DataInput!$B5895,DataInput!D5895,NA())","v":"Murray Bridge - Hahndorf Pipeline 1"},{"$f":"IF($E5896=DataInput!$B5895,DataInput!E5895,NA())","v":"ENet"},{"$f":"IF($E5896=DataInput!$B5895,DataInput!F5895,NA())","v":"Winter"},{"$f":"IF($E5896=DataInput!$B5895,DataInput!G5895,NA())","v":"Non-Coincident"},{"$f":"IF($E5896=DataInput!$B5895,DataInput!H5895,NA())","v":2010},{"$f":"IF($E5896=DataInput!$B5895,DataInput!I5895,NA())","v":"TempCorrActualPOE50"},{"$f":"IF($E5896=DataInput!$B5895,DataInput!J5895,NA())","v":"NA"},{"$f":"IF($E5896=DataInput!$B5895,DataInput!K5895,NA())","v":"NA"},null,null,"SA Murray Bridge - Hahndorf Pipeline 1",null,null,null,null,false,null,null,{"$error":"#N/A"},{"$error":"#N/A"},{"$error":"#N/A"},{"$error":"#N/A"},{"$error":"#N/A"},{"$error":"#N/A"},{"$error":"#N/A"},{"$error":"#N/A"},{"$error":"#N/A"},{"$error":"#N/A"}]
[null,{"$f":"IF(DataInput!B5942=$B$8,IF($B$9=$B$10,TRUE,IF(DataInput!E5942=$B$9,TRUE,FALSE)))","v":true},null,null,{"$f":"IF(B5943=TRUE,DataInput!B5942,NA())","v":"SA"},{"$f":"IF($E5943=DataInput!$B5942,DataInput!C5942,NA())","v":"SMH2"},{"$f":"IF($E5943=DataInput!$B5942,DataInput!D5942,NA())","v":"Murray Bridge - Hahndorf Pipeline 2"},{"$f":"IF($E5943=DataInput!$B5942,DataInput!E5942,NA())","v":"ENet"},{"$f":"IF($E5943=DataInput!$B5942,DataInput!F5942,NA())","v":"Winter"},{"$f":"IF($E5943=DataInput!$B5942,DataInput!G5942,NA())","v":"Non-Coincident"},{"$f":"IF($E5943=DataInput!$B5942,DataInput!H5942,NA())","v":2013},{"$f":"IF($E5943=DataInput!$B5942,DataInput!I5942,NA())","v":"TempCorrActualPOE10"},{"$f":"IF($E5943=DataInput!$B5942,DataInput!J5942,NA())","v":"NA"},{"$f":"IF($E5943=DataInput!$B5942,DataInput!K5942,NA())","v":"NA"},null,null,"SA Murray Bridge - Hahndorf Pipeline 2",null,null,null,null,false,null,null,{"$error":"#N/A"},{"$error":"#N/A"},{"$error":"#N/A"},{"$error":"#N/A"},{"$error":"#N/A"},{"$error":"#N/A"},{"$error":"#N/A"},{"$error":"#N/A"},{"$error":"#N/A"},{"$error":"#N/A"}]
[null,{"$f":"IF(DataInput!B5973=$B$8,IF($B$9=$B$10,TRUE,IF(DataInput!E5973=$B$9,TRUE,FALSE)))","v":true},null,null,{"$f":"IF(B5974=TRUE,DataInput!B5973,NA())","v":"SA"},{"$f":"IF($E5974=DataInput!$B5973,DataInput!C5973,NA())","v":"SMH3"},{"$f":"IF($E5974=DataInput!$B5973,DataInput!D5973,NA())","v":"Murray Bridge - Hahndorf Pipeline 3"},{"$f":"IF($E5974=DataInput!$B5973,DataInput!E5973,NA())","v":"ENet"},{"$f":"IF($E5974=DataInput!$B5973,DataInput!F5973,NA())","v":"Winter"},{"$f":"IF($E5974=DataInput!$B5973,DataInput!G5973,NA())","v":"Non-Coincident"},{"$f":"IF($E5974=DataInput!$B5973,DataInput!H5973,NA())","v":2009},{"$f":"IF($E5974=DataInput!$B5973,DataInput!I5973,NA())","v":"TempCorrActualPOE50"},{"$f":"IF($E5974=DataInput!$B5973,DataInput!J5973,NA())","v":"NA"},{"$f":"IF($E5974=DataInput!$B5973,DataInput!K5973,NA())","v":"NA"},null,null,"SA Murray Bridge - Hahndorf Pipeline 3",null,null,null,null,false,null,null,{"$error":"#N/A"},{"$error":"#N/A"},{"$error":"#N/A"},{"$error":"#N/A"},{"$error":"#N/A"},{"$error":"#N/A"},{"$error":"#N/A"},{"$error":"#N/A"},{"$error":"#N/A"},{"$error":"#N/A"}]
[null,{"$f":"IF(DataInput!B5992=$B$8,IF($B$9=$B$10,TRUE,IF(DataInput!E5992=$B$9,TRUE,FALSE)))","v":true},null,null,{"$f":"IF(B5993=TRUE,DataInput!B5992,NA())","v":"SA"},{"$f":"IF($E5993=DataInput!$B5992,DataInput!C5992,NA())","v":"SMW1"},{"$f":"IF($E5993=DataInput!$B5992,DataInput!D5992,NA())","v":"Morgan - Whyalla Pipeline 1"},{"$f":"IF($E5993=DataInput!$B5992,DataInput!E5992,NA())","v":"ENet"},{"$f":"IF($E5993=DataInput!$B5992,DataInput!F5992,NA())","v":"Summer"},{"$f":"IF($E5993=DataInput!$B5992,DataInput!G5992,NA())","v":"Non-Coincident"},{"$f":"IF($E5993=DataInput!$B5992,DataInput!H5992,NA())","v":2009},{"$f":"IF($E5993=DataInput!$B5992,DataInput!I5992,NA())","v":"TempCorrActualPOE10"},{"$f":"IF($E5993=DataInput!$B5992,DataInput!J5992,NA())","v":"NA"},{"$f":"IF($E5993=DataInput!$B5992,DataInput!K5992,NA())","v":"NA"},null,null,"SA Morgan - Whyalla Pipeline 1",null,null,null,null,false,null,null,{"$error":"#N/A"},{"$error":"#N/A"},{"$error":"#N/A"},{"$error":"#N/A"},{"$error":"#N/A"},{"$error":"#N/A"},{"$error":"#N/A"},{"$error":"#N/A"},{"$error":"#N/A"},{"$error":"#N/A"}]
[null,{"$f":"IF(DataInput!B6021=$B$8,IF($B$9=$B$10,TRUE,IF(DataInput!E6021=$B$9,TRUE,FALSE)))","v":true},null,null,{"$f":"IF(B6022=TRUE,DataInput!B6021,NA())","v":"SA"},{"$f":"IF($E6022=DataInput!$B6021,DataInput!C6021,NA())","v":"SMW1"},{"$f":"IF($E6022=DataInput!$B6021,DataInput!D6021,NA())","v":"Morgan - Whyalla Pipeline 1"},{"$f":"IF($E6022=DataInput!$B6021,DataInput!E6021,NA())","v":"ENet"},{"$f":"IF($E6022=DataInput!$B6021,DataInput!F6021,NA())","v":"Winter"},{"$f":"IF($E6022=DataInput!$B6021,DataInput!G6021,NA())","v":"Non-Coincident"},{"$f":"IF($E6022=DataInput!$B6021,DataInput!H6021,NA())","v":2013},{"$f":"IF($E6022=DataInput!$B6021,DataInput!I6021,NA())","v":"TempCorrActualPOE50"},{"$f":"IF($E6022=DataInput!$B6021,DataInput!J6021,NA())","v":"NA"},{"$f":"IF($E6022=DataInput!$B6021,DataInput!K6021,NA())","v":"NA"},null,null,"SA Morgan - Whyalla Pipeline 1",null,null,null,null,false,null,null,{"$error":"#N/A"},{"$error":"#N/A"},{"$error":"#N/A"},{"$error":"#N/A"},{"$error":"#N/A"},{"$error":"#N/A"},{"$error":"#N/A"},{"$error":"#N/A"},{"$error":"#N/A"},{"$error":"#N/A"}]
[null,{"$f":"IF(DataInput!B6052=$B$8,IF($B$9=$B$10,TRUE,IF(DataInput!E6052=$B$9,TRUE,FALSE)))","v":true},null,null,{"$f":"IF(B6053=TRUE,DataInput!B6052,NA())","v":"SA"},{"$f":"IF($E6053=DataInput!$B6052,DataInput!C6052,NA())","v":"SMW2"},{"$f":"IF($E6053=DataInput!$B6052,DataInput!D6052,NA())","v":"Morgan - Whyalla Pipeline 2"},{"$f":"IF($E6053=DataInput!$B6052,DataInput!E6052,NA())","v":"ENet"},{"$f":"IF($E6053=DataInput!$B6052,DataInput!F6052,NA())","v":"Winter"},{"$f":"IF($E6053=DataInput!$B6052,DataInput!G6052,NA())","v":"Non-Coincident"},{"$f":"IF($E6053=DataInput!$B6052,DataInput!H6052,NA())","v":2008},{"$f":"IF($E6053=DataInput!$B6052,DataInput!I6052,NA())","v":"TempCorrActualPOE10"},{"$f":"IF($E6053=DataInput!$B6052,DataInput!J6052,NA())","v":"NA"},{"$f":"IF($E6053=DataInput!$B6052,DataInput!K6052,NA())","v":"NA"},null,null,"SA Morgan - Whyalla Pipeline 2",null,null,null,null,false,null,null,{"$error":"#N/A"},{"$error":"#N/A"},{"$error":"#N/A"},{"$error":"#N/A"},{"$error":"#N/A"},{"$error":"#N/A"},{"$error":"#N/A"},{"$error":"#N/A"},{"$error":"#N/A"},{"$error":"#N/A"}]
[null,{"$f":"IF(DataInput!B6070=$B$8,IF($B$9=$B$10,TRUE,IF(DataInput!E6070=$B$9,TRUE,FALSE)))","v":true},null,null,{"$f":"IF(B6071=TRUE,DataInput!B6070,NA())","v":"SA"},{"$f":"IF($E6071=DataInput!$B6070,DataInput!C6070,NA())","v":"SMW3"},{"$f":"IF($E6071=DataInput!$B6070,DataInput!D6070,NA())","v":"Morgan - Whyalla Pipeline 3"},{"$f":"IF($E6071=DataInput!$B6070,DataInput!E6070,NA())","v":"ENet"},{"$f":"IF($E6071=DataInput!$B6070,DataInput!F6070,NA())","v":"Summer"},{"$f":"IF($E6071=DataInput!$B6070,DataInput!G6070,NA())","v":"Non-Coincident"},{"$f":"IF($E6071=DataInput!$B6070,DataInput!H6070,NA())","v":2008},{"$f":"IF($E6071=DataInput!$B6070,DataInput!I6070,NA())","v":"TempCorrActualPOE10"},{"$f":"IF($E6071=DataInput!$B6070,DataInput!J6070,NA())","v":"NA"},{"$f":"IF($E6071=DataInput!$B6070,DataInput!K6070,NA())","v":"NA"},null,null,"SA Morgan - Whyalla Pipeline 3",null,null,null,null,false,null,null,{"$error":"#N/A"},{"$error":"#N/A"},{"$error":"#N/A"},{"$error":"#N/A"},{"$error":"#N/A"},{"$error":"#N/A"},{"$error":"#N/A"},{"$error":"#N/A"},{"$error":"#N/A"},{"$error":"#N/A"}]
[null,{"$f":"IF(DataInput!B6115=$B$8,IF($B$9=$B$10,TRUE,IF(DataInput!E6115=$B$9,TRUE,FALSE)))","v":true},null,null,{"$f":"IF(B6116=TRUE,DataInput!B6115,NA())","v":"SA"},{"$f":"IF($E6116=DataInput!$B6115,DataInput!C6115,NA())","v":"SMW4"},{"$f":"IF($E6116=DataInput!$B6115,DataInput!D6115,NA())","v":"Morgan - Whyalla Pipeline 4"},{"$f":"IF($E6116=DataInput!$B6115,DataInput!E6115,NA())","v":"ENet"},{"$f":"IF($E6116=DataInput!$B6115,DataInput!F6115,NA())","v":"Summer"},{"$f":"IF($E6116=DataInput!$B6115,DataInput!G6115,NA())","v":"Non-Coincident"},{"$f":"IF($E6116=DataInput!$B6115,DataInput!H6115,NA())","v":2011},{"$f":"IF($E6116=DataInput!$B6115,DataInput!I6115,NA())","v":"TempCorrActualPOE50"},{"$f":"IF($E6116=DataInput!$B6115,DataInput!J6115,NA())","v":"NA"},{"$f":"IF($E6116=DataInput!$B6115,DataInput!K6115,NA())","v":"NA"},null,null,"SA Morgan - Whyalla Pipeline 4",null,null,null,null,false,null,null,{"$error":"#N/A"},{"$error":"#N/A"},{"$error":"#N/A"},{"$error":"#N/A"},{"$error":"#N/A"},{"$error":"#N/A"},{"$error":"#N/A"},{"$error":"#N/A"},{"$error":"#N/A"},{"$error":"#N/A"}]
[null,{"$f":"IF(DataInput!B6131=$B$8,IF($B$9=$B$10,TRUE,IF(DataInput!E6131=$B$9,TRUE,FALSE)))","v":true},null,null,{"$f":"IF(B6132=TRUE,DataInput!B6131,NA())","v":"SA"},{"$f":"IF($E6132=DataInput!$B6131,DataInput!C6131,NA())","v":"SMW4"},{"$f":"IF($E6132=DataInput!$B6131,DataInput!D6131,NA())","v":"Morgan - Whyalla Pipeline 4"},{"$f":"IF($E6132=DataInput!$B6131,DataInput!E6131,NA())","v":"ENet"},{"$f":"IF($E6132=DataInput!$B6131,DataInput!F6131,NA())","v":"Winter"},{"$f":"IF($E6132=DataInput!$B6131,DataInput!G6131,NA())","v":"Non-Coincident"},{"$f":"IF($E6132=DataInput!$B6131,DataInput!H6131,NA())","v":2008},{"$f":"IF($E6132=DataInput!$B6131,DataInput!I6131,NA())","v":"TempCorrActualPOE50"},{"$f":"IF($E6132=DataInput!$B6131,DataInput!J6131,NA())","v":"NA"},{"$f":"IF($E6132=DataInput!$B6131,DataInput!K6131,NA())","v":"NA"},null,null,"SA Morgan - Whyalla Pipeline 4",null,null,null,null,false,null,null,{"$error":"#N/A"},{"$error":"#N/A"},{"$error":"#N/A"},{"$error":"#N/A"},{"$error":"#N/A"},{"$error":"#N/A"},{"$error":"#N/A"},{"$error":"#N/A"},{"$error":"#N/A"},{"$error":"#N/A"}]
[null,{"$f":"IF(DataInput!B6149=$B$8,IF($B$9=$B$10,TRUE,IF(DataInput!E6149=$B$9,TRUE,FALSE)))","v":true},null,null,{"$f":"IF(B6150=TRUE,DataInput!B6149,NA())","v":"SA"},{"$f":"IF($E6150=DataInput!$B6149,DataInput!C6149,NA())","v":"SNEU"},{"$f":"IF($E6150=DataInput!$B6149,DataInput!D6149,NA())","v":"Neuroodla"},{"$f":"IF($E6150=DataInput!$B6149,DataInput!E6149,NA())","v":"SAPN"},{"$f":"IF($E6150=DataInput!$B6149,DataInput!F6149,NA())","v":"Summer"},{"$f":"IF($E6150=DataInput!$B6149,DataInput!G6149,NA())","v":"Non-Coincident"},{"$f":"IF($E6150=DataInput!$B6149,DataInput!H6149,NA())","v":2008},{"$f":"IF($E6150=DataInput!$B6149,DataInput!I6149,NA())","v":"TempCorrActualPOE50"},{"$f":"IF($E6150=DataInput!$B6149,DataInput!J6149,NA())","v":0.90527491743969701},{"$f":"IF($E6150=DataInput!$B6149,DataInput!K6149,NA())","v":"NA"},null,null,"SA Neuroodla",null,null,null,null,false,null,null,{"$error":"#N/A"},{"$error":"#N/A"},{"$error":"#N/A"},{"$error":"#N/A"},{"$error":"#N/A"},{"$error":"#N/A"},{"$error":"#N/A"},{"$error":"#N/A"},{"$error":"#N/A"},{"$error":"#N/A"}]
[null,{"$f":"IF(DataInput!B6180=$B$8,IF($B$9=$B$10,TRUE,IF(DataInput!E6180=$B$9,TRUE,FALSE)))","v":true},null,null,{"$f":"IF(B6181=TRUE,DataInput!B6180,NA())","v":"SA"},{"$f":"IF($E6181=DataInput!$B6180,DataInput!C6180,NA())","v":"SNEU"},{"$f":"IF($E6181=DataInput!$B6180,DataInput!D6180,NA())","v":"Neuroodla"},{"$f":"IF($E6181=DataInput!$B6180,DataInput!E6180,NA())","v":"SAPN"},{"$f":"IF($E6181=DataInput!$B6180,DataInput!F6180,NA())","v":"Winter"},{"$f":"IF($E6181=DataInput!$B6180,DataInput!G6180,NA())","v":"Non-Coincident"},{"$f":"IF($E6181=DataInput!$B6180,DataInput!H6180,NA())","v":2012},{"$f":"IF($E6181=DataInput!$B6180,DataInput!I6180,NA())","v":"TempCorrActualPOE10"},{"$f":"IF($E6181=DataInput!$B6180,DataInput!J6180,NA())","v":0.85821933498437297},{"$f":"IF($E6181=DataInput!$B6180,DataInput!K6180,NA())","v":"NA"},null,null,"SA Neuroodla",null,null,null,null,false,null,null,{"$error":"#N/A"},{"$error":"#N/A"},{"$error":"#N/A"},{"$error":"#N/A"},{"$error":"#N/A"},{"$error":"#N/A"},{"$error":"#N/A"},{"$error":"#N/A"},{"$error":"#N/A"},{"$error":"#N/A"}]
[null,{"$f":"IF(DataInput!B6214=$B$8,IF($B$9=$B$10,TRUE,IF(DataInput!E6214=$B$9,TRUE,FALSE)))","v":true},null,null,{"$f":"IF(B6215=TRUE,DataInput!B6214,NA())","v":"SA"},{"$f":"IF($E6215=DataInput!$B6214,DataInput!C6214,NA())","v":"SNWB"},{"$f":"IF($E6215=DataInput!$B6214,DataInput!D6214,NA())","v":"North West Bend"},{"$f":"IF($E6215=DataInput!$B6214,DataInput!E6214,NA())","v":"SAPN"},{"$f":"IF($E6215=DataInput!$B6214,DataInput!F6214,NA())","v":"Winter"},{"$f":"IF($E6215=DataInput!$B6214,DataInput!G6214,NA())","v":"Non-Coincident"},{"$f":"IF($E6215=DataInput!$B6214,DataInput!H6214,NA())","v":2009},{"$f":"IF($E6215=DataInput!$B6214,DataInput!I6214,NA())","v":"TempCorrActualPOE10"},{"$f":"IF($E6215=DataInput!$B6214,DataInput!J6214,NA())","v":13.6799984191312},{"$f":"IF($E6215=DataInput!$B6214,DataInput!K6214,NA())","v":"NA"},null,null,"SA North West Bend",null,null,null,null,false,null,null,{"$error":"#N/A"},{"$error":"#N/A"},{"$error":"#N/A"},{"$error":"#N/A"},{"$error":"#N/A"},{"$error":"#N/A"},{"$error":"#N/A"},{"$error":"#N/A"},{"$error":"#N/A"},{"$error":"#N/A"}]
[null,{"$f":"IF(DataInput!B6257=$B$8,IF($B$9=$B$10,TRUE,IF(DataInput!E6257=$B$9,TRUE,FALSE)))","v":true},null,null,{"$f":"IF(B6258=TRUE,DataInput!B6257,NA())","v":"SA"},{"$f":"IF($E6258=DataInput!$B6257,DataInput!C6257,NA())","v":"SPLN"},{"$f":"IF($E6258=DataInput!$B6257,DataInput!D6257,NA())","v":"Port Lincoln"},{"$f":"IF($E6258=DataInput!$B6257,DataInput!E6257,NA())","v":"SAPN"},{"$f":"IF($E6258=DataInput!$B6257,DataInput!F6257,NA())","v":"Summer"},{"$f":"IF($E6258=DataInput!$B6257,DataInput!G6257,NA())","v":"Non-Coincident"},{"$f":"IF($E6258=DataInput!$B6257,DataInput!H6257,NA())","v":2015},{"$f":"IF($E6258=DataInput!$B6257,DataInput!I6257,NA())","v":"TempCorrActualPOE50"},{"$f":"IF($E6258=DataInput!$B6257,DataInput!J6257,NA())","v":28.698364157416002},{"$f":"IF($E6258=DataInput!$B6257,DataInput!K6257,NA())","v":"NA"},null,null,"SA Port Lincoln",null,null,null,null,false,null,null,{"$error":"#N/A"},{"$error":"#N/A"},{"$error":"#N/A"},{"$error":"#N/A"},{"$error":"#N/A"},{"$error":"#N/A"},{"$error":"#N/A"},{"$error":"#N/A"},{"$error":"#N/A"},{"$error":"#N/A"}]
[null,{"$f":"IF(DataInput!B6288=$B$8,IF($B$9=$B$10,TRUE,IF(DataInput!E6288=$B$9,TRUE,FALSE)))","v":true},null,null,{"$f":"IF(B6289=TRUE,DataInput!B6288,NA())","v":"SA"},{"$f":"IF($E6289=DataInput!$B6288,DataInput!C6288,NA())","v":"SPMB"},{"$f":"IF($E6289=DataInput!$B6288,DataInput!D6288,NA())","v":"Pimba"},{"$f":"IF($E6289=DataInput!$B6288,DataInput!E6288,NA())","v":"ENet"},{"$f":"IF($E6289=DataInput!$B6288,DataInput!F6288,NA())","v":"Summer"},{"$f":"IF($E6289=DataInput!$B6288,DataInput!G6288,NA())","v":"Non-Coincident"},{"$f":"IF($E6289=DataInput!$B6288,DataInput!H6288,NA())","v":2010},{"$f":"IF($E6289=DataInput!$B6288,DataInput!I6288,NA())","v":"TempCorrActualPOE10"},{"$f":"IF($E6289=DataInput!$B6288,DataInput!J6288,NA())","v":"NA"},{"$f":"IF($E6289=DataInput!$B6288,DataInput!K6288,NA())","v":"NA"},null,null,"SA Pimba",null,null,null,null,false,null,null,{"$error":"#N/A"},{"$error":"#N/A"},{"$error":"#N/A"},{"$error":"#N/A"},{"$error":"#N/A"},{"$error":"#N/A"},{"$error":"#N/A"},{"$error":"#N/A"},{"$error":"#N/A"},{"$error":"#N/A"}]
[null,{"$f":"IF(DataInput!B6306=$B$8,IF($B$9=$B$10,TRUE,IF(DataInput!E6306=$B$9,TRUE,FALSE)))","v":true},null,null,{"$f":"IF(B6307=TRUE,DataInput!B6306,NA())","v":"SA"},{"$f":"IF($E6307=DataInput!$B6306,DataInput!C6306,NA())","v":"SPMB"},{"$f":"IF($E6307=DataInput!$B6306,DataInput!D6306,NA())","v":"Pimba"},{"$f":"IF($E6307=DataInput!$B6306,DataInput!E6306,NA())","v":"ENet"},{"$f":"IF($E6307=DataInput!$B6306,DataInput!F6306,NA())","v":"Winter"},{"$f":"IF($E6307=DataInput!$B6306,DataInput!G6306,NA())","v":"Non-Coincident"},{"$f":"IF($E6307=DataInput!$B6306,DataInput!H6306,NA())","v":2008},{"$f":"IF($E6307=DataInput!$B6306,DataInput!I6306,NA())","v":"TempCorrActualPOE10"},{"$f":"IF($E6307=DataInput!$B6306,DataInput!J6306,NA())","v":"NA"},{"$f":"IF($E6307=DataInput!$B6306,DataInput!K6306,NA())","v":"NA"},null,null,"SA Pimba",null,null,null,null,false,null,null,{"$error":"#N/A"},{"$error":"#N/A"},{"$error":"#N/A"},{"$error":"#N/A"},{"$error":"#N/A"},{"$error":"#N/A"},{"$error":"#N/A"},{"$error":"#N/A"},{"$error":"#N/A"},{"$error":"#N/A"}]
[null,{"$f":"IF(DataInput!B6337=$B$8,IF($B$9=$B$10,TRUE,IF(DataInput!E6337=$B$9,TRUE,FALSE)))","v":true},null,null,{"$f":"IF(B6338=TRUE,DataInput!B6337,NA())","v":"SA"},{"$f":"IF($E6338=DataInput!$B6337,DataInput!C6337,NA())","v":"SRSW"},{"$f":"IF($E6338=DataInput!$B6337,DataInput!D6337,NA())","v":"Roseworthy"},{"$f":"IF($E6338=DataInput!$B6337,DataInput!E6337,NA())","v":"ENet"},{"$f":"IF($E6338=DataInput!$B6337,DataInput!F6337,NA())","v":"Summer"},{"$f":"IF($E6338=DataInput!$B6337,DataInput!G6337,NA())","v":"Non-Coincident"},{"$f":"IF($E6338=DataInput!$B6337,DataInput!H6337,NA())","v":2015},{"$f":"IF($E6338=DataInput!$B6337,DataInput!I6337,NA())","v":"TempCorrActualPOE50"},{"$f":"IF($E6338=DataInput!$B6337,DataInput!J6337,NA())","v":"NA"},{"$f":"IF($E6338=DataInput!$B6337,DataInput!K6337,NA())","v":"NA"},null,null,"SA Roseworthy",null,null,null,null,false,null,null,{"$error":"#N/A"},{"$error":"#N/A"},{"$error":"#N/A"},{"$error":"#N/A"},{"$error":"#N/A"},{"$error":"#N/A"},{"$error":"#N/A"},{"$error":"#N/A"},{"$error":"#N/A"},{"$error":"#N/A"}]
[null,{"$f":"IF(DataInput!B6354=$B$8,IF($B$9=$B$10,TRUE,IF(DataInput!E6354=$B$9,TRUE,FALSE)))","v":true},null,null,{"$f":"IF(B6355=TRUE,DataInput!B6354,NA())","v":"SA"},{"$f":"IF($E6355=DataInput!$B6354,DataInput!C6354,NA())","v":"SRSW"},{"$f":"IF($E6355=DataInput!$B6354,DataInput!D6354,NA())","v":"Roseworthy"},{"$f":"IF($E6355=DataInput!$B6354,DataInput!E6354,NA())","v":"ENet"},{"$f":"IF($E6355=DataInput!$B6354,DataInput!F6354,NA())","v":"Winter"},{"$f":"IF($E6355=DataInput!$B6354,DataInput!G6354,NA())","v":"Non-Coincident"},{"$f":"IF($E6355=DataInput!$B6354,DataInput!H6354,NA())","v":2012},{"$f":"IF($E6355=DataInput!$B6354,DataInput!I6354,NA())","v":"TempCorrActualPOE10"},{"$f":"IF($E6355=DataInput!$B6354,DataInput!J6354,NA())","v":"NA"},{"$f":"IF($E6355=DataInput!$B6354,DataInput!K6354,NA())","v":"NA"},null,null,"SA Roseworthy",null,null,null,null,false,null,null,{"$error":"#N/A"},{"$error":"#N/A"},{"$error":"#N/A"},{"$error":"#N/A"},{"$error":"#N/A"},{"$error":"#N/A"},{"$error":"#N/A"},{"$error":"#N/A"},{"$error":"#N/A"},{"$error":"#N/A"}]
[null,{"$f":"IF(DataInput!B6385=$B$8,IF($B$9=$B$10,TRUE,IF(DataInput!E6385=$B$9,TRUE,FALSE)))","v":true},null,null,{"$f":"IF(B6386=TRUE,DataInput!B6385,NA())","v":"SA"},{"$f":"IF($E6386=DataInput!$B6385,DataInput!C6385,NA())","v":"SSNN"},{"$f":"IF($E6386=DataInput!$B6385,DataInput!D6385,NA())","v":"Snuggery Industrial"},{"$f":"IF($E6386=DataInput!$B6385,DataInput!E6385,NA())","v":"SAPN"},{"$f":"IF($E6386=DataInput!$B6385,DataInput!F6385,NA())","v":"Winter"},{"$f":"IF($E6386=DataInput!$B6385,DataInput!G6385,NA())","v":"Non-Coincident"},{"$f":"IF($E6386=DataInput!$B6385,DataInput!H6385,NA())","v":2008},{"$f":"IF($E6386=DataInput!$B6385,DataInput!I6385,NA())","v":"TempCorrActualPOE50"},{"$f":"IF($E6386=DataInput!$B6385,DataInput!J6385,NA())","v":42.9370865064393},{"$f":"IF($E6386=DataInput!$B6385,DataInput!K6385,NA())","v":"NA"},null,null,"SA Snuggery Industrial",null,null,null,null,false,null,null,{"$error":"#N/A"},{"$error":"#N/A"},{"$error":"#N/A"},{"$error":"#N/A"},{"$error":"#N/A"},{"$error":"#N/A"},{"$error":"#N/A"},{"$error":"#N/A"},{"$error":"#N/A"},{"$error":"#N/A"}]
[null,{"$f":"IF(DataInput!B6416=$B$8,IF($B$9=$B$10,TRUE,IF(DataInput!E6416=$B$9,TRUE,FALSE)))","v":true},null,null,{"$f":"IF(B6417=TRUE,DataInput!B6416,NA())","v":"SA"},{"$f":"IF($E6417=DataInput!$B6416,DataInput!C6416,NA())","v":"SSNR"},{"$f":"IF($E6417=DataInput!$B6416,DataInput!D6416,NA())","v":"Snuggery Rural"},{"$f":"IF($E6417=DataInput!$B6416,DataInput!E6416,NA())","v":"SAPN"},{"$f":"IF($E6417=DataInput!$B6416,DataInput!F6416,NA())","v":"Summer"},{"$f":"IF($E6417=DataInput!$B6416,DataInput!G6416,NA())","v":"Non-Coincident"},{"$f":"IF($E6417=DataInput!$B6416,DataInput!H6416,NA())","v":2014},{"$f":"IF($E6417=DataInput!$B6416,DataInput!I6416,NA())","v":"TempCorrActualPOE10"},{"$f":"IF($E6417=DataInput!$B6416,DataInput!J6416,NA())","v":14.564621211779301},{"$f":"IF($E6417=DataInput!$B6416,DataInput!K6416,NA())","v":"NA"},null,null,"SA Snuggery Rural",null,null,null,null,false,null,null,{"$error":"#N/A"},{"$error":"#N/A"},{"$error":"#N/A"},{"$error":"#N/A"},{"$error":"#N/A"},{"$error":"#N/A"},{"$error":"#N/A"},{"$error":"#N/A"},{"$error":"#N/A"},{"$error":"#N/A"}]
[null,{"$f":"IF(DataInput!B6436=$B$8,IF($B$9=$B$10,TRUE,IF(DataInput!E6436=$B$9,TRUE,FALSE)))","v":true},null,null,{"$f":"IF(B6437=TRUE,DataInput!B6436,NA())","v":"SA"},{"$f":"IF($E6437=DataInput!$B6436,DataInput!C6436,NA())","v":"SSNR"},{"$f":"IF($E6437=DataInput!$B6436,DataInput!D6436,NA())","v":"Snuggery Rural"},{"$f":"IF($E6437=DataInput!$B6436,DataInput!E6436,NA())","v":"SAPN"},{"$f":"IF($E6437=DataInput!$B6436,DataInput!F6436,NA())","v":"Winter"},{"$f":"IF($E6437=DataInput!$B6436,DataInput!G6436,NA())","v":"Non-Coincident"},{"$f":"IF($E6437=DataInput!$B6436,DataInput!H6436,NA())","v":2013},{"$f":"IF($E6437=DataInput!$B6436,DataInput!I6436,NA())","v":"TempCorrActualPOE10"},{"$f":"IF($E6437=DataInput!$B6436,DataInput!J6436,NA())","v":12.0799592291787},{"$f":"IF($E6437=DataInput!$B6436,DataInput!K6436,NA())","v":"NA"},null,null,"SA Snuggery Rural",null,null,null,null,false,null,null,{"$error":"#N/A"},{"$error":"#N/A"},{"$error":"#N/A"},{"$error":"#N/A"},{"$error":"#N/A"},{"$error":"#N/A"},{"$error":"#N/A"},{"$error":"#N/A"},{"$error":"#N/A"},{"$error":"#N/A"}]
[null,{"$f":"IF(DataInput!B6464=$B$8,IF($B$9=$B$10,TRUE,IF(DataInput!E6464=$B$9,TRUE,FALSE)))","v":true},null,null,{"$f":"IF(B6465=TRUE,DataInput!B6464,NA())","v":"SA"},{"$f":"IF($E6465=DataInput!$B6464,DataInput!C6464,NA())","v":"STAL"},{"$f":"IF($E6465=DataInput!$B6464,DataInput!D6464,NA())","v":"Tailem Bend"},{"$f":"IF($E6465=DataInput!$B6464,DataInput!E6464,NA())","v":"SAPN"},{"$f":"IF($E6465=DataInput!$B6464,DataInput!F6464,NA())","v":"Winter"},{"$f":"IF($E6465=DataInput!$B6464,DataInput!G6464,NA())","v":"Non-Coincident"},{"$f":"IF($E6465=DataInput!$B6464,DataInput!H6464,NA())","v":2011},{"$f":"IF($E6465=DataInput!$B6464,DataInput!I6464,NA())","v":"TempCorrActualPOE10"},{"$f":"IF($E6465=DataInput!$B6464,DataInput!J6464,NA())","v":16.126817032119401},{"$f":"IF($E6465=DataInput!$B6464,DataInput!K6464,NA())","v":"NA"},null,null,"SA Tailem Bend",null,null,null,null,false,null,null,{"$error":"#N/A"},{"$error":"#N/A"},{"$error":"#N/A"},{"$error":"#N/A"},{"$error":"#N/A"},{"$error":"#N/A"},{"$error":"#N/A"},{"$error":"#N/A"},{"$error":"#N/A"},{"$error":"#N/A"}]
[null,{"$f":"IF(DataInput!B6495=$B$8,IF($B$9=$B$10,TRUE,IF(DataInput!E6495=$B$9,TRUE,FALSE)))","v":true},null,null,{"$f":"IF(B6496=TRUE,DataInput!B6495,NA())","v":"SA"},{"$f":"IF($E6496=DataInput!$B6495,DataInput!C6495,NA())","v":"STEM"},{"$f":"IF($E6496=DataInput!$B6495,DataInput!D6495,NA())","v":"Templers"},{"$f":"IF($E6496=DataInput!$B6495,DataInput!E6495,NA())","v":"SAPN"},{"$f":"IF($E6496=DataInput!$B6495,DataInput!F6495,NA())","v":"Winter"},{"$f":"IF($E6496=DataInput!$B6495,DataInput!G6495,NA())","v":"Non-Coincident"},{"$f":"IF($E6496=DataInput!$B6495,DataInput!H6495,NA())","v":2011},{"$f":"IF($E6496=DataInput!$B6495,DataInput!I6495,NA())","v":"TempCorrActualPOE50"},{"$f":"IF($E6496=DataInput!$B6495,DataInput!J6495,NA())","v":19.1649810594838},{"$f":"IF($E6496=DataInput!$B6495,DataInput!K6495,NA())","v":"NA"},null,null,"SA Templers",null,null,null,null,false,null,null,{"$error":"#N/A"},{"$error":"#N/A"},{"$error":"#N/A"},{"$error":"#N/A"},{"$error":"#N/A"},{"$error":"#N/A"},{"$error":"#N/A"},{"$error":"#N/A"},{"$error":"#N/A"},{"$error":"#N/A"}]
[null,{"$f":"IF(DataInput!B6542=$B$8,IF($B$9=$B$10,TRUE,IF(DataInput!E6542=$B$9,TRUE,FALSE)))","v":true},null,null,{"$f":"IF(B6543=TRUE,DataInput!B6542,NA())","v":"SA"},{"$f":"IF($E6543=DataInput!$B6542,DataInput!C6542,NA())","v":"SWMA"},{"$f":"IF($E6543=DataInput!$B6542,DataInput!D6542,NA())","v":"Woomera"},{"$f":"IF($E6543=DataInput!$B6542,DataInput!E6542,NA())","v":"ENet"},{"$f":"IF($E6543=DataInput!$B6542,DataInput!F6542,NA())","v":"Summer"},{"$f":"IF($E6543=DataInput!$B6542,DataInput!G6542,NA())","v":"Non-Coincident"},{"$f":"IF($E6543=DataInput!$B6542,DataInput!H6542,NA())","v":2016},{"$f":"IF($E6543=DataInput!$B6542,DataInput!I6542,NA())","v":"TempCorrActualPOE10"},{"$f":"IF($E6543=DataInput!$B6542,DataInput!J6542,NA())","v":"NA"},{"$f":"IF($E6543=DataInput!$B6542,DataInput!K6542,NA())","v":"NA"},null,null,"SA Woomera",null,null,null,null,false,null,null,{"$error":"#N/A"},{"$error":"#N/A"},{"$error":"#N/A"},{"$error":"#N/A"},{"$error":"#N/A"},{"$error":"#N/A"},{"$error":"#N/A"},{"$error":"#N/A"},{"$error":"#N/A"},{"$error":"#N/A"}]
[null,{"$f":"IF(DataInput!B6559=$B$8,IF($B$9=$B$10,TRUE,IF(DataInput!E6559=$B$9,TRUE,FALSE)))","v":true},null,null,{"$f":"IF(B6560=TRUE,DataInput!B6559,NA())","v":"SA"},{"$f":"IF($E6560=DataInput!$B6559,DataInput!C6559,NA())","v":"SWMA"},{"$f":"IF($E6560=DataInput!$B6559,DataInput!D6559,NA())","v":"Woomera"},{"$f":"IF($E6560=DataInput!$B6559,DataInput!E6559,NA())","v":"ENet"},{"$f":"IF($E6560=DataInput!$B6559,DataInput!F6559,NA())","v":"Winter"},{"$f":"IF($E6560=DataInput!$B6559,DataInput!G6559,NA())","v":"Non-Coincident"},{"$f":"IF($E6560=DataInput!$B6559,DataInput!H6559,NA())","v":2014},{"$f":"IF($E6560=DataInput!$B6559,DataInput!I6559,NA())","v":"TempCorrActualPOE50"},{"$f":"IF($E6560=DataInput!$B6559,DataInput!J6559,NA())","v":"NA"},{"$f":"IF($E6560=DataInput!$B6559,DataInput!K6559,NA())","v":"NA"},null,null,"SA Woomera",null,null,null,null,false,null,null,{"$error":"#N/A"},{"$error":"#N/A"},{"$error":"#N/A"},{"$error":"#N/A"},{"$error":"#N/A"},{"$error":"#N/A"},{"$error":"#N/A"},{"$error":"#N/A"},{"$error":"#N/A"},{"$error":"#N/A"}]
[null,{"$f":"IF(DataInput!B6590=$B$8,IF($B$9=$B$10,TRUE,IF(DataInput!E6590=$B$9,TRUE,FALSE)))","v":true},null,null,{"$f":"IF(B6591=TRUE,DataInput!B6590,NA())","v":"SA"},{"$f":"IF($E6591=DataInput!$B6590,DataInput!C6590,NA())","v":"SWUD"},{"$f":"IF($E6591=DataInput!$B6590,DataInput!D6590,NA())","v":"Wudinna"},{"$f":"IF($E6591=DataInput!$B6590,DataInput!E6590,NA())","v":"SAPN"},{"$f":"IF($E6591=DataInput!$B6590,DataInput!F6590,NA())","v":"Winter"},{"$f":"IF($E6591=DataInput!$B6590,DataInput!G6590,NA())","v":"Non-Coincident"},{"$f":"IF($E6591=DataInput!$B6590,DataInput!H6590,NA())","v":2009},{"$f":"IF($E6591=DataInput!$B6590,DataInput!I6590,NA())","v":"TempCorrActualPOE10"},{"$f":"IF($E6591=DataInput!$B6590,DataInput!J6590,NA())","v":11.4032644370344},{"$f":"IF($E6591=DataInput!$B6590,DataInput!K6590,NA())","v":"NA"},null,null,"SA Wudinna",null,null,null,null,false,null,null,{"$error":"#N/A"},{"$error":"#N/A"},{"$error":"#N/A"},{"$error":"#N/A"},{"$error":"#N/A"},{"$error":"#N/A"},{"$error":"#N/A"},{"$error":"#N/A"},{"$error":"#N/A"},{"$error":"#N/A"}]
[null,{"$f":"IF(DataInput!B6621=$B$8,IF($B$9=$B$10,TRUE,IF(DataInput!E6621=$B$9,TRUE,FALSE)))","v":true},null,null,{"$f":"IF(B6622=TRUE,DataInput!B6621,NA())","v":"SA"},{"$f":"IF($E6622=DataInput!$B6621,DataInput!C6621,NA())","v":"SYAD"},{"$f":"IF($E6622=DataInput!$B6621,DataInput!D6621,NA())","v":"Yadnarie"},{"$f":"IF($E6622=DataInput!$B6621,DataInput!E6621,NA())","v":"SAPN"},{"$f":"IF($E6622=DataInput!$B6621,DataInput!F6621,NA())","v":"Summer"},{"$f":"IF($E6622=DataInput!$B6621,DataInput!G6621,NA())","v":"Non-Coincident"},{"$f":"IF($E6622=DataInput!$B6621,DataInput!H6621,NA())","v":2016},{"$f":"IF($E6622=DataInput!$B6621,DataInput!I6621,NA())","v":"TempCorrActualPOE50"},{"$f":"IF($E6622=DataInput!$B6621,DataInput!J6621,NA())","v":8.7668632227067},{"$f":"IF($E6622=DataInput!$B6621,DataInput!K6621,NA())","v":"NA"},null,null,"SA Yadnarie",null,null,null,null,false,null,null,{"$error":"#N/A"},{"$error":"#N/A"},{"$error":"#N/A"},{"$error":"#N/A"},{"$error":"#N/A"},{"$error":"#N/A"},{"$error":"#N/A"},{"$error":"#N/A"},{"$error":"#N/A"},{"$error":"#N/A"}]
[null,{"$f":"IF(DataInput!B6652=$B$8,IF($B$9=$B$10,TRUE,IF(DataInput!E6652=$B$9,TRUE,FALSE)))","v":true},null,null,{"$f":"IF(B6653=TRUE,DataInput!B6652,NA())","v":"SA"},{"$f":"IF($E6653=DataInput!$B6652,DataInput!C6652,NA())","v":"SMLB"},{"$f":"IF($E6653=DataInput!$B6652,DataInput!D6652,NA())","v":"Millbrook"},{"$f":"IF($E6653=DataInput!$B6652,DataInput!E6652,NA())","v":"ENet"},{"$f":"IF($E6653=DataInput!$B6652,DataInput!F6652,NA())","v":"Summer"},{"$f":"IF($E6653=DataInput!$B6652,DataInput!G6652,NA())","v":"Non-Coincident"},{"$f":"IF($E6653=DataInput!$B6652,DataInput!H6652,NA())","v":2011},{"$f":"IF($E6653=DataInput!$B6652,DataInput!I6652,NA())","v":"TempCorrActualPOE10"},{"$f":"IF($E6653=DataInput!$B6652,DataInput!J6652,NA())","v":"NA"},{"$f":"IF($E6653=DataInput!$B6652,DataInput!K6652,NA())","v":"NA"},null,null,"SA Millbrook",null,null,null,null,false,null,null,{"$f":"IF($V6653=TRUE,E6653,NA())","v":{"$error":"#N/A"}},{"$f":"IF($V6653=TRUE,F6653,NA())","v":{"$error":"#N/A"}},{"$f":"IF($V6653=TRUE,G6653,NA())","v":{"$error":"#N/A"}},{"$f":"IF($V6653=TRUE,H6653,NA())","v":{"$error":"#N/A"}},{"$f":"IF($V6653=TRUE,I6653,NA())","v":{"$error":"#N/A"}},{"$f":"IF($V6653=TRUE,J6653,NA())","v":{"$error":"#N/A"}},{"$f":"IF($V6653=TRUE,K6653,NA())","v":{"$error":"#N/A"}},{"$f":"IF($V6653=TRUE,L6653,NA())","v":{"$error":"#N/A"}},{"$f":"IF($V6653=TRUE,M6653,NA())","v":{"$error":"#N/A"}},{"$f":"IF($V6653=TRUE,N6653,NA())","v":{"$error":"#N/A"}}]
[null,{"$f":"IF(DataInput!B6686=$B$8,IF($B$9=$B$10,TRUE,IF(DataInput!E6686=$B$9,TRUE,FALSE)))","v":true},null,null,{"$f":"IF(B6687=TRUE,DataInput!B6686,NA())","v":"SA"},{"$f":"IF($E6687=DataInput!$B6686,DataInput!C6686,NA())","v":"ADEL"},{"$f":"IF($E6687=DataInput!$B6686,DataInput!D6686,NA())","v":"Adelaide Central"},{"$f":"IF($E6687=DataInput!$B6686,DataInput!E6686,NA())","v":"SAPN"},{"$f":"IF($E6687=DataInput!$B6686,DataInput!F6686,NA())","v":"Summer"},{"$f":"IF($E6687=DataInput!$B6686,DataInput!G6686,NA())","v":"Non-Coincident"},{"$f":"IF($E6687=DataInput!$B6686,DataInput!H6686,NA())","v":2008},{"$f":"IF($E6687=DataInput!$B6686,DataInput!I6686,NA())","v":"TempCorrActualPOE10"},{"$f":"IF($E6687=DataInput!$B6686,DataInput!J6686,NA())","v":220.67546759447399},{"$f":"IF($E6687=DataInput!$B6686,DataInput!K6686,NA())","v":"NA"},null,null,"SA Adelaide Central",null,null,null,null,true,null,null,"SA","ADEL","Adelaide Central","SAPN","Summer","Non-Coincident",2008,"TempCorrActualPOE10",220.67546759447399,"NA"]
[null,{"$f":"IF(DataInput!B6700=$B$8,IF($B$9=$B$10,TRUE,IF(DataInput!E6700=$B$9,TRUE,FALSE)))","v":true},null,null,{"$f":"IF(B6701=TRUE,DataInput!B6700,NA())","v":"SA"},{"$f":"IF($E6701=DataInput!$B6700,DataInput!C6700,NA())","v":"ADEL"},{"$f":"IF($E6701=DataInput!$B6700,DataInput!D6700,NA())","v":"Adelaide Central"},{"$f":"IF($E6701=DataInput!$B6700,DataInput!E6700,NA())","v":"SAPN"},{"$f":"IF($E6701=DataInput!$B6700,DataInput!F6700,NA())","v":"Summer"},{"$f":"IF($E6701=DataInput!$B6700,DataInput!G6700,NA())","v":"Non-Coincident"},{"$f":"IF($E6701=DataInput!$B6700,DataInput!H6700,NA())","v":2015},{"$f":"IF($E6701=DataInput!$B6700,DataInput!I6700,NA())","v":"TempCorrActualPOE10"},{"$f":"IF($E6701=DataInput!$B6700,DataInput!J6700,NA())","v":205.407903261851},{"$f":"IF($E6701=DataInput!$B6700,DataInput!K6700,NA())","v":"NA"},null,null,"SA Adelaide Central",null,null,null,null,true,null,null,"SA","ADEL","Adelaide Central","SAPN","Summer","Non-Coincident",2015,"TempCorrActualPOE10",205.407903261851,"NA"]
[null,{"$f":"IF(DataInput!B6747=$B$8,IF($B$9=$B$10,TRUE,IF(DataInput!E6747=$B$9,TRUE,FALSE)))","v":true},null,null,{"$f":"IF(B6748=TRUE,DataInput!B6747,NA())","v":"SA"},{"$f":"IF($E6748=DataInput!$B6747,DataInput!C6747,NA())","v":"EAST"},{"$f":"IF($E6748=DataInput!$B6747,DataInput!D6747,NA())","v":"Eastern Suburbs"},{"$f":"IF($E6748=DataInput!$B6747,DataInput!E6747,NA())","v":"SAPN"},{"$f":"IF($E6748=DataInput!$B6747,DataInput!F6747,NA())","v":"Winter"},{"$f":"IF($E6748=DataInput!$B6747,DataInput!G6747,NA())","v":"Non-Coincident"},{"$f":"IF($E6748=DataInput!$B6747,DataInput!H6747,NA())","v":2008},{"$f":"IF($E6748=DataInput!$B6747,DataInput!I6747,NA())","v":"TempCorrActualPOE50"},{"$f":"IF($E6748=DataInput!$B6747,DataInput!J6747,NA())","v":490.64883104991401},{"$f":"IF($E6748=DataInput!$B6747,DataInput!K6747,NA())","v":"NA"},null,null,"SA Eastern Suburbs",null,null,null,null,false,null,null,{"$error":"#N/A"},{"$error":"#N/A"},{"$error":"#N/A"},{"$error":"#N/A"},{"$error":"#N/A"},{"$error":"#N/A"},{"$error":"#N/A"},{"$error":"#N/A"},{"$error":"#N/A"},{"$error":"#N/A"}]
[null,{"$f":"IF(DataInput!B6778=$B$8,IF($B$9=$B$10,TRUE,IF(DataInput!E6778=$B$9,TRUE,FALSE)))","v":true},null,null,{"$f":"IF(B6779=TRUE,DataInput!B6778,NA())","v":"SA"},{"$f":"IF($E6779=DataInput!$B6778,DataInput!C6778,NA())","v":"SOUT"},{"$f":"IF($E6779=DataInput!$B6778,DataInput!D6778,NA())","v":"Southern Suburbs"},{"$f":"IF($E6779=DataInput!$B6778,DataInput!E6778,NA())","v":"SAPN"},{"$f":"IF($E6779=DataInput!$B6778,DataInput!F6778,NA())","v":"Summer"},{"$f":"IF($E6779=DataInput!$B6778,DataInput!G6778,NA())","v":"Non-Coincident"},{"$f":"IF($E6779=DataInput!$B6778,DataInput!H6778,NA())","v":2014},{"$f":"IF($E6779=DataInput!$B6778,DataInput!I6778,NA())","v":"TempCorrActualPOE10"},{"$f":"IF($E6779=DataInput!$B6778,DataInput!J6778,NA())","v":674.80868084489805},{"$f":"IF($E6779=DataInput!$B6778,DataInput!K6778,NA())","v":"NA"},null,null,"SA Southern Suburbs",null,null,null,null,false,null,null,{"$error":"#N/A"},{"$error":"#N/A"},{"$error":"#N/A"},{"$error":"#N/A"},{"$error":"#N/A"},{"$error":"#N/A"},{"$error":"#N/A"},{"$error":"#N/A"},{"$error":"#N/A"},{"$error":"#N/A"}]
[null,{"$f":"IF(DataInput!B6781=$B$8,IF($B$9=$B$10,TRUE,IF(DataInput!E6781=$B$9,TRUE,FALSE)))","v":true},null,null,{"$f":"IF(B6782=TRUE,DataInput!B6781,NA())","v":"SA"},{"$f":"IF($E6782=DataInput!$B6781,DataInput!C6781,NA())","v":"SOUT"},{"$f":"IF($E6782=DataInput!$B6781,DataInput!D6781,NA())","v":"Southern Suburbs"},{"$f":"IF($E6782=DataInput!$B6781,DataInput!E6781,NA())","v":"SAPN"},{"$f":"IF($E6782=DataInput!$B6781,DataInput!F6781,NA())","v":"Summer"},{"$f":"IF($E6782=DataInput!$B6781,DataInput!G6781,NA())","v":"Non-Coincident"},{"$f":"IF($E6782=DataInput!$B6781,DataInput!H6781,NA())","v":2016},{"$f":"IF($E6782=DataInput!$B6781,DataInput!I6781,NA())","v":"TempCorrActualPOE50"},{"$f":"IF($E6782=DataInput!$B6781,DataInput!J6781,NA())","v":600.39710879473796},{"$f":"IF($E6782=DataInput!$B6781,DataInput!K6781,NA())","v":"NA"},null,null,"SA Southern Suburbs",null,null,null,null,false,null,null,{"$error":"#N/A"},{"$error":"#N/A"},{"$error":"#N/A"},{"$error":"#N/A"},{"$error":"#N/A"},{"$error":"#N/A"},{"$error":"#N/A"},{"$error":"#N/A"},{"$error":"#N/A"},{"$error":"#N/A"}]
[null,{"$f":"IF(DataInput!B6826=$B$8,IF($B$9=$B$10,TRUE,IF(DataInput!E6826=$B$9,TRUE,FALSE)))","v":true},null,null,{"$f":"IF(B6827=TRUE,DataInput!B6826,NA())","v":"SA"},{"$f":"IF($E6827=DataInput!$B6826,DataInput!C6826,NA())","v":"WEST"},{"$f":"IF($E6827=DataInput!$B6826,DataInput!D6826,NA())","v":"Western Suburbs"},{"$f":"IF($E6827=DataInput!$B6826,DataInput!E6826,NA())","v":"SAPN"},{"$f":"IF($E6827=DataInput!$B6826,DataInput!F6826,NA())","v":"Winter"},{"$f":"IF($E6827=DataInput!$B6826,DataInput!G6826,NA())","v":"Non-Coincident"},{"$f":"IF($E6827=DataInput!$B6826,DataInput!H6826,NA())","v":2007},{"$f":"IF($E6827=DataInput!$B6826,DataInput!I6826,NA())","v":"TempCorrActualPOE10"},{"$f":"IF($E6827=DataInput!$B6826,DataInput!J6826,NA())","v":362.658505396203},{"$f":"IF($E6827=DataInput!$B6826,DataInput!K6826,NA())","v":"NA"},null,null,"SA Western Suburbs",null,null,null,null,false,null,null,{"$error":"#N/A"},{"$error":"#N/A"},{"$error":"#N/A"},{"$error":"#N/A"},{"$error":"#N/A"},{"$error":"#N/A"},{"$error":"#N/A"},{"$error":"#N/A"},{"$error":"#N/A"},{"$error":"#N/A"}]
[null,{"$f":"IF(DataInput!B6857=$B$8,IF($B$9=$B$10,TRUE,IF(DataInput!E6857=$B$9,TRUE,FALSE)))","v":true},null,null,{"$f":"IF(B6858=TRUE,DataInput!B6857,NA())","v":"SA"},{"$f":"IF($E6858=DataInput!$B6857,DataInput!C6857,NA())","v":"NORT"},{"$f":"IF($E6858=DataInput!$B6857,DataInput!D6857,NA())","v":"Northern Suburbs"},{"$f":"IF($E6858=DataInput!$B6857,DataInput!E6857,NA())","v":"SAPN"},{"$f":"IF($E6858=DataInput!$B6857,DataInput!F6857,NA())","v":"Summer"},{"$f":"IF($E6858=DataInput!$B6857,DataInput!G6857,NA())","v":"Non-Coincident"},{"$f":"IF($E6858=DataInput!$B6857,DataInput!H6857,NA())","v":2014},{"$f":"IF($E6858=DataInput!$B6857,DataInput!I6857,NA())","v":"TempCorrActualPOE50"},{"$f":"IF($E6858=DataInput!$B6857,DataInput!J6857,NA())","v":295.59090609511799},{"$f":"IF($E6858=DataInput!$B6857,DataInput!K6857,NA())","v":"NA"},null,null,"SA Northern Suburbs",null,null,null,null,false,null,null,{"$error":"#N/A"},{"$error":"#N/A"},{"$error":"#N/A"},{"$error":"#N/A"},{"$error":"#N/A"},{"$error":"#N/A"},{"$error":"#N/A"},{"$error":"#N/A"},{"$error":"#N/A"},{"$error":"#N/A"}]
[null,{"$f":"IF(DataInput!B6888=$B$8,IF($B$9=$B$10,TRUE,IF(DataInput!E6888=$B$9,TRUE,FALSE)))","v":true},null,null,{"$f":"IF(B6889=TRUE,DataInput!B6888,NA())","v":"SA"},{"$f":"IF($E6889=DataInput!$B6888,DataInput!C6888,NA())","v":"PPIR"},{"$f":"IF($E6889=DataInput!$B6888,DataInput!D6888,NA())","v":"Port Pirie Network"},{"$f":"IF($E6889=DataInput!$B6888,DataInput!E6888,NA())","v":"SAPN"},{"$f":"IF($E6889=DataInput!$B6888,DataInput!F6888,NA())","v":"Summer"},{"$f":"IF($E6889=DataInput!$B6888,DataInput!G6888,NA())","v":"Non-Coincident"},{"$f":"IF($E6889=DataInput!$B6888,DataInput!H6888,NA())","v":2009},{"$f":"IF($E6889=DataInput!$B6888,DataInput!I6888,NA())","v":"TempCorrActualPOE10"},{"$f":"IF($E6889=DataInput!$B6888,DataInput!J6888,NA())","v":73.9964579719325},{"$f":"IF($E6889=DataInput!$B6888,DataInput!K6888,NA())","v":"NA"},null,null,"SA Port Pirie Network",null,null,null,null,false,null,null,{"$error":"#N/A"},{"$error":"#N/A"},{"$error":"#N/A"},{"$error":"#N/A"},{"$error":"#N/A"},{"$error":"#N/A"},{"$error":"#N/A"},{"$error":"#N/A"},{"$error":"#N/A"},{"$error":"#N/A"}]
[null,{"$f":"IF(DataInput!B6908=$B$8,IF($B$9=$B$10,TRUE,IF(DataInput!E6908=$B$9,TRUE,FALSE)))","v":true},null,null,{"$f":"IF(B6909=TRUE,DataInput!B6908,NA())","v":"SA"},{"$f":"IF($E6909=DataInput!$B6908,DataInput!C6908,NA())","v":"PPIR"},{"$f":"IF($E6909=DataInput!$B6908,DataInput!D6908,NA())","v":"Port Pirie Network"},{"$f":"IF($E6909=DataInput!$B6908,DataInput!E6908,NA())","v":"SAPN"},{"$f":"IF($E6909=DataInput!$B6908,DataInput!F6908,NA())","v":"Winter"},{"$f":"IF($E6909=DataInput!$B6908,DataInput!G6908,NA())","v":"Non-Coincident"},{"$f":"IF($E6909=DataInput!$B6908,DataInput!H6908,NA())","v":2008},{"$f":"IF($E6909=DataInput!$B6908,DataInput!I6908,NA())","v":"TempCorrActualPOE10"},{"$f":"IF($E6909=DataInput!$B6908,DataInput!J6908,NA())","v":63.0333820575216},{"$f":"IF($E6909=DataInput!$B6908,DataInput!K6908,NA())","v":"NA"},null,null,"SA Port Pirie Network",null,null,null,null,false,null,null,{"$f":"IF($V6909=TRUE,E6909,NA())","v":{"$error":"#N/A"}},{"$f":"IF($V6909=TRUE,F6909,NA())","v":{"$error":"#N/A"}},{"$f":"IF($V6909=TRUE,G6909,NA())","v":{"$error":"#N/A"}},{"$f":"IF($V6909=TRUE,H6909,NA())","v":{"$error":"#N/A"}},{"$f":"IF($V6909=TRUE,I6909,NA())","v":{"$error":"#N/A"}},{"$f":"IF($V6909=TRUE,J6909,NA())","v":{"$error":"#N/A"}},{"$f":"IF($V6909=TRUE,K6909,NA())","v":{"$error":"#N/A"}},{"$f":"IF($V6909=TRUE,L6909,NA())","v":{"$error":"#N/A"}},{"$f":"IF($V6909=TRUE,M6909,NA())","v":{"$error":"#N/A"}},{"$f":"IF($V6909=TRUE,N6909,NA())","v":{"$error":"#N/A"}}]
[null,{"$f":"IF(DataInput!B6936=$B$8,IF($B$9=$B$10,TRUE,IF(DataInput!E6936=$B$9,TRUE,FALSE)))","v":true},null,null,{"$f":"IF(B6937=TRUE,DataInput!B6936,NA())","v":"SA"},{"$f":"IF($E6937=DataInput!$B6936,DataInput!C6936,NA())","v":"BERR"},{"$f":"IF($E6937=DataInput!$B6936,DataInput!D6936,NA())","v":"Berri"},{"$f":"IF($E6937=DataInput!$B6936,DataInput!E6936,NA())","v":"SAPN"},{"$f":"IF($E6937=DataInput!$B6936,DataInput!F6936,NA())","v":"Summer"},{"$f":"IF($E6937=DataInput!$B6936,DataInput!G6936,NA())","v":"Non-Coincident"},{"$f":"IF($E6937=DataInput!$B6936,DataInput!H6936,NA())","v":2013},{"$f":"IF($E6937=DataInput!$B6936,DataInput!I6936,NA())","v":"TempCorrActualPOE10"},{"$f":"IF($E6937=DataInput!$B6936,DataInput!J6936,NA())","v":85.920410318497801},{"$f":"IF($E6937=DataInput!$B6936,DataInput!K6936,NA())","v":"NA"},null,null,"SA Berri",null,null,null,null,false,null,null,{"$error":"#N/A"},{"$error":"#N/A"},{"$error":"#N/A"},{"$error":"#N/A"},{"$error":"#N/A"},{"$error":"#N/A"},{"$error":"#N/A"},{"$error":"#N/A"},{"$error":"#N/A"},{"$error":"#N/A"}]
[null,{"$f":"IF(DataInput!B6954=$B$8,IF($B$9=$B$10,TRUE,IF(DataInput!E6954=$B$9,TRUE,FALSE)))","v":true},null,null,{"$f":"IF(B6955=TRUE,DataInput!B6954,NA())","v":"SA"},{"$f":"IF($E6955=DataInput!$B6954,DataInput!C6954,NA())","v":"BERR"},{"$f":"IF($E6955=DataInput!$B6954,DataInput!D6954,NA())","v":"Berri"},{"$f":"IF($E6955=DataInput!$B6954,DataInput!E6954,NA())","v":"SAPN"},{"$f":"IF($E6955=DataInput!$B6954,DataInput!F6954,NA())","v":"Winter"},{"$f":"IF($E6955=DataInput!$B6954,DataInput!G6954,NA())","v":"Non-Coincident"},{"$f":"IF($E6955=DataInput!$B6954,DataInput!H6954,NA())","v":2011},{"$f":"IF($E6955=DataInput!$B6954,DataInput!I6954,NA())","v":"TempCorrActualPOE10"},{"$f":"IF($E6955=DataInput!$B6954,DataInput!J6954,NA())","v":47.570321995630998},{"$f":"IF($E6955=DataInput!$B6954,DataInput!K6954,NA())","v":"NA"},null,null,"SA Berri",null,null,null,null,false,null,null,{"$error":"#N/A"},{"$error":"#N/A"},{"$error":"#N/A"},{"$error":"#N/A"},{"$error":"#N/A"},{"$error":"#N/A"},{"$error":"#N/A"},{"$error":"#N/A"},{"$error":"#N/A"},{"$error":"#N/A"}]
[null,{"$f":"IF(DataInput!B6985=$B$8,IF($B$9=$B$10,TRUE,IF(DataInput!E6985=$B$9,TRUE,FALSE)))","v":true},null,null,{"$f":"IF(B6986=TRUE,DataInput!B6985,NA())","v":"SA"},{"$f":"IF($E6986=DataInput!$B6985,DataInput!C6985,NA())","v":"BLAN"},{"$f":"IF($E6986=DataInput!$B6985,DataInput!D6985,NA())","v":"Blanche"},{"$f":"IF($E6986=DataInput!$B6985,DataInput!E6985,NA())","v":"SAPN"},{"$f":"IF($E6986=DataInput!$B6985,DataInput!F6985,NA())","v":"Winter"},{"$f":"IF($E6986=DataInput!$B6985,DataInput!G6985,NA())","v":"Non-Coincident"},{"$f":"IF($E6986=DataInput!$B6985,DataInput!H6985,NA())","v":2007},{"$f":"IF($E6986=DataInput!$B6985,DataInput!I6985,NA())","v":"TempCorrActualPOE50"},{"$f":"IF($E6986=DataInput!$B6985,DataInput!J6985,NA())","v":32.931327208154798},{"$f":"IF($E6986=DataInput!$B6985,DataInput!K6985,NA())","v":"NA"},null,null,"SA Blanche",null,null,null,null,false,null,null,{"$error":"#N/A"},{"$error":"#N/A"},{"$error":"#N/A"},{"$error":"#N/A"},{"$error":"#N/A"},{"$error":"#N/A"},{"$error":"#N/A"},{"$error":"#N/A"},{"$error":"#N/A"},{"$error":"#N/A"}]
[null,{"$f":"IF(DataInput!B7031=$B$8,IF($B$9=$B$10,TRUE,IF(DataInput!E7031=$B$9,TRUE,FALSE)))","v":true},null,null,{"$f":"IF(B7032=TRUE,DataInput!B7031,NA())","v":"SA"},{"$f":"IF($E7032=DataInput!$B7031,DataInput!C7031,NA())","v":"BARK"},{"$f":"IF($E7032=DataInput!$B7031,DataInput!D7031,NA())","v":"Mt Barker and Mt Barker South"},{"$f":"IF($E7032=DataInput!$B7031,DataInput!E7031,NA())","v":"SAPN"},{"$f":"IF($E7032=DataInput!$B7031,DataInput!F7031,NA())","v":"Winter"},{"$f":"IF($E7032=DataInput!$B7031,DataInput!G7031,NA())","v":"Non-Coincident"},{"$f":"IF($E7032=DataInput!$B7031,DataInput!H7031,NA())","v":2010},{"$f":"IF($E7032=DataInput!$B7031,DataInput!I7031,NA())","v":"TempCorrActualPOE50"},{"$f":"IF($E7032=DataInput!$B7031,DataInput!J7031,NA())","v":77.277403851821106},{"$f":"IF($E7032=DataInput!$B7031,DataInput!K7031,NA())","v":"NA"},null,null,"SA Mt Barker and Mt Barker South",null,null,null,null,false,null,null,{"$error":"#N/A"},{"$error":"#N/A"},{"$error":"#N/A"},{"$error":"#N/A"},{"$error":"#N/A"},{"$error":"#N/A"},{"$error":"#N/A"},{"$error":"#N/A"},{"$error":"#N/A"},{"$error":"#N/A"}]
[null,{"$f":"IF(DataInput!B7062=$B$8,IF($B$9=$B$10,TRUE,IF(DataInput!E7062=$B$9,TRUE,FALSE)))","v":true},null,null,{"$f":"IF(B7063=TRUE,DataInput!B7062,NA())","v":"SA"},{"$f":"IF($E7063=DataInput!$B7062,DataInput!C7062,NA())","v":"WYAL"},{"$f":"IF($E7063=DataInput!$B7062,DataInput!D7062,NA())","v":"Whyalla and Whyalla Central"},{"$f":"IF($E7063=DataInput!$B7062,DataInput!E7062,NA())","v":"SAPN"},{"$f":"IF($E7063=DataInput!$B7062,DataInput!F7062,NA())","v":"Summer"},{"$f":"IF($E7063=DataInput!$B7062,DataInput!G7062,NA())","v":"Non-Coincident"},{"$f":"IF($E7063=DataInput!$B7062,DataInput!H7062,NA())","v":2016},{"$f":"IF($E7063=DataInput!$B7062,DataInput!I7062,NA())","v":"TempCorrActualPOE10"},{"$f":"IF($E7063=DataInput!$B7062,DataInput!J7062,NA())","v":70.740179240692001},{"$f":"IF($E7063=DataInput!$B7062,DataInput!K7062,NA())","v":"NA"},null,null,"SA Whyalla and Whyalla Central",null,null,null,null,false,null,null,{"$error":"#N/A"},{"$error":"#N/A"},{"$error":"#N/A"},{"$error":"#N/A"},{"$error":"#N/A"},{"$error":"#N/A"},{"$error":"#N/A"},{"$error":"#N/A"},{"$error":"#N/A"},{"$error":"#N/A"}]
[null,{"$f":"IF(DataInput!B7093=$B$8,IF($B$9=$B$10,TRUE,IF(DataInput!E7093=$B$9,TRUE,FALSE)))","v":true},null,null,{"$f":"IF(B7094=TRUE,DataInput!B7093,NA())","v":"SA"},{"$f":"IF($E7094=DataInput!$B7093,DataInput!C7093,NA())","v":"SPDIST"},{"$f":"IF($E7094=DataInput!$B7093,DataInput!D7093,NA())","v":"Stony Point Distribution"},{"$f":"IF($E7094=DataInput!$B7093,DataInput!E7093,NA())","v":"SAPN"},{"$f":"IF($E7094=DataInput!$B7093,DataInput!F7093,NA())","v":"Summer"},{"$f":"IF($E7094=DataInput!$B7093,DataInput!G7093,NA())","v":"Non-Coincident"},{"$f":"IF($E7094=DataInput!$B7093,DataInput!H7093,NA())","v":2014},{"$f":"IF($E7094=DataInput!$B7093,DataInput!I7093,NA())","v":"TempCorrActualPOE50"},{"$f":"IF($E7094=DataInput!$B7093,DataInput!J7093,NA())","v":5.6054043006433497E-2},{"$f":"IF($E7094=DataInput!$B7093,DataInput!K7093,NA())","v":"NA"},null,null,"SA Stony Point Distribution",null,null,null,null,false,null,null,{"$error":"#N/A"},{"$error":"#N/A"},{"$error":"#N/A"},{"$error":"#N/A"},{"$error":"#N/A"},{"$error":"#N/A"},{"$error":"#N/A"},{"$error":"#N/A"},{"$error":"#N/A"},{"$error":"#N/A"}]
[null,{"$f":"IF(DataInput!B7095=$B$8,IF($B$9=$B$10,TRUE,IF(DataInput!E7095=$B$9,TRUE,FALSE)))","v":true},null,null,{"$f":"IF(B7096=TRUE,DataInput!B7095,NA())","v":"SA"},{"$f":"IF($E7096=DataInput!$B7095,DataInput!C7095,NA())","v":"SPDIST"},{"$f":"IF($E7096=DataInput!$B7095,DataInput!D7095,NA())","v":"Stony Point Distribution"},{"$f":"IF($E7096=DataInput!$B7095,DataInput!E7095,NA())","v":"SAPN"},{"$f":"IF($E7096=DataInput!$B7095,DataInput!F7095,NA())","v":"Summer"},{"$f":"IF($E7096=DataInput!$B7095,DataInput!G7095,NA())","v":"Non-Coincident"},{"$f":"IF($E7096=DataInput!$B7095,DataInput!H7095,NA())","v":2015},{"$f":"IF($E7096=DataInput!$B7095,DataInput!I7095,NA())","v":"TempCorrActualPOE50"},{"$f":"IF($E7096=DataInput!$B7095,DataInput!J7095,NA())","v":5.5930881950001801E-2},{"$f":"IF($E7096=DataInput!$B7095,DataInput!K7095,NA())","v":"NA"},null,null,"SA Stony Point Distribution",null,null,null,null,false,null,null,{"$error":"#N/A"},{"$error":"#N/A"},{"$error":"#N/A"},{"$error":"#N/A"},{"$error":"#N/A"},{"$error":"#N/A"},{"$error":"#N/A"},{"$error":"#N/A"},{"$error":"#N/A"},{"$error":"#N/A"}]
[null,{"$f":"IF(DataInput!B7130=$B$8,IF($B$9=$B$10,TRUE,IF(DataInput!E7130=$B$9,TRUE,FALSE)))","v":true},null,null,{"$f":"IF(B7131=TRUE,DataInput!B7130,NA())","v":"SA"},{"$f":"IF($E7131=DataInput!$B7130,DataInput!C7130,NA())","v":"SPREF"},{"$f":"IF($E7131=DataInput!$B7130,DataInput!D7130,NA())","v":"Stony Point Industrial"},{"$f":"IF($E7131=DataInput!$B7130,DataInput!E7130,NA())","v":"ENet"},{"$f":"IF($E7131=DataInput!$B7130,DataInput!F7130,NA())","v":"Summer"},{"$f":"IF($E7131=DataInput!$B7130,DataInput!G7130,NA())","v":"Non-Coincident"},{"$f":"IF($E7131=DataInput!$B7130,DataInput!H7130,NA())","v":2015},{"$f":"IF($E7131=DataInput!$B7130,DataInput!I7130,NA())","v":"TempCorrActualPOE10"},{"$f":"IF($E7131=DataInput!$B7130,DataInput!J7130,NA())","v":"NA"},{"$f":"IF($E7131=DataInput!$B7130,DataInput!K7130,NA())","v":"NA"},null,null,"SA Stony Point Industrial",null,null,null,null,false,null,null,{"$error":"#N/A"},{"$error":"#N/A"},{"$error":"#N/A"},{"$error":"#N/A"},{"$error":"#N/A"},{"$error":"#N/A"},{"$error":"#N/A"},{"$error":"#N/A"},{"$error":"#N/A"},{"$error":"#N/A"}]
[null,{"$f":"IF(DataInput!B7172=$B$8,IF($B$9=$B$10,TRUE,IF(DataInput!E7172=$B$9,TRUE,FALSE)))","v":true},null,null,{"$f":"IF(B7173=TRUE,DataInput!B7172,NA())","v":"SA"},{"$f":"IF($E7173=DataInput!$B7172,DataInput!C7172,NA())","v":"SANC"},{"$f":"IF($E7173=DataInput!$B7172,DataInput!D7172,NA())","v":"Angas Creek"},{"$f":"IF($E7173=DataInput!$B7172,DataInput!E7172,NA())","v":"SAPN"},{"$f":"IF($E7173=DataInput!$B7172,DataInput!F7172,NA())","v":"Winter"},{"$f":"IF($E7173=DataInput!$B7172,DataInput!G7172,NA())","v":"Coincident"},{"$f":"IF($E7173=DataInput!$B7172,DataInput!H7172,NA())","v":2006},{"$f":"IF($E7173=DataInput!$B7172,DataInput!I7172,NA())","v":"TempCorrActualPOE10"},{"$f":"IF($E7173=DataInput!$B7172,DataInput!J7172,NA())","v":13.0892656856677},{"$f":"IF($E7173=DataInput!$B7172,DataInput!K7172,NA())","v":"NA"},null,null,"SA Angas Creek",null,null,null,null,false,null,null,{"$error":"#N/A"},{"$error":"#N/A"},{"$error":"#N/A"},{"$error":"#N/A"},{"$error":"#N/A"},{"$error":"#N/A"},{"$error":"#N/A"},{"$error":"#N/A"},{"$error":"#N/A"},{"$error":"#N/A"}]
[null,{"$f":"IF(DataInput!B7190=$B$8,IF($B$9=$B$10,TRUE,IF(DataInput!E7190=$B$9,TRUE,FALSE)))","v":true},null,null,{"$f":"IF(B7191=TRUE,DataInput!B7190,NA())","v":"SA"},{"$f":"IF($E7191=DataInput!$B7190,DataInput!C7190,NA())","v":"SANC"},{"$f":"IF($E7191=DataInput!$B7190,DataInput!D7190,NA())","v":"Angas Creek"},{"$f":"IF($E7191=DataInput!$B7190,DataInput!E7190,NA())","v":"SAPN"},{"$f":"IF($E7191=DataInput!$B7190,DataInput!F7190,NA())","v":"Winter"},{"$f":"IF($E7191=DataInput!$B7190,DataInput!G7190,NA())","v":"Coincident"},{"$f":"IF($E7191=DataInput!$B7190,DataInput!H7190,NA())","v":2015},{"$f":"IF($E7191=DataInput!$B7190,DataInput!I7190,NA())","v":"TempCorrActualPOE10"},{"$f":"IF($E7191=DataInput!$B7190,DataInput!J7190,NA())","v":11.3586089877923},{"$f":"IF($E7191=DataInput!$B7190,DataInput!K7190,NA())","v":"NA"},null,null,"SA Angas Creek",null,null,null,null,false,null,null,{"$error":"#N/A"},{"$error":"#N/A"},{"$error":"#N/A"},{"$error":"#N/A"},{"$error":"#N/A"},{"$error":"#N/A"},{"$error":"#N/A"},{"$error":"#N/A"},{"$error":"#N/A"},{"$error":"#N/A"}]
[null,{"$f":"IF(DataInput!B7221=$B$8,IF($B$9=$B$10,TRUE,IF(DataInput!E7221=$B$9,TRUE,FALSE)))","v":true},null,null,{"$f":"IF(B7222=TRUE,DataInput!B7221,NA())","v":"SA"},{"$f":"IF($E7222=DataInput!$B7221,DataInput!C7221,NA())","v":"SARW"},{"$f":"IF($E7222=DataInput!$B7221,DataInput!D7221,NA())","v":"Ardrossan West"},{"$f":"IF($E7222=DataInput!$B7221,DataInput!E7221,NA())","v":"SAPN"},{"$f":"IF($E7222=DataInput!$B7221,DataInput!F7221,NA())","v":"Winter"},{"$f":"IF($E7222=DataInput!$B7221,DataInput!G7221,NA())","v":"Coincident"},{"$f":"IF($E7222=DataInput!$B7221,DataInput!H7221,NA())","v":2011},{"$f":"IF($E7222=DataInput!$B7221,DataInput!I7221,NA())","v":"TempCorrActualPOE50"},{"$f":"IF($E7222=DataInput!$B7221,DataInput!J7221,NA())","v":8.6061075152934006},{"$f":"IF($E7222=DataInput!$B7221,DataInput!K7221,NA())","v":"NA"},null,null,"SA Ardrossan West",null,null,null,null,false,null,null,{"$error":"#N/A"},{"$error":"#N/A"},{"$error":"#N/A"},{"$error":"#N/A"},{"$error":"#N/A"},{"$error":"#N/A"},{"$error":"#N/A"},{"$error":"#N/A"},{"$error":"#N/A"},{"$error":"#N/A"}]
[null,{"$f":"IF(DataInput!B7253=$B$8,IF($B$9=$B$10,TRUE,IF(DataInput!E7253=$B$9,TRUE,FALSE)))","v":true},null,null,{"$f":"IF(B7254=TRUE,DataInput!B7253,NA())","v":"SA"},{"$f":"IF($E7254=DataInput!$B7253,DataInput!C7253,NA())","v":"SBAR"},{"$f":"IF($E7254=DataInput!$B7253,DataInput!D7253,NA())","v":"Baroota"},{"$f":"IF($E7254=DataInput!$B7253,DataInput!E7253,NA())","v":"SAPN"},{"$f":"IF($E7254=DataInput!$B7253,DataInput!F7253,NA())","v":"Summer"},{"$f":"IF($E7254=DataInput!$B7253,DataInput!G7253,NA())","v":"Coincident"},{"$f":"IF($E7254=DataInput!$B7253,DataInput!H7253,NA())","v":2009},{"$f":"IF($E7254=DataInput!$B7253,DataInput!I7253,NA())","v":"TempCorrActualPOE50"},{"$f":"IF($E7254=DataInput!$B7253,DataInput!J7253,NA())","v":7.6676217260743202},{"$f":"IF($E7254=DataInput!$B7253,DataInput!K7253,NA())","v":"NA"},null,null,"SA Baroota",null,null,null,null,false,null,null,{"$error":"#N/A"},{"$error":"#N/A"},{"$error":"#N/A"},{"$error":"#N/A"},{"$error":"#N/A"},{"$error":"#N/A"},{"$error":"#N/A"},{"$error":"#N/A"},{"$error":"#N/A"},{"$error":"#N/A"}]
[null,{"$f":"IF(DataInput!B7269=$B$8,IF($B$9=$B$10,TRUE,IF(DataInput!E7269=$B$9,TRUE,FALSE)))","v":true},null,null,{"$f":"IF(B7270=TRUE,DataInput!B7269,NA())","v":"SA"},{"$f":"IF($E7270=DataInput!$B7269,DataInput!C7269,NA())","v":"SBAR"},{"$f":"IF($E7270=DataInput!$B7269,DataInput!D7269,NA())","v":"Baroota"},{"$f":"IF($E7270=DataInput!$B7269,DataInput!E7269,NA())","v":"SAPN"},{"$f":"IF($E7270=DataInput!$B7269,DataInput!F7269,NA())","v":"Winter"},{"$f":"IF($E7270=DataInput!$B7269,DataInput!G7269,NA())","v":"Coincident"},{"$f":"IF($E7270=DataInput!$B7269,DataInput!H7269,NA())","v":2006},{"$f":"IF($E7270=DataInput!$B7269,DataInput!I7269,NA())","v":"TempCorrActualPOE50"},{"$f":"IF($E7270=DataInput!$B7269,DataInput!J7269,NA())","v":6.3631261188260302},{"$f":"IF($E7270=DataInput!$B7269,DataInput!K7269,NA())","v":"NA"},null,null,"SA Baroota",null,null,null,null,false,null,null,{"$error":"#N/A"},{"$error":"#N/A"},{"$error":"#N/A"},{"$error":"#N/A"},{"$error":"#N/A"},{"$error":"#N/A"},{"$error":"#N/A"},{"$error":"#N/A"},{"$error":"#N/A"},{"$error":"#N/A"}]
[null,{"$f":"IF(DataInput!B7300=$B$8,IF($B$9=$B$10,TRUE,IF(DataInput!E7300=$B$9,TRUE,FALSE)))","v":true},null,null,{"$f":"IF(B7301=TRUE,DataInput!B7300,NA())","v":"SA"},{"$f":"IF($E7301=DataInput!$B7300,DataInput!C7300,NA())","v":"SBHP"},{"$f":"IF($E7301=DataInput!$B7300,DataInput!D7300,NA())","v":"Whyalla Terminal LMF"},{"$f":"IF($E7301=DataInput!$B7300,DataInput!E7300,NA())","v":"SAPN"},{"$f":"IF($E7301=DataInput!$B7300,DataInput!F7300,NA())","v":"Summer"},{"$f":"IF($E7301=DataInput!$B7300,DataInput!G7300,NA())","v":"Coincident"},{"$f":"IF($E7301=DataInput!$B7300,DataInput!H7300,NA())","v":2012},{"$f":"IF($E7301=DataInput!$B7300,DataInput!I7300,NA())","v":"TempCorrActualPOE10"},{"$f":"IF($E7301=DataInput!$B7300,DataInput!J7300,NA())","v":"NA"},{"$f":"IF($E7301=DataInput!$B7300,DataInput!K7300,NA())","v":"NA"},null,null,"SA Whyalla Terminal LMF",null,null,null,null,false,null,null,{"$error":"#N/A"},{"$error":"#N/A"},{"$error":"#N/A"},{"$error":"#N/A"},{"$error":"#N/A"},{"$error":"#N/A"},{"$error":"#N/A"},{"$error":"#N/A"},{"$error":"#N/A"},{"$error":"#N/A"}]
[null,{"$f":"IF(DataInput!B7347=$B$8,IF($B$9=$B$10,TRUE,IF(DataInput!E7347=$B$9,TRUE,FALSE)))","v":true},null,null,{"$f":"IF(B7348=TRUE,DataInput!B7347,NA())","v":"SA"},{"$f":"IF($E7348=DataInput!$B7347,DataInput!C7347,NA())","v":"SBRK"},{"$f":"IF($E7348=DataInput!$B7347,DataInput!D7347,NA())","v":"Brinkworth"},{"$f":"IF($E7348=DataInput!$B7347,DataInput!E7347,NA())","v":"SAPN"},{"$f":"IF($E7348=DataInput!$B7347,DataInput!F7347,NA())","v":"Summer"},{"$f":"IF($E7348=DataInput!$B7347,DataInput!G7347,NA())","v":"Coincident"},{"$f":"IF($E7348=DataInput!$B7347,DataInput!H7347,NA())","v":2016},{"$f":"IF($E7348=DataInput!$B7347,DataInput!I7347,NA())","v":"TempCorrActualPOE50"},{"$f":"IF($E7348=DataInput!$B7347,DataInput!J7347,NA())","v":1.93523911043249},{"$f":"IF($E7348=DataInput!$B7347,DataInput!K7347,NA())","v":"NA"},null,null,"SA Brinkworth",null,null,null,null,false,null,null,{"$error":"#N/A"},{"$error":"#N/A"},{"$error":"#N/A"},{"$error":"#N/A"},{"$error":"#N/A"},{"$error":"#N/A"},{"$error":"#N/A"},{"$error":"#N/A"},{"$error":"#N/A"},{"$error":"#N/A"}]
[null,{"$f":"IF(DataInput!B7380=$B$8,IF($B$9=$B$10,TRUE,IF(DataInput!E7380=$B$9,TRUE,FALSE)))","v":true},null,null,{"$f":"IF(B7381=TRUE,DataInput!B7380,NA())","v":"SA"},{"$f":"IF($E7381=DataInput!$B7380,DataInput!C7380,NA())","v":"SCLN"},{"$f":"IF($E7381=DataInput!$B7380,DataInput!D7380,NA())","v":"Clare North"},{"$f":"IF($E7381=DataInput!$B7380,DataInput!E7380,NA())","v":"SAPN"},{"$f":"IF($E7381=DataInput!$B7380,DataInput!F7380,NA())","v":"Winter"},{"$f":"IF($E7381=DataInput!$B7380,DataInput!G7380,NA())","v":"Coincident"},{"$f":"IF($E7381=DataInput!$B7380,DataInput!H7380,NA())","v":2011},{"$f":"IF($E7381=DataInput!$B7380,DataInput!I7380,NA())","v":"TempCorrActualPOE10"},{"$f":"IF($E7381=DataInput!$B7380,DataInput!J7380,NA())","v":0},{"$f":"IF($E7381=DataInput!$B7380,DataInput!K7380,NA())","v":"NA"},null,null,"SA Clare North",null,null,null,null,false,null,null,{"$error":"#N/A"},{"$error":"#N/A"},{"$error":"#N/A"},{"$error":"#N/A"},{"$error":"#N/A"},{"$error":"#N/A"},{"$error":"#N/A"},{"$error":"#N/A"},{"$error":"#N/A"},{"$error":"#N/A"}]
[null,{"$f":"IF(DataInput!B7408=$B$8,IF($B$9=$B$10,TRUE,IF(DataInput!E7408=$B$9,TRUE,FALSE)))","v":true},null,null,{"$f":"IF(B7409=TRUE,DataInput!B7408,NA())","v":"SA"},{"$f":"IF($E7409=DataInput!$B7408,DataInput!C7408,NA())","v":"SDAL"},{"$f":"IF($E7409=DataInput!$B7408,DataInput!D7408,NA())","v":"Dalrymple"},{"$f":"IF($E7409=DataInput!$B7408,DataInput!E7408,NA())","v":"SAPN"},{"$f":"IF($E7409=DataInput!$B7408,DataInput!F7408,NA())","v":"Summer"},{"$f":"IF($E7409=DataInput!$B7408,DataInput!G7408,NA())","v":"Coincident"},{"$f":"IF($E7409=DataInput!$B7408,DataInput!H7408,NA())","v":2016},{"$f":"IF($E7409=DataInput!$B7408,DataInput!I7408,NA())","v":"TempCorrActualPOE10"},{"$f":"IF($E7409=DataInput!$B7408,DataInput!J7408,NA())","v":5.3296738349871902},{"$f":"IF($E7409=DataInput!$B7408,DataInput!K7408,NA())","v":"NA"},null,null,"SA Dalrymple",null,null,null,null,false,null,null,{"$error":"#N/A"},{"$error":"#N/A"},{"$error":"#N/A"},{"$error":"#N/A"},{"$error":"#N/A"},{"$error":"#N/A"},{"$error":"#N/A"},{"$error":"#N/A"},{"$error":"#N/A"},{"$error":"#N/A"}]
[null,{"$f":"IF(DataInput!B7426=$B$8,IF($B$9=$B$10,TRUE,IF(DataInput!E7426=$B$9,TRUE,FALSE)))","v":true},null,null,{"$f":"IF(B7427=TRUE,DataInput!B7426,NA())","v":"SA"},{"$f":"IF($E7427=DataInput!$B7426,DataInput!C7426,NA())","v":"SDAL"},{"$f":"IF($E7427=DataInput!$B7426,DataInput!D7426,NA())","v":"Dalrymple"},{"$f":"IF($E7427=DataInput!$B7426,DataInput!E7426,NA())","v":"SAPN"},{"$f":"IF($E7427=DataInput!$B7426,DataInput!F7426,NA())","v":"Winter"},{"$f":"IF($E7427=DataInput!$B7426,DataInput!G7426,NA())","v":"Coincident"},{"$f":"IF($E7427=DataInput!$B7426,DataInput!H7426,NA())","v":2014},{"$f":"IF($E7427=DataInput!$B7426,DataInput!I7426,NA())","v":"TempCorrActualPOE10"},{"$f":"IF($E7427=DataInput!$B7426,DataInput!J7426,NA())","v":3.5983183802813299},{"$f":"IF($E7427=DataInput!$B7426,DataInput!K7426,NA())","v":"NA"},null,null,"SA Dalrymple",null,null,null,null,false,null,null,{"$error":"#N/A"},{"$error":"#N/A"},{"$error":"#N/A"},{"$error":"#N/A"},{"$error":"#N/A"},{"$error":"#N/A"},{"$error":"#N/A"},{"$error":"#N/A"},{"$error":"#N/A"},{"$error":"#N/A"}]
[null,{"$f":"IF(DataInput!B7457=$B$8,IF($B$9=$B$10,TRUE,IF(DataInput!E7457=$B$9,TRUE,FALSE)))","v":true},null,null,{"$f":"IF(B7458=TRUE,DataInput!B7457,NA())","v":"SA"},{"$f":"IF($E7458=DataInput!$B7457,DataInput!C7457,NA())","v":"SDAV"},{"$f":"IF($E7458=DataInput!$B7457,DataInput!D7457,NA())","v":"Davenport"},{"$f":"IF($E7458=DataInput!$B7457,DataInput!E7457,NA())","v":"ENet"},{"$f":"IF($E7458=DataInput!$B7457,DataInput!F7457,NA())","v":"Winter"},{"$f":"IF($E7458=DataInput!$B7457,DataInput!G7457,NA())","v":"Coincident"},{"$f":"IF($E7458=DataInput!$B7457,DataInput!H7457,NA())","v":2010},{"$f":"IF($E7458=DataInput!$B7457,DataInput!I7457,NA())","v":"TempCorrActualPOE50"},{"$f":"IF($E7458=DataInput!$B7457,DataInput!J7457,NA())","v":"NA"},{"$f":"IF($E7458=DataInput!$B7457,DataInput!K7457,NA())","v":"NA"},null,null,"SA Davenport",null,null,null,null,false,null,null,{"$error":"#N/A"},{"$error":"#N/A"},{"$error":"#N/A"},{"$error":"#N/A"},{"$error":"#N/A"},{"$error":"#N/A"},{"$error":"#N/A"},{"$error":"#N/A"},{"$error":"#N/A"},{"$error":"#N/A"}]
[null,{"$f":"IF(DataInput!B7475=$B$8,IF($B$9=$B$10,TRUE,IF(DataInput!E7475=$B$9,TRUE,FALSE)))","v":true},null,null,{"$f":"IF(B7476=TRUE,DataInput!B7475,NA())","v":"SA"},{"$f":"IF($E7476=DataInput!$B7475,DataInput!C7475,NA())","v":"SDAW"},{"$f":"IF($E7476=DataInput!$B7475,DataInput!D7475,NA())","v":"Davenport West"},{"$f":"IF($E7476=DataInput!$B7475,DataInput!E7475,NA())","v":"SAPN"},{"$f":"IF($E7476=DataInput!$B7475,DataInput!F7475,NA())","v":"Summer"},{"$f":"IF($E7476=DataInput!$B7475,DataInput!G7475,NA())","v":"Coincident"},{"$f":"IF($E7476=DataInput!$B7475,DataInput!H7475,NA())","v":2013},{"$f":"IF($E7476=DataInput!$B7475,DataInput!I7475,NA())","v":"TempCorrActualPOE50"},{"$f":"IF($E7476=DataInput!$B7475,DataInput!J7475,NA())","v":26.8730095662617},{"$f":"IF($E7476=DataInput!$B7475,DataInput!K7475,NA())","v":"NA"},null,null,"SA Davenport West",null,null,null,null,false,null,null,{"$error":"#N/A"},{"$error":"#N/A"},{"$error":"#N/A"},{"$error":"#N/A"},{"$error":"#N/A"},{"$error":"#N/A"},{"$error":"#N/A"},{"$error":"#N/A"},{"$error":"#N/A"},{"$error":"#N/A"}]
[null,{"$f":"IF(DataInput!B7505=$B$8,IF($B$9=$B$10,TRUE,IF(DataInput!E7505=$B$9,TRUE,FALSE)))","v":true},null,null,{"$f":"IF(B7506=TRUE,DataInput!B7505,NA())","v":"SA"},{"$f":"IF($E7506=DataInput!$B7505,DataInput!C7505,NA())","v":"SDRN"},{"$f":"IF($E7506=DataInput!$B7505,DataInput!D7505,NA())","v":"Dorrien"},{"$f":"IF($E7506=DataInput!$B7505,DataInput!E7505,NA())","v":"SAPN"},{"$f":"IF($E7506=DataInput!$B7505,DataInput!F7505,NA())","v":"Summer"},{"$f":"IF($E7506=DataInput!$B7505,DataInput!G7505,NA())","v":"Coincident"},{"$f":"IF($E7506=DataInput!$B7505,DataInput!H7505,NA())","v":2012},{"$f":"IF($E7506=DataInput!$B7505,DataInput!I7505,NA())","v":"TempCorrActualPOE50"},{"$f":"IF($E7506=DataInput!$B7505,DataInput!J7505,NA())","v":49.753343862527103},{"$f":"IF($E7506=DataInput!$B7505,DataInput!K7505,NA())","v":"NA"},null,null,"SA Dorrien",null,null,null,null,false,null,null,{"$error":"#N/A"},{"$error":"#N/A"},{"$error":"#N/A"},{"$error":"#N/A"},{"$error":"#N/A"},{"$error":"#N/A"},{"$error":"#N/A"},{"$error":"#N/A"},{"$error":"#N/A"},{"$error":"#N/A"}]
[null,{"$f":"IF(DataInput!B7536=$B$8,IF($B$9=$B$10,TRUE,IF(DataInput!E7536=$B$9,TRUE,FALSE)))","v":true},null,null,{"$f":"IF(B7537=TRUE,DataInput!B7536,NA())","v":"SA"},{"$f":"IF($E7537=DataInput!$B7536,DataInput!C7536,NA())","v":"SHUM"},{"$f":"IF($E7537=DataInput!$B7536,DataInput!D7536,NA())","v":"Hummocks"},{"$f":"IF($E7537=DataInput!$B7536,DataInput!E7536,NA())","v":"SAPN"},{"$f":"IF($E7537=DataInput!$B7536,DataInput!F7536,NA())","v":"Summer"},{"$f":"IF($E7537=DataInput!$B7536,DataInput!G7536,NA())","v":"Coincident"},{"$f":"IF($E7537=DataInput!$B7536,DataInput!H7536,NA())","v":2007},{"$f":"IF($E7537=DataInput!$B7536,DataInput!I7536,NA())","v":"TempCorrActualPOE10"},{"$f":"IF($E7537=DataInput!$B7536,DataInput!J7536,NA())","v":13.273392293159199},{"$f":"IF($E7537=DataInput!$B7536,DataInput!K7536,NA())","v":"NA"},null,null,"SA Hummocks",null,null,null,null,false,null,null,{"$error":"#N/A"},{"$error":"#N/A"},{"$error":"#N/A"},{"$error":"#N/A"},{"$error":"#N/A"},{"$error":"#N/A"},{"$error":"#N/A"},{"$error":"#N/A"},{"$error":"#N/A"},{"$error":"#N/A"}]
[null,{"$f":"IF(DataInput!B7583=$B$8,IF($B$9=$B$10,TRUE,IF(DataInput!E7583=$B$9,TRUE,FALSE)))","v":true},null,null,{"$f":"IF(B7584=TRUE,DataInput!B7583,NA())","v":"SA"},{"$f":"IF($E7584=DataInput!$B7583,DataInput!C7583,NA())","v":"SKAD"},{"$f":"IF($E7584=DataInput!$B7583,DataInput!D7583,NA())","v":"Kadina East"},{"$f":"IF($E7584=DataInput!$B7583,DataInput!E7583,NA())","v":"SAPN"},{"$f":"IF($E7584=DataInput!$B7583,DataInput!F7583,NA())","v":"Summer"},{"$f":"IF($E7584=DataInput!$B7583,DataInput!G7583,NA())","v":"Coincident"},{"$f":"IF($E7584=DataInput!$B7583,DataInput!H7583,NA())","v":2013},{"$f":"IF($E7584=DataInput!$B7583,DataInput!I7583,NA())","v":"TempCorrActualPOE50"},{"$f":"IF($E7584=DataInput!$B7583,DataInput!J7583,NA())","v":21.9962740770703},{"$f":"IF($E7584=DataInput!$B7583,DataInput!K7583,NA())","v":"NA"},null,null,"SA Kadina East",null,null,null,null,false,null,null,{"$error":"#N/A"},{"$error":"#N/A"},{"$error":"#N/A"},{"$error":"#N/A"},{"$error":"#N/A"},{"$error":"#N/A"},{"$error":"#N/A"},{"$error":"#N/A"},{"$error":"#N/A"},{"$error":"#N/A"}]
[null,{"$f":"IF(DataInput!B7602=$B$8,IF($B$9=$B$10,TRUE,IF(DataInput!E7602=$B$9,TRUE,FALSE)))","v":true},null,null,{"$f":"IF(B7603=TRUE,DataInput!B7602,NA())","v":"SA"},{"$f":"IF($E7603=DataInput!$B7602,DataInput!C7602,NA())","v":"SKAD"},{"$f":"IF($E7603=DataInput!$B7602,DataInput!D7602,NA())","v":"Kadina East"},{"$f":"IF($E7603=DataInput!$B7602,DataInput!E7602,NA())","v":"SAPN"},{"$f":"IF($E7603=DataInput!$B7602,DataInput!F7602,NA())","v":"Winter"},{"$f":"IF($E7603=DataInput!$B7602,DataInput!G7602,NA())","v":"Coincident"},{"$f":"IF($E7603=DataInput!$B7602,DataInput!H7602,NA())","v":2013},{"$f":"IF($E7603=DataInput!$B7602,DataInput!I7602,NA())","v":"TempCorrActualPOE10"},{"$f":"IF($E7603=DataInput!$B7602,DataInput!J7602,NA())","v":15.5340725721623},{"$f":"IF($E7603=DataInput!$B7602,DataInput!K7602,NA())","v":"NA"},null,null,"SA Kadina East",null,null,null,null,false,null,null,{"$error":"#N/A"},{"$error":"#N/A"},{"$error":"#N/A"},{"$error":"#N/A"},{"$error":"#N/A"},{"$error":"#N/A"},{"$error":"#N/A"},{"$error":"#N/A"},{"$error":"#N/A"},{"$error":"#N/A"}]
[null,{"$f":"IF(DataInput!B7615=$B$8,IF($B$9=$B$10,TRUE,IF(DataInput!E7615=$B$9,TRUE,FALSE)))","v":true},null,null,{"$f":"IF(B7616=TRUE,DataInput!B7615,NA())","v":"SA"},{"$f":"IF($E7616=DataInput!$B7615,DataInput!C7615,NA())","v":"SKAN"},{"$f":"IF($E7616=DataInput!$B7615,DataInput!D7615,NA())","v":"Kanmantoo"},{"$f":"IF($E7616=DataInput!$B7615,DataInput!E7615,NA())","v":"SAPN"},{"$f":"IF($E7616=DataInput!$B7615,DataInput!F7615,NA())","v":"Summer"},{"$f":"IF($E7616=DataInput!$B7615,DataInput!G7615,NA())","v":"Coincident"},{"$f":"IF($E7616=DataInput!$B7615,DataInput!H7615,NA())","v":2013},{"$f":"IF($E7616=DataInput!$B7615,DataInput!I7615,NA())","v":"TempCorrActualPOE50"},{"$f":"IF($E7616=DataInput!$B7615,DataInput!J7615,NA())","v":1.04164444361626},{"$f":"IF($E7616=DataInput!$B7615,DataInput!K7615,NA())","v":"NA"},null,null,"SA Kanmantoo",null,null,null,null,false,null,null,{"$error":"#N/A"},{"$error":"#N/A"},{"$error":"#N/A"},{"$error":"#N/A"},{"$error":"#N/A"},{"$error":"#N/A"},{"$error":"#N/A"},{"$error":"#N/A"},{"$error":"#N/A"},{"$error":"#N/A"}]
[null,{"$f":"IF(DataInput!B7662=$B$8,IF($B$9=$B$10,TRUE,IF(DataInput!E7662=$B$9,TRUE,FALSE)))","v":true},null,null,{"$f":"IF(B7663=TRUE,DataInput!B7662,NA())","v":"SA"},{"$f":"IF($E7663=DataInput!$B7662,DataInput!C7662,NA())","v":"SKET"},{"$f":"IF($E7663=DataInput!$B7662,DataInput!D7662,NA())","v":"Keith"},{"$f":"IF($E7663=DataInput!$B7662,DataInput!E7662,NA())","v":"SAPN"},{"$f":"IF($E7663=DataInput!$B7662,DataInput!F7662,NA())","v":"Winter"},{"$f":"IF($E7663=DataInput!$B7662,DataInput!G7662,NA())","v":"Coincident"},{"$f":"IF($E7663=DataInput!$B7662,DataInput!H7662,NA())","v":2007},{"$f":"IF($E7663=DataInput!$B7662,DataInput!I7662,NA())","v":"TempCorrActualPOE10"},{"$f":"IF($E7663=DataInput!$B7662,DataInput!J7662,NA())","v":14.755564536373299},{"$f":"IF($E7663=DataInput!$B7662,DataInput!K7662,NA())","v":"NA"},null,null,"SA Keith",null,null,null,null,false,null,null,{"$error":"#N/A"},{"$error":"#N/A"},{"$error":"#N/A"},{"$error":"#N/A"},{"$error":"#N/A"},{"$error":"#N/A"},{"$error":"#N/A"},{"$error":"#N/A"},{"$error":"#N/A"},{"$error":"#N/A"}]
[null,{"$f":"IF(DataInput!B7693=$B$8,IF($B$9=$B$10,TRUE,IF(DataInput!E7693=$B$9,TRUE,FALSE)))","v":true},null,null,{"$f":"IF(B7694=TRUE,DataInput!B7693,NA())","v":"SA"},{"$f":"IF($E7694=DataInput!$B7693,DataInput!C7693,NA())","v":"SKNC"},{"$f":"IF($E7694=DataInput!$B7693,DataInput!D7693,NA())","v":"Kincraig"},{"$f":"IF($E7694=DataInput!$B7693,DataInput!E7693,NA())","v":"SAPN"},{"$f":"IF($E7694=DataInput!$B7693,DataInput!F7693,NA())","v":"Summer"},{"$f":"IF($E7694=DataInput!$B7693,DataInput!G7693,NA())","v":"Coincident"},{"$f":"IF($E7694=DataInput!$B7693,DataInput!H7693,NA())","v":2016},{"$f":"IF($E7694=DataInput!$B7693,DataInput!I7693,NA())","v":"TempCorrActualPOE50"},{"$f":"IF($E7694=DataInput!$B7693,DataInput!J7693,NA())","v":18.481114926767301},{"$f":"IF($E7694=DataInput!$B7693,DataInput!K7693,NA())","v":"NA"},null,null,"SA Kincraig",null,null,null,null,false,null,null,{"$error":"#N/A"},{"$error":"#N/A"},{"$error":"#N/A"},{"$error":"#N/A"},{"$error":"#N/A"},{"$error":"#N/A"},{"$error":"#N/A"},{"$error":"#N/A"},{"$error":"#N/A"},{"$error":"#N/A"}]
[null,{"$f":"IF(DataInput!B7725=$B$8,IF($B$9=$B$10,TRUE,IF(DataInput!E7725=$B$9,TRUE,FALSE)))","v":true},null,null,{"$f":"IF(B7726=TRUE,DataInput!B7725,NA())","v":"SA"},{"$f":"IF($E7726=DataInput!$B7725,DataInput!C7725,NA())","v":"SLCC"},{"$f":"IF($E7726=DataInput!$B7725,DataInput!D7725,NA())","v":"Leigh Creek"},{"$f":"IF($E7726=DataInput!$B7725,DataInput!E7725,NA())","v":"ENet"},{"$f":"IF($E7726=DataInput!$B7725,DataInput!F7725,NA())","v":"Summer"},{"$f":"IF($E7726=DataInput!$B7725,DataInput!G7725,NA())","v":"Coincident"},{"$f":"IF($E7726=DataInput!$B7725,DataInput!H7725,NA())","v":2014},{"$f":"IF($E7726=DataInput!$B7725,DataInput!I7725,NA())","v":"TempCorrActualPOE50"},{"$f":"IF($E7726=DataInput!$B7725,DataInput!J7725,NA())","v":"NA"},{"$f":"IF($E7726=DataInput!$B7725,DataInput!K7725,NA())","v":"NA"},null,null,"SA Leigh Creek",null,null,null,null,false,null,null,{"$error":"#N/A"},{"$error":"#N/A"},{"$error":"#N/A"},{"$error":"#N/A"},{"$error":"#N/A"},{"$error":"#N/A"},{"$error":"#N/A"},{"$error":"#N/A"},{"$error":"#N/A"},{"$error":"#N/A"}]
[null,{"$f":"IF(DataInput!B7741=$B$8,IF($B$9=$B$10,TRUE,IF(DataInput!E7741=$B$9,TRUE,FALSE)))","v":true},null,null,{"$f":"IF(B7742=TRUE,DataInput!B7741,NA())","v":"SA"},{"$f":"IF($E7742=DataInput!$B7741,DataInput!C7741,NA())","v":"SLCC"},{"$f":"IF($E7742=DataInput!$B7741,DataInput!D7741,NA())","v":"Leigh Creek"},{"$f":"IF($E7742=DataInput!$B7741,DataInput!E7741,NA())","v":"ENet"},{"$f":"IF($E7742=DataInput!$B7741,DataInput!F7741,NA())","v":"Winter"},{"$f":"IF($E7742=DataInput!$B7741,DataInput!G7741,NA())","v":"Coincident"},{"$f":"IF($E7742=DataInput!$B7741,DataInput!H7741,NA())","v":2011},{"$f":"IF($E7742=DataInput!$B7741,DataInput!I7741,NA())","v":"TempCorrActualPOE50"},{"$f":"IF($E7742=DataInput!$B7741,DataInput!J7741,NA())","v":"NA"},{"$f":"IF($E7742=DataInput!$B7741,DataInput!K7741,NA())","v":"NA"},null,null,"SA Leigh Creek",null,null,null,null,false,null,null,{"$error":"#N/A"},{"$error":"#N/A"},{"$error":"#N/A"},{"$error":"#N/A"},{"$error":"#N/A"},{"$error":"#N/A"},{"$error":"#N/A"},{"$error":"#N/A"},{"$error":"#N/A"},{"$error":"#N/A"}]
[null,{"$f":"IF(DataInput!B7772=$B$8,IF($B$9=$B$10,TRUE,IF(DataInput!E7772=$B$9,TRUE,FALSE)))","v":true},null,null,{"$f":"IF(B7773=TRUE,DataInput!B7772,NA())","v":"SA"},{"$f":"IF($E7773=DataInput!$B7772,DataInput!C7772,NA())","v":"SLCS"},{"$f":"IF($E7773=DataInput!$B7772,DataInput!D7772,NA())","v":"Leigh Creek South"},{"$f":"IF($E7773=DataInput!$B7772,DataInput!E7772,NA())","v":"SAPN"},{"$f":"IF($E7773=DataInput!$B7772,DataInput!F7772,NA())","v":"Winter"},{"$f":"IF($E7773=DataInput!$B7772,DataInput!G7772,NA())","v":"Coincident"},{"$f":"IF($E7773=DataInput!$B7772,DataInput!H7772,NA())","v":2006},{"$f":"IF($E7773=DataInput!$B7772,DataInput!I7772,NA())","v":"TempCorrActualPOE10"},{"$f":"IF($E7773=DataInput!$B7772,DataInput!J7772,NA())","v":1.2320201795240999},{"$f":"IF($E7773=DataInput!$B7772,DataInput!K7772,NA())","v":"NA"},null,null,"SA Leigh Creek South",null,null,null,null,false,null,null,{"$error":"#N/A"},{"$error":"#N/A"},{"$error":"#N/A"},{"$error":"#N/A"},{"$error":"#N/A"},{"$error":"#N/A"},{"$error":"#N/A"},{"$error":"#N/A"},{"$error":"#N/A"},{"$error":"#N/A"}]
[null,{"$f":"IF(DataInput!B7790=$B$8,IF($B$9=$B$10,TRUE,IF(DataInput!E7790=$B$9,TRUE,FALSE)))","v":true},null,null,{"$f":"IF(B7791=TRUE,DataInput!B7790,NA())","v":"SA"},{"$f":"IF($E7791=DataInput!$B7790,DataInput!C7790,NA())","v":"SLCS"},{"$f":"IF($E7791=DataInput!$B7790,DataInput!D7790,NA())","v":"Leigh Creek South"},{"$f":"IF($E7791=DataInput!$B7790,DataInput!E7790,NA())","v":"SAPN"},{"$f":"IF($E7791=DataInput!$B7790,DataInput!F7790,NA())","v":"Winter"},{"$f":"IF($E7791=DataInput!$B7790,DataInput!G7790,NA())","v":"Coincident"},{"$f":"IF($E7791=DataInput!$B7790,DataInput!H7790,NA())","v":2015},{"$f":"IF($E7791=DataInput!$B7790,DataInput!I7790,NA())","v":"TempCorrActualPOE10"},{"$f":"IF($E7791=DataInput!$B7790,DataInput!J7790,NA())","v":1.1885432203167601},{"$f":"IF($E7791=DataInput!$B7790,DataInput!K7790,NA())","v":"NA"},null,null,"SA Leigh Creek South",null,null,null,null,false,null,null,{"$error":"#N/A"},{"$error":"#N/A"},{"$error":"#N/A"},{"$error":"#N/A"},{"$error":"#N/A"},{"$error":"#N/A"},{"$error":"#N/A"},{"$error":"#N/A"},{"$error":"#N/A"},{"$error":"#N/A"}]
[null,{"$f":"IF(DataInput!B7824=$B$8,IF($B$9=$B$10,TRUE,IF(DataInput!E7824=$B$9,TRUE,FALSE)))","v":true},null,null,{"$f":"IF(B7825=TRUE,DataInput!B7824,NA())","v":"SA"},{"$f":"IF($E7825=DataInput!$B7824,DataInput!C7824,NA())","v":"SMA1"},{"$f":"IF($E7825=DataInput!$B7824,DataInput!D7824,NA())","v":"Mannum - Adelaide Pipeline 1"},{"$f":"IF($E7825=DataInput!$B7824,DataInput!E7824,NA())","v":"ENet"},{"$f":"IF($E7825=DataInput!$B7824,DataInput!F7824,NA())","v":"Winter"},{"$f":"IF($E7825=DataInput!$B7824,DataInput!G7824,NA())","v":"Coincident"},{"$f":"IF($E7825=DataInput!$B7824,DataInput!H7824,NA())","v":2012},{"$f":"IF($E7825=DataInput!$B7824,DataInput!I7824,NA())","v":"TempCorrActualPOE10"},{"$f":"IF($E7825=DataInput!$B7824,DataInput!J7824,NA())","v":"NA"},{"$f":"IF($E7825=DataInput!$B7824,DataInput!K7824,NA())","v":"NA"},null,null,"SA Mannum - Adelaide Pipeline 1",null,null,null,null,false,null,null,{"$error":"#N/A"},{"$error":"#N/A"},{"$error":"#N/A"},{"$error":"#N/A"},{"$error":"#N/A"},{"$error":"#N/A"},{"$error":"#N/A"},{"$error":"#N/A"},{"$error":"#N/A"},{"$error":"#N/A"}]
[null,{"$f":"IF(DataInput!B7851=$B$8,IF($B$9=$B$10,TRUE,IF(DataInput!E7851=$B$9,TRUE,FALSE)))","v":true},null,null,{"$f":"IF(B7852=TRUE,DataInput!B7851,NA())","v":"SA"},{"$f":"IF($E7852=DataInput!$B7851,DataInput!C7851,NA())","v":"SMA2"},{"$f":"IF($E7852=DataInput!$B7851,DataInput!D7851,NA())","v":"Mannum - Adelaide Pipeline 2"},{"$f":"IF($E7852=DataInput!$B7851,DataInput!E7851,NA())","v":"ENet"},{"$f":"IF($E7852=DataInput!$B7851,DataInput!F7851,NA())","v":"Winter"},{"$f":"IF($E7852=DataInput!$B7851,DataInput!G7851,NA())","v":"Coincident"},{"$f":"IF($E7852=DataInput!$B7851,DataInput!H7851,NA())","v":2006},{"$f":"IF($E7852=DataInput!$B7851,DataInput!I7851,NA())","v":"TempCorrActualPOE50"},{"$f":"IF($E7852=DataInput!$B7851,DataInput!J7851,NA())","v":"NA"},{"$f":"IF($E7852=DataInput!$B7851,DataInput!K7851,NA())","v":"NA"},null,null,"SA Mannum - Adelaide Pipeline 2",null,null,null,null,false,null,null,{"$error":"#N/A"},{"$error":"#N/A"},{"$error":"#N/A"},{"$error":"#N/A"},{"$error":"#N/A"},{"$error":"#N/A"},{"$error":"#N/A"},{"$error":"#N/A"},{"$error":"#N/A"},{"$error":"#N/A"}]
[null,{"$f":"IF(DataInput!B7898=$B$8,IF($B$9=$B$10,TRUE,IF(DataInput!E7898=$B$9,TRUE,FALSE)))","v":true},null,null,{"$f":"IF(B7899=TRUE,DataInput!B7898,NA())","v":"SA"},{"$f":"IF($E7899=DataInput!$B7898,DataInput!C7898,NA())","v":"SMA3"},{"$f":"IF($E7899=DataInput!$B7898,DataInput!D7898,NA())","v":"Mannum - Adelaide Pipeline 3"},{"$f":"IF($E7899=DataInput!$B7898,DataInput!E7898,NA())","v":"ENet"},{"$f":"IF($E7899=DataInput!$B7898,DataInput!F7898,NA())","v":"Winter"},{"$f":"IF($E7899=DataInput!$B7898,DataInput!G7898,NA())","v":"Coincident"},{"$f":"IF($E7899=DataInput!$B7898,DataInput!H7898,NA())","v":2009},{"$f":"IF($E7899=DataInput!$B7898,DataInput!I7898,NA())","v":"TempCorrActualPOE10"},{"$f":"IF($E7899=DataInput!$B7898,DataInput!J7898,NA())","v":"NA"},{"$f":"IF($E7899=DataInput!$B7898,DataInput!K7898,NA())","v":"NA"},null,null,"SA Mannum - Adelaide Pipeline 3",null,null,null,null,false,null,null,{"$error":"#N/A"},{"$error":"#N/A"},{"$error":"#N/A"},{"$error":"#N/A"},{"$error":"#N/A"},{"$error":"#N/A"},{"$error":"#N/A"},{"$error":"#N/A"},{"$error":"#N/A"},{"$error":"#N/A"}]
[null,{"$f":"IF(DataInput!B7900=$B$8,IF($B$9=$B$10,TRUE,IF(DataInput!E7900=$B$9,TRUE,FALSE)))","v":true},null,null,{"$f":"IF(B7901=TRUE,DataInput!B7900,NA())","v":"SA"},{"$f":"IF($E7901=DataInput!$B7900,DataInput!C7900,NA())","v":"SMA3"},{"$f":"IF($E7901=DataInput!$B7900,DataInput!D7900,NA())","v":"Mannum - Adelaide Pipeline 3"},{"$f":"IF($E7901=DataInput!$B7900,DataInput!E7900,NA())","v":"ENet"},{"$f":"IF($E7901=DataInput!$B7900,DataInput!F7900,NA())","v":"Winter"},{"$f":"IF($E7901=DataInput!$B7900,DataInput!G7900,NA())","v":"Coincident"},{"$f":"IF($E7901=DataInput!$B7900,DataInput!H7900,NA())","v":2010},{"$f":"IF($E7901=DataInput!$B7900,DataInput!I7900,NA())","v":"TempCorrActualPOE10"},{"$f":"IF($E7901=DataInput!$B7900,DataInput!J7900,NA())","v":"NA"},{"$f":"IF($E7901=DataInput!$B7900,DataInput!K7900,NA())","v":"NA"},null,null,"SA Mannum - Adelaide Pipeline 3",null,null,null,null,false,null,null,{"$error":"#N/A"},{"$error":"#N/A"},{"$error":"#N/A"},{"$error":"#N/A"},{"$error":"#N/A"},{"$error":"#N/A"},{"$error":"#N/A"},{"$error":"#N/A"},{"$error":"#N/A"},{"$error":"#N/A"}]
[null,{"$f":"IF(DataInput!B7951=$B$8,IF($B$9=$B$10,TRUE,IF(DataInput!E7951=$B$9,TRUE,FALSE)))","v":true},null,null,{"$f":"IF(B7952=TRUE,DataInput!B7951,NA())","v":"SA"},{"$f":"IF($E7952=DataInput!$B7951,DataInput!C7951,NA())","v":"SMBK"},{"$f":"IF($E7952=DataInput!$B7951,DataInput!D7951,NA())","v":"Middleback 132 kV"},{"$f":"IF($E7952=DataInput!$B7951,DataInput!E7951,NA())","v":"ENet"},{"$f":"IF($E7952=DataInput!$B7951,DataInput!F7951,NA())","v":"Summer"},{"$f":"IF($E7952=DataInput!$B7951,DataInput!G7951,NA())","v":"Coincident"},{"$f":"IF($E7952=DataInput!$B7951,DataInput!H7951,NA())","v":2008},{"$f":"IF($E7952=DataInput!$B7951,DataInput!I7951,NA())","v":"TempCorrActualPOE50"},{"$f":"IF($E7952=DataInput!$B7951,DataInput!J7951,NA())","v":"NA"},{"$f":"IF($E7952=DataInput!$B7951,DataInput!K7951,NA())","v":"NA"},null,null,"SA Middleback 132 kV",null,null,null,null,false,null,null,{"$error":"#N/A"},{"$error":"#N/A"},{"$error":"#N/A"},{"$error":"#N/A"},{"$error":"#N/A"},{"$error":"#N/A"},{"$error":"#N/A"},{"$error":"#N/A"},{"$error":"#N/A"},{"$error":"#N/A"}]
[null,{"$f":"IF(DataInput!B7977=$B$8,IF($B$9=$B$10,TRUE,IF(DataInput!E7977=$B$9,TRUE,FALSE)))","v":true},null,null,{"$f":"IF(B7978=TRUE,DataInput!B7977,NA())","v":"SA"},{"$f":"IF($E7978=DataInput!$B7977,DataInput!C7977,NA())","v":"SMBK"},{"$f":"IF($E7978=DataInput!$B7977,DataInput!D7977,NA())","v":"Middleback 132 kV"},{"$f":"IF($E7978=DataInput!$B7977,DataInput!E7977,NA())","v":"ENet"},{"$f":"IF($E7978=DataInput!$B7977,DataInput!F7977,NA())","v":"Winter"},{"$f":"IF($E7978=DataInput!$B7977,DataInput!G7977,NA())","v":"Coincident"},{"$f":"IF($E7978=DataInput!$B7977,DataInput!H7977,NA())","v":2012},{"$f":"IF($E7978=DataInput!$B7977,DataInput!I7977,NA())","v":"TempCorrActualPOE50"},{"$f":"IF($E7978=DataInput!$B7977,DataInput!J7977,NA())","v":"NA"},{"$f":"IF($E7978=DataInput!$B7977,DataInput!K7977,NA())","v":"NA"},null,null,"SA Middleback 132 kV",null,null,null,null,false,null,null,{"$error":"#N/A"},{"$error":"#N/A"},{"$error":"#N/A"},{"$error":"#N/A"},{"$error":"#N/A"},{"$error":"#N/A"},{"$error":"#N/A"},{"$error":"#N/A"},{"$error":"#N/A"},{"$error":"#N/A"}]
[null,{"$f":"IF(DataInput!B8008=$B$8,IF($B$9=$B$10,TRUE,IF(DataInput!E8008=$B$9,TRUE,FALSE)))","v":true},null,null,{"$f":"IF(B8009=TRUE,DataInput!B8008,NA())","v":"SA"},{"$f":"IF($E8009=DataInput!$B8008,DataInput!C8008,NA())","v":"SMBL"},{"$f":"IF($E8009=DataInput!$B8008,DataInput!D8008,NA())","v":"Mobilong"},{"$f":"IF($E8009=DataInput!$B8008,DataInput!E8008,NA())","v":"SAPN"},{"$f":"IF($E8009=DataInput!$B8008,DataInput!F8008,NA())","v":"Winter"},{"$f":"IF($E8009=DataInput!$B8008,DataInput!G8008,NA())","v":"Coincident"},{"$f":"IF($E8009=DataInput!$B8008,DataInput!H8008,NA())","v":2007},{"$f":"IF($E8009=DataInput!$B8008,DataInput!I8008,NA())","v":"TempCorrActualPOE10"},{"$f":"IF($E8009=DataInput!$B8008,DataInput!J8008,NA())","v":26.4956938837684},{"$f":"IF($E8009=DataInput!$B8008,DataInput!K8008,NA())","v":"NA"},null,null,"SA Mobilong",null,null,null,null,false,null,null,{"$error":"#N/A"},{"$error":"#N/A"},{"$error":"#N/A"},{"$error":"#N/A"},{"$error":"#N/A"},{"$error":"#N/A"},{"$error":"#N/A"},{"$error":"#N/A"},{"$error":"#N/A"},{"$error":"#N/A"}]
[null,{"$f":"IF(DataInput!B8026=$B$8,IF($B$9=$B$10,TRUE,IF(DataInput!E8026=$B$9,TRUE,FALSE)))","v":true},null,null,{"$f":"IF(B8027=TRUE,DataInput!B8026,NA())","v":"SA"},{"$f":"IF($E8027=DataInput!$B8026,DataInput!C8026,NA())","v":"SMDL"},{"$f":"IF($E8027=DataInput!$B8026,DataInput!D8026,NA())","v":"Middleback 33 kV"},{"$f":"IF($E8027=DataInput!$B8026,DataInput!E8026,NA())","v":"ENet"},{"$f":"IF($E8027=DataInput!$B8026,DataInput!F8026,NA())","v":"Summer"},{"$f":"IF($E8027=DataInput!$B8026,DataInput!G8026,NA())","v":"Coincident"},{"$f":"IF($E8027=DataInput!$B8026,DataInput!H8026,NA())","v":2011},{"$f":"IF($E8027=DataInput!$B8026,DataInput!I8026,NA())","v":"TempCorrActualPOE10"},{"$f":"IF($E8027=DataInput!$B8026,DataInput!J8026,NA())","v":"NA"},{"$f":"IF($E8027=DataInput!$B8026,DataInput!K8026,NA())","v":"NA"},null,null,"SA Middleback 33 kV",null,null,null,null,false,null,null,{"$error":"#N/A"},{"$error":"#N/A"},{"$error":"#N/A"},{"$error":"#N/A"},{"$error":"#N/A"},{"$error":"#N/A"},{"$error":"#N/A"},{"$error":"#N/A"},{"$error":"#N/A"},{"$error":"#N/A"}]
[null,{"$f":"IF(DataInput!B8046=$B$8,IF($B$9=$B$10,TRUE,IF(DataInput!E8046=$B$9,TRUE,FALSE)))","v":true},null,null,{"$f":"IF(B8047=TRUE,DataInput!B8046,NA())","v":"SA"},{"$f":"IF($E8047=DataInput!$B8046,DataInput!C8046,NA())","v":"SMDL"},{"$f":"IF($E8047=DataInput!$B8046,DataInput!D8046,NA())","v":"Middleback 33 kV"},{"$f":"IF($E8047=DataInput!$B8046,DataInput!E8046,NA())","v":"ENet"},{"$f":"IF($E8047=DataInput!$B8046,DataInput!F8046,NA())","v":"Winter"},{"$f":"IF($E8047=DataInput!$B8046,DataInput!G8046,NA())","v":"Coincident"},{"$f":"IF($E8047=DataInput!$B8046,DataInput!H8046,NA())","v":2015},{"$f":"IF($E8047=DataInput!$B8046,DataInput!I8046,NA())","v":"TempCorrActualPOE10"},{"$f":"IF($E8047=DataInput!$B8046,DataInput!J8046,NA())","v":"NA"},{"$f":"IF($E8047=DataInput!$B8046,DataInput!K8046,NA())","v":"NA"},null,null,"SA Middleback 33 kV",null,null,null,null,false,null,null,{"$error":"#N/A"},{"$error":"#N/A"},{"$error":"#N/A"},{"$error":"#N/A"},{"$error":"#N/A"},{"$error":"#N/A"},{"$error":"#N/A"},{"$error":"#N/A"},{"$error":"#N/A"},{"$error":"#N/A"}]
[null,{"$f":"IF(DataInput!B8087=$B$8,IF($B$9=$B$10,TRUE,IF(DataInput!E8087=$B$9,TRUE,FALSE)))","v":true},null,null,{"$f":"IF(B8088=TRUE,DataInput!B8087,NA())","v":"SA"},{"$f":"IF($E8088=DataInput!$B8087,DataInput!C8087,NA())","v":"SMGU"},{"$f":"IF($E8088=DataInput!$B8087,DataInput!D8087,NA())","v":"Mt Gunson"},{"$f":"IF($E8088=DataInput!$B8087,DataInput!E8087,NA())","v":"SAPN"},{"$f":"IF($E8088=DataInput!$B8087,DataInput!F8087,NA())","v":"Summer"},{"$f":"IF($E8088=DataInput!$B8087,DataInput!G8087,NA())","v":"Coincident"},{"$f":"IF($E8088=DataInput!$B8087,DataInput!H8087,NA())","v":2007},{"$f":"IF($E8088=DataInput!$B8087,DataInput!I8087,NA())","v":"TempCorrActualPOE50"},{"$f":"IF($E8088=DataInput!$B8087,DataInput!J8087,NA())","v":5.85323330282519E-2},{"$f":"IF($E8088=DataInput!$B8087,DataInput!K8087,NA())","v":"NA"},null,null,"SA Mt Gunson",null,null,null,null,false,null,null,{"$error":"#N/A"},{"$error":"#N/A"},{"$error":"#N/A"},{"$error":"#N/A"},{"$error":"#N/A"},{"$error":"#N/A"},{"$error":"#N/A"},{"$error":"#N/A"},{"$error":"#N/A"},{"$error":"#N/A"}]
[null,{"$f":"IF(DataInput!B8105=$B$8,IF($B$9=$B$10,TRUE,IF(DataInput!E8105=$B$9,TRUE,FALSE)))","v":true},null,null,{"$f":"IF(B8106=TRUE,DataInput!B8105,NA())","v":"SA"},{"$f":"IF($E8106=DataInput!$B8105,DataInput!C8105,NA())","v":"SMGU"},{"$f":"IF($E8106=DataInput!$B8105,DataInput!D8105,NA())","v":"Mt Gunson"},{"$f":"IF($E8106=DataInput!$B8105,DataInput!E8105,NA())","v":"SAPN"},{"$f":"IF($E8106=DataInput!$B8105,DataInput!F8105,NA())","v":"Summer"},{"$f":"IF($E8106=DataInput!$B8105,DataInput!G8105,NA())","v":"Coincident"},{"$f":"IF($E8106=DataInput!$B8105,DataInput!H8105,NA())","v":2016},{"$f":"IF($E8106=DataInput!$B8105,DataInput!I8105,NA())","v":"TempCorrActualPOE50"},{"$f":"IF($E8106=DataInput!$B8105,DataInput!J8105,NA())","v":3.9494546865082303E-2},{"$f":"IF($E8106=DataInput!$B8105,DataInput!K8105,NA())","v":"NA"},null,null,"SA Mt Gunson",null,null,null,null,false,null,null,{"$error":"#N/A"},{"$error":"#N/A"},{"$error":"#N/A"},{"$error":"#N/A"},{"$error":"#N/A"},{"$error":"#N/A"},{"$error":"#N/A"},{"$error":"#N/A"},{"$error":"#N/A"},{"$error":"#N/A"}]
[null,{"$f":"IF(DataInput!B8136=$B$8,IF($B$9=$B$10,TRUE,IF(DataInput!E8136=$B$9,TRUE,FALSE)))","v":true},null,null,{"$f":"IF(B8137=TRUE,DataInput!B8136,NA())","v":"SA"},{"$f":"IF($E8137=DataInput!$B8136,DataInput!C8136,NA())","v":"SMH1"},{"$f":"IF($E8137=DataInput!$B8136,DataInput!D8136,NA())","v":"Murray Bridge - Hahndorf Pipeline 1"},{"$f":"IF($E8137=DataInput!$B8136,DataInput!E8136,NA())","v":"ENet"},{"$f":"IF($E8137=DataInput!$B8136,DataInput!F8136,NA())","v":"Summer"},{"$f":"IF($E8137=DataInput!$B8136,DataInput!G8136,NA())","v":"Coincident"},{"$f":"IF($E8137=DataInput!$B8136,DataInput!H8136,NA())","v":2011},{"$f":"IF($E8137=DataInput!$B8136,DataInput!I8136,NA())","v":"TempCorrActualPOE10"},{"$f":"IF($E8137=DataInput!$B8136,DataInput!J8136,NA())","v":"NA"},{"$f":"IF($E8137=DataInput!$B8136,DataInput!K8136,NA())","v":"NA"},null,null,"SA Murray Bridge - Hahndorf Pipeline 1",null,null,null,null,false,null,null,{"$error":"#N/A"},{"$error":"#N/A"},{"$error":"#N/A"},{"$error":"#N/A"},{"$error":"#N/A"},{"$error":"#N/A"},{"$error":"#N/A"},{"$error":"#N/A"},{"$error":"#N/A"},{"$error":"#N/A"}]
[null,{"$f":"IF(DataInput!B8183=$B$8,IF($B$9=$B$10,TRUE,IF(DataInput!E8183=$B$9,TRUE,FALSE)))","v":true},null,null,{"$f":"IF(B8184=TRUE,DataInput!B8183,NA())","v":"SA"},{"$f":"IF($E8184=DataInput!$B8183,DataInput!C8183,NA())","v":"SMH2"},{"$f":"IF($E8184=DataInput!$B8183,DataInput!D8183,NA())","v":"Murray Bridge - Hahndorf Pipeline 2"},{"$f":"IF($E8184=DataInput!$B8183,DataInput!E8183,NA())","v":"ENet"},{"$f":"IF($E8184=DataInput!$B8183,DataInput!F8183,NA())","v":"Summer"},{"$f":"IF($E8184=DataInput!$B8183,DataInput!G8183,NA())","v":"Coincident"},{"$f":"IF($E8184=DataInput!$B8183,DataInput!H8183,NA())","v":2015},{"$f":"IF($E8184=DataInput!$B8183,DataInput!I8183,NA())","v":"TempCorrActualPOE50"},{"$f":"IF($E8184=DataInput!$B8183,DataInput!J8183,NA())","v":"NA"},{"$f":"IF($E8184=DataInput!$B8183,DataInput!K8183,NA())","v":"NA"},null,null,"SA Murray Bridge - Hahndorf Pipeline 2",null,null,null,null,false,null,null,{"$error":"#N/A"},{"$error":"#N/A"},{"$error":"#N/A"},{"$error":"#N/A"},{"$error":"#N/A"},{"$error":"#N/A"},{"$error":"#N/A"},{"$error":"#N/A"},{"$error":"#N/A"},{"$error":"#N/A"}]
[null,{"$f":"IF(DataInput!B8203=$B$8,IF($B$9=$B$10,TRUE,IF(DataInput!E8203=$B$9,TRUE,FALSE)))","v":true},null,null,{"$f":"IF(B8204=TRUE,DataInput!B8203,NA())","v":"SA"},{"$f":"IF($E8204=DataInput!$B8203,DataInput!C8203,NA())","v":"SMH2"},{"$f":"IF($E8204=DataInput!$B8203,DataInput!D8203,NA())","v":"Murray Bridge - Hahndorf Pipeline 2"},{"$f":"IF($E8204=DataInput!$B8203,DataInput!E8203,NA())","v":"ENet"},{"$f":"IF($E8204=DataInput!$B8203,DataInput!F8203,NA())","v":"Winter"},{"$f":"IF($E8204=DataInput!$B8203,DataInput!G8203,NA())","v":"Coincident"},{"$f":"IF($E8204=DataInput!$B8203,DataInput!H8203,NA())","v":2014},{"$f":"IF($E8204=DataInput!$B8203,DataInput!I8203,NA())","v":"TempCorrActualPOE50"},{"$f":"IF($E8204=DataInput!$B8203,DataInput!J8203,NA())","v":"NA"},{"$f":"IF($E8204=DataInput!$B8203,DataInput!K8203,NA())","v":"NA"},null,null,{"$f":"IF(OR(ISERROR(E8204),ISERROR(G8204)),\"  \",E8204&\" \"&G8204)","v":"SA Murray Bridge - Hahndorf Pipeline 2"},null,null,null,null,{"$f":"IF(ISERROR(G8204),FALSE,IF($V$9=G8204,TRUE,FALSE))","v":false},null,null,{"$error":"#N/A"},{"$error":"#N/A"},{"$error":"#N/A"},{"$error":"#N/A"},{"$error":"#N/A"},{"$error":"#N/A"},{"$error":"#N/A"},{"$error":"#N/A"},{"$error":"#N/A"},{"$error":"#N/A"}]
[null,{"$f":"IF(DataInput!B8244=$B$8,IF($B$9=$B$10,TRUE,IF(DataInput!E8244=$B$9,TRUE,FALSE)))","v":true},null,null,{"$f":"IF(B8245=TRUE,DataInput!B8244,NA())","v":"SA"},{"$f":"IF($E8245=DataInput!$B8244,DataInput!C8244,NA())","v":"SMH3"},{"$f":"IF($E8245=DataInput!$B8244,DataInput!D8244,NA())","v":"Murray Bridge - Hahndorf Pipeline 3"},{"$f":"IF($E8245=DataInput!$B8244,DataInput!E8244,NA())","v":"ENet"},{"$f":"IF($E8245=DataInput!$B8244,DataInput!F8244,NA())","v":"Winter"},{"$f":"IF($E8245=DataInput!$B8244,DataInput!G8244,NA())","v":"Coincident"},{"$f":"IF($E8245=DataInput!$B8244,DataInput!H8244,NA())","v":2014},{"$f":"IF($E8245=DataInput!$B8244,DataInput!I8244,NA())","v":"TempCorrActualPOE10"},{"$f":"IF($E8245=DataInput!$B8244,DataInput!J8244,NA())","v":"NA"},{"$f":"IF($E8245=DataInput!$B8244,DataInput!K8244,NA())","v":"NA"},null,null,"SA Murray Bridge - Hahndorf Pipeline 3",null,null,null,null,false,null,null,{"$error":"#N/A"},{"$error":"#N/A"},{"$error":"#N/A"},{"$error":"#N/A"},{"$error":"#N/A"},{"$error":"#N/A"},{"$error":"#N/A"},{"$error":"#N/A"},{"$error":"#N/A"},{"$error":"#N/A"}]
[null,{"$f":"IF(DataInput!B8262=$B$8,IF($B$9=$B$10,TRUE,IF(DataInput!E8262=$B$9,TRUE,FALSE)))","v":true},null,null,{"$f":"IF(B8263=TRUE,DataInput!B8262,NA())","v":"SA"},{"$f":"IF($E8263=DataInput!$B8262,DataInput!C8262,NA())","v":"SMW1"},{"$f":"IF($E8263=DataInput!$B8262,DataInput!D8262,NA())","v":"Morgan - Whyalla Pipeline 1"},{"$f":"IF($E8263=DataInput!$B8262,DataInput!E8262,NA())","v":"ENet"},{"$f":"IF($E8263=DataInput!$B8262,DataInput!F8262,NA())","v":"Summer"},{"$f":"IF($E8263=DataInput!$B8262,DataInput!G8262,NA())","v":"Coincident"},{"$f":"IF($E8263=DataInput!$B8262,DataInput!H8262,NA())","v":2014},{"$f":"IF($E8263=DataInput!$B8262,DataInput!I8262,NA())","v":"TempCorrActualPOE10"},{"$f":"IF($E8263=DataInput!$B8262,DataInput!J8262,NA())","v":"NA"},{"$f":"IF($E8263=DataInput!$B8262,DataInput!K8262,NA())","v":"NA"},null,null,"SA Morgan - Whyalla Pipeline 1",null,null,null,null,false,null,null,{"$error":"#N/A"},{"$error":"#N/A"},{"$error":"#N/A"},{"$error":"#N/A"},{"$error":"#N/A"},{"$error":"#N/A"},{"$error":"#N/A"},{"$error":"#N/A"},{"$error":"#N/A"},{"$error":"#N/A"}]
[null,{"$f":"IF(DataInput!B8293=$B$8,IF($B$9=$B$10,TRUE,IF(DataInput!E8293=$B$9,TRUE,FALSE)))","v":true},null,null,{"$f":"IF(B8294=TRUE,DataInput!B8293,NA())","v":"SA"},{"$f":"IF($E8294=DataInput!$B8293,DataInput!C8293,NA())","v":"SMW2"},{"$f":"IF($E8294=DataInput!$B8293,DataInput!D8293,NA())","v":"Morgan - Whyalla Pipeline 2"},{"$f":"IF($E8294=DataInput!$B8293,DataInput!E8293,NA())","v":"ENet"},{"$f":"IF($E8294=DataInput!$B8293,DataInput!F8293,NA())","v":"Summer"},{"$f":"IF($E8294=DataInput!$B8293,DataInput!G8293,NA())","v":"Coincident"},{"$f":"IF($E8294=DataInput!$B8293,DataInput!H8293,NA())","v":2010},{"$f":"IF($E8294=DataInput!$B8293,DataInput!I8293,NA())","v":"TempCorrActualPOE50"},{"$f":"IF($E8294=DataInput!$B8293,DataInput!J8293,NA())","v":"NA"},{"$f":"IF($E8294=DataInput!$B8293,DataInput!K8293,NA())","v":"NA"},null,null,"SA Morgan - Whyalla Pipeline 2",null,null,null,null,false,null,null,{"$error":"#N/A"},{"$error":"#N/A"},{"$error":"#N/A"},{"$error":"#N/A"},{"$error":"#N/A"},{"$error":"#N/A"},{"$error":"#N/A"},{"$error":"#N/A"},{"$error":"#N/A"},{"$error":"#N/A"}]
[null,{"$f":"IF(DataInput!B8330=$B$8,IF($B$9=$B$10,TRUE,IF(DataInput!E8330=$B$9,TRUE,FALSE)))","v":true},null,null,{"$f":"IF(B8331=TRUE,DataInput!B8330,NA())","v":"SA"},{"$f":"IF($E8331=DataInput!$B8330,DataInput!C8330,NA())","v":"SMW3"},{"$f":"IF($E8331=DataInput!$B8330,DataInput!D8330,NA())","v":"Morgan - Whyalla Pipeline 3"},{"$f":"IF($E8331=DataInput!$B8330,DataInput!E8330,NA())","v":"ENet"},{"$f":"IF($E8331=DataInput!$B8330,DataInput!F8330,NA())","v":"Summer"},{"$f":"IF($E8331=DataInput!$B8330,DataInput!G8330,NA())","v":"Coincident"},{"$f":"IF($E8331=DataInput!$B8330,DataInput!H8330,NA())","v":2008},{"$f":"IF($E8331=DataInput!$B8330,DataInput!I8330,NA())","v":"TempCorrActualPOE10"},{"$f":"IF($E8331=DataInput!$B8330,DataInput!J8330,NA())","v":"NA"},{"$f":"IF($E8331=DataInput!$B8330,DataInput!K8330,NA())","v":"NA"},null,null,"SA Morgan - Whyalla Pipeline 3",null,null,null,null,false,null,null,{"$f":"IF($V8331=TRUE,E8331,NA())","v":{"$error":"#N/A"}},{"$error":"#N/A"},{"$error":"#N/A"},{"$error":"#N/A"},{"$error":"#N/A"},{"$error":"#N/A"},{"$error":"#N/A"},{"$error":"#N/A"},{"$error":"#N/A"},{"$error":"#N/A"}]
[null,{"$f":"IF(DataInput!B8341=$B$8,IF($B$9=$B$10,TRUE,IF(DataInput!E8341=$B$9,TRUE,FALSE)))","v":true},null,null,{"$f":"IF(B8342=TRUE,DataInput!B8341,NA())","v":"SA"},{"$f":"IF($E8342=DataInput!$B8341,DataInput!C8341,NA())","v":"SMW3"},{"$f":"IF($E8342=DataInput!$B8341,DataInput!D8341,NA())","v":"Morgan - Whyalla Pipeline 3"},{"$f":"IF($E8342=DataInput!$B8341,DataInput!E8341,NA())","v":"ENet"},{"$f":"IF($E8342=DataInput!$B8341,DataInput!F8341,NA())","v":"Summer"},{"$f":"IF($E8342=DataInput!$B8341,DataInput!G8341,NA())","v":"Coincident"},{"$f":"IF($E8342=DataInput!$B8341,DataInput!H8341,NA())","v":2014},{"$f":"IF($E8342=DataInput!$B8341,DataInput!I8341,NA())","v":"TempCorrActualPOE50"},{"$f":"IF($E8342=DataInput!$B8341,DataInput!J8341,NA())","v":"NA"},{"$f":"IF($E8342=DataInput!$B8341,DataInput!K8341,NA())","v":"NA"},null,null,"SA Morgan - Whyalla Pipeline 3",null,null,null,null,false,null,null,{"$error":"#N/A"},{"$error":"#N/A"},{"$error":"#N/A"},{"$error":"#N/A"},{"$error":"#N/A"},{"$error":"#N/A"},{"$error":"#N/A"},{"$error":"#N/A"},{"$error":"#N/A"},{"$error":"#N/A"}]
[null,{"$f":"IF(DataInput!B8372=$B$8,IF($B$9=$B$10,TRUE,IF(DataInput!E8372=$B$9,TRUE,FALSE)))","v":true},null,null,{"$f":"IF(B8373=TRUE,DataInput!B8372,NA())","v":"SA"},{"$f":"IF($E8373=DataInput!$B8372,DataInput!C8372,NA())","v":"SMW4"},{"$f":"IF($E8373=DataInput!$B8372,DataInput!D8372,NA())","v":"Morgan - Whyalla Pipeline 4"},{"$f":"IF($E8373=DataInput!$B8372,DataInput!E8372,NA())","v":"ENet"},{"$f":"IF($E8373=DataInput!$B8372,DataInput!F8372,NA())","v":"Summer"},{"$f":"IF($E8373=DataInput!$B8372,DataInput!G8372,NA())","v":"Coincident"},{"$f":"IF($E8373=DataInput!$B8372,DataInput!H8372,NA())","v":2009},{"$f":"IF($E8373=DataInput!$B8372,DataInput!I8372,NA())","v":"TempCorrActualPOE10"},{"$f":"IF($E8373=DataInput!$B8372,DataInput!J8372,NA())","v":"NA"},{"$f":"IF($E8373=DataInput!$B8372,DataInput!K8372,NA())","v":"NA"},null,null,"SA Morgan - Whyalla Pipeline 4",null,null,null,null,false,null,null,{"$error":"#N/A"},{"$error":"#N/A"},{"$error":"#N/A"},{"$error":"#N/A"},{"$error":"#N/A"},{"$error":"#N/A"},{"$error":"#N/A"},{"$error":"#N/A"},{"$error":"#N/A"},{"$error":"#N/A"}]
[null,{"$f":"IF(DataInput!B8390=$B$8,IF($B$9=$B$10,TRUE,IF(DataInput!E8390=$B$9,TRUE,FALSE)))","v":true},null,null,{"$f":"IF(B8391=TRUE,DataInput!B8390,NA())","v":"SA"},{"$f":"IF($E8391=DataInput!$B8390,DataInput!C8390,NA())","v":"SMW4"},{"$f":"IF($E8391=DataInput!$B8390,DataInput!D8390,NA())","v":"Morgan - Whyalla Pipeline 4"},{"$f":"IF($E8391=DataInput!$B8390,DataInput!E8390,NA())","v":"ENet"},{"$f":"IF($E8391=DataInput!$B8390,DataInput!F8390,NA())","v":"Winter"},{"$f":"IF($E8391=DataInput!$B8390,DataInput!G8390,NA())","v":"Coincident"},{"$f":"IF($E8391=DataInput!$B8390,DataInput!H8390,NA())","v":2007},{"$f":"IF($E8391=DataInput!$B8390,DataInput!I8390,NA())","v":"TempCorrActualPOE10"},{"$f":"IF($E8391=DataInput!$B8390,DataInput!J8390,NA())","v":"NA"},{"$f":"IF($E8391=DataInput!$B8390,DataInput!K8390,NA())","v":"NA"},null,null,"SA Morgan - Whyalla Pipeline 4",null,null,null,null,false,null,null,{"$error":"#N/A"},{"$error":"#N/A"},{"$error":"#N/A"},{"$error":"#N/A"},{"$error":"#N/A"},{"$error":"#N/A"},{"$error":"#N/A"},{"$error":"#N/A"},{"$error":"#N/A"},{"$error":"#N/A"}]
[null,{"$f":"IF(DataInput!B8425=$B$8,IF($B$9=$B$10,TRUE,IF(DataInput!E8425=$B$9,TRUE,FALSE)))","v":true},null,null,{"$f":"IF(B8426=TRUE,DataInput!B8425,NA())","v":"SA"},{"$f":"IF($E8426=DataInput!$B8425,DataInput!C8425,NA())","v":"SNEU"},{"$f":"IF($E8426=DataInput!$B8425,DataInput!D8425,NA())","v":"Neuroodla"},{"$f":"IF($E8426=DataInput!$B8425,DataInput!E8425,NA())","v":"SAPN"},{"$f":"IF($E8426=DataInput!$B8425,DataInput!F8425,NA())","v":"Summer"},{"$f":"IF($E8426=DataInput!$B8425,DataInput!G8425,NA())","v":"Coincident"},{"$f":"IF($E8426=DataInput!$B8425,DataInput!H8425,NA())","v":2016},{"$f":"IF($E8426=DataInput!$B8425,DataInput!I8425,NA())","v":"TempCorrActualPOE50"},{"$f":"IF($E8426=DataInput!$B8425,DataInput!J8425,NA())","v":0.76239998777805096},{"$f":"IF($E8426=DataInput!$B8425,DataInput!K8425,NA())","v":"NA"},null,null,"SA Neuroodla",null,null,null,null,false,null,null,{"$error":"#N/A"},{"$error":"#N/A"},{"$error":"#N/A"},{"$error":"#N/A"},{"$error":"#N/A"},{"$error":"#N/A"},{"$error":"#N/A"},{"$error":"#N/A"},{"$error":"#N/A"},{"$error":"#N/A"}]
[null,{"$f":"IF(DataInput!B8451=$B$8,IF($B$9=$B$10,TRUE,IF(DataInput!E8451=$B$9,TRUE,FALSE)))","v":true},null,null,{"$f":"IF(B8452=TRUE,DataInput!B8451,NA())","v":"SA"},{"$f":"IF($E8452=DataInput!$B8451,DataInput!C8451,NA())","v":"SNWB"},{"$f":"IF($E8452=DataInput!$B8451,DataInput!D8451,NA())","v":"North West Bend"},{"$f":"IF($E8452=DataInput!$B8451,DataInput!E8451,NA())","v":"SAPN"},{"$f":"IF($E8452=DataInput!$B8451,DataInput!F8451,NA())","v":"Summer"},{"$f":"IF($E8452=DataInput!$B8451,DataInput!G8451,NA())","v":"Coincident"},{"$f":"IF($E8452=DataInput!$B8451,DataInput!H8451,NA())","v":2009},{"$f":"IF($E8452=DataInput!$B8451,DataInput!I8451,NA())","v":"TempCorrActualPOE50"},{"$f":"IF($E8452=DataInput!$B8451,DataInput!J8451,NA())","v":17.2123915934881},{"$f":"IF($E8452=DataInput!$B8451,DataInput!K8451,NA())","v":"NA"},null,null,"SA North West Bend",null,null,null,null,false,null,null,{"$error":"#N/A"},{"$error":"#N/A"},{"$error":"#N/A"},{"$error":"#N/A"},{"$error":"#N/A"},{"$error":"#N/A"},{"$error":"#N/A"},{"$error":"#N/A"},{"$error":"#N/A"},{"$error":"#N/A"}]
[null,{"$f":"IF(DataInput!B8498=$B$8,IF($B$9=$B$10,TRUE,IF(DataInput!E8498=$B$9,TRUE,FALSE)))","v":true},null,null,{"$f":"IF(B8499=TRUE,DataInput!B8498,NA())","v":"SA"},{"$f":"IF($E8499=DataInput!$B8498,DataInput!C8498,NA())","v":"SPEN"},{"$f":"IF($E8499=DataInput!$B8498,DataInput!D8498,NA())","v":"Penola West"},{"$f":"IF($E8499=DataInput!$B8498,DataInput!E8498,NA())","v":"SAPN"},{"$f":"IF($E8499=DataInput!$B8498,DataInput!F8498,NA())","v":"Winter"},{"$f":"IF($E8499=DataInput!$B8498,DataInput!G8498,NA())","v":"Coincident"},{"$f":"IF($E8499=DataInput!$B8498,DataInput!H8498,NA())","v":2014},{"$f":"IF($E8499=DataInput!$B8498,DataInput!I8498,NA())","v":"TempCorrActualPOE10"},{"$f":"IF($E8499=DataInput!$B8498,DataInput!J8498,NA())","v":4.6445907746112001},{"$f":"IF($E8499=DataInput!$B8498,DataInput!K8498,NA())","v":"NA"},null,null,"SA Penola West",null,null,null,null,false,null,null,{"$error":"#N/A"},{"$error":"#N/A"},{"$error":"#N/A"},{"$error":"#N/A"},{"$error":"#N/A"},{"$error":"#N/A"},{"$error":"#N/A"},{"$error":"#N/A"},{"$error":"#N/A"},{"$error":"#N/A"}]
[null,{"$f":"IF(DataInput!B8529=$B$8,IF($B$9=$B$10,TRUE,IF(DataInput!E8529=$B$9,TRUE,FALSE)))","v":true},null,null,{"$f":"IF(B8530=TRUE,DataInput!B8529,NA())","v":"SA"},{"$f":"IF($E8530=DataInput!$B8529,DataInput!C8529,NA())","v":"SPLN"},{"$f":"IF($E8530=DataInput!$B8529,DataInput!D8529,NA())","v":"Port Lincoln"},{"$f":"IF($E8530=DataInput!$B8529,DataInput!E8529,NA())","v":"SAPN"},{"$f":"IF($E8530=DataInput!$B8529,DataInput!F8529,NA())","v":"Winter"},{"$f":"IF($E8530=DataInput!$B8529,DataInput!G8529,NA())","v":"Coincident"},{"$f":"IF($E8530=DataInput!$B8529,DataInput!H8529,NA())","v":2010},{"$f":"IF($E8530=DataInput!$B8529,DataInput!I8529,NA())","v":"TempCorrActualPOE50"},{"$f":"IF($E8530=DataInput!$B8529,DataInput!J8529,NA())","v":29.595268302546401},{"$f":"IF($E8530=DataInput!$B8529,DataInput!K8529,NA())","v":"NA"},null,null,"SA Port Lincoln",null,null,null,null,false,null,null,{"$error":"#N/A"},{"$error":"#N/A"},{"$error":"#N/A"},{"$error":"#N/A"},{"$error":"#N/A"},{"$error":"#N/A"},{"$error":"#N/A"},{"$error":"#N/A"},{"$error":"#N/A"},{"$error":"#N/A"}]
[null,{"$f":"IF(DataInput!B8552=$B$8,IF($B$9=$B$10,TRUE,IF(DataInput!E8552=$B$9,TRUE,FALSE)))","v":true},null,null,{"$f":"IF(B8553=TRUE,DataInput!B8552,NA())","v":"SA"},{"$f":"IF($E8553=DataInput!$B8552,DataInput!C8552,NA())","v":"SPMB"},{"$f":"IF($E8553=DataInput!$B8552,DataInput!D8552,NA())","v":"Pimba"},{"$f":"IF($E8553=DataInput!$B8552,DataInput!E8552,NA())","v":"ENet"},{"$f":"IF($E8553=DataInput!$B8552,DataInput!F8552,NA())","v":"Summer"},{"$f":"IF($E8553=DataInput!$B8552,DataInput!G8552,NA())","v":"Coincident"},{"$f":"IF($E8553=DataInput!$B8552,DataInput!H8552,NA())","v":2012},{"$f":"IF($E8553=DataInput!$B8552,DataInput!I8552,NA())","v":"TempCorrActualPOE10"},{"$f":"IF($E8553=DataInput!$B8552,DataInput!J8552,NA())","v":"NA"},{"$f":"IF($E8553=DataInput!$B8552,DataInput!K8552,NA())","v":"NA"},null,null,"SA Pimba",null,null,null,null,false,null,null,{"$error":"#N/A"},{"$error":"#N/A"},{"$error":"#N/A"},{"$error":"#N/A"},{"$error":"#N/A"},{"$error":"#N/A"},{"$error":"#N/A"},{"$error":"#N/A"},{"$error":"#N/A"},{"$error":"#N/A"}]
[null,{"$f":"IF(DataInput!B8577=$B$8,IF($B$9=$B$10,TRUE,IF(DataInput!E8577=$B$9,TRUE,FALSE)))","v":true},null,null,{"$f":"IF(B8578=TRUE,DataInput!B8577,NA())","v":"SA"},{"$f":"IF($E8578=DataInput!$B8577,DataInput!C8577,NA())","v":"SPMB"},{"$f":"IF($E8578=DataInput!$B8577,DataInput!D8577,NA())","v":"Pimba"},{"$f":"IF($E8578=DataInput!$B8577,DataInput!E8577,NA())","v":"ENet"},{"$f":"IF($E8578=DataInput!$B8577,DataInput!F8577,NA())","v":"Winter"},{"$f":"IF($E8578=DataInput!$B8577,DataInput!G8577,NA())","v":"Coincident"},{"$f":"IF($E8578=DataInput!$B8577,DataInput!H8577,NA())","v":2014},{"$f":"IF($E8578=DataInput!$B8577,DataInput!I8577,NA())","v":"TempCorrActualPOE50"},{"$f":"IF($E8578=DataInput!$B8577,DataInput!J8577,NA())","v":"NA"},{"$f":"IF($E8578=DataInput!$B8577,DataInput!K8577,NA())","v":"NA"},null,null,"SA Pimba",null,null,null,null,false,null,null,{"$error":"#N/A"},{"$error":"#N/A"},{"$error":"#N/A"},{"$error":"#N/A"},{"$error":"#N/A"},{"$error":"#N/A"},{"$error":"#N/A"},{"$error":"#N/A"},{"$error":"#N/A"},{"$error":"#N/A"}]
[null,{"$f":"IF(DataInput!B8608=$B$8,IF($B$9=$B$10,TRUE,IF(DataInput!E8608=$B$9,TRUE,FALSE)))","v":true},null,null,{"$f":"IF(B8609=TRUE,DataInput!B8608,NA())","v":"SA"},{"$f":"IF($E8609=DataInput!$B8608,DataInput!C8608,NA())","v":"SRSW"},{"$f":"IF($E8609=DataInput!$B8608,DataInput!D8608,NA())","v":"Roseworthy"},{"$f":"IF($E8609=DataInput!$B8608,DataInput!E8608,NA())","v":"ENet"},{"$f":"IF($E8609=DataInput!$B8608,DataInput!F8608,NA())","v":"Winter"},{"$f":"IF($E8609=DataInput!$B8608,DataInput!G8608,NA())","v":"Coincident"},{"$f":"IF($E8609=DataInput!$B8608,DataInput!H8608,NA())","v":2009},{"$f":"IF($E8609=DataInput!$B8608,DataInput!I8608,NA())","v":"TempCorrActualPOE10"},{"$f":"IF($E8609=DataInput!$B8608,DataInput!J8608,NA())","v":"NA"},{"$f":"IF($E8609=DataInput!$B8608,DataInput!K8608,NA())","v":"NA"},null,null,"SA Roseworthy",null,null,null,null,false,null,null,{"$error":"#N/A"},{"$error":"#N/A"},{"$error":"#N/A"},{"$error":"#N/A"},{"$error":"#N/A"},{"$error":"#N/A"},{"$error":"#N/A"},{"$error":"#N/A"},{"$error":"#N/A"},{"$error":"#N/A"}]
[null,{"$f":"IF(DataInput!B8626=$B$8,IF($B$9=$B$10,TRUE,IF(DataInput!E8626=$B$9,TRUE,FALSE)))","v":true},null,null,{"$f":"IF(B8627=TRUE,DataInput!B8626,NA())","v":"SA"},{"$f":"IF($E8627=DataInput!$B8626,DataInput!C8626,NA())","v":"SSNN"},{"$f":"IF($E8627=DataInput!$B8626,DataInput!D8626,NA())","v":"Snuggery Industrial"},{"$f":"IF($E8627=DataInput!$B8626,DataInput!E8626,NA())","v":"SAPN"},{"$f":"IF($E8627=DataInput!$B8626,DataInput!F8626,NA())","v":"Summer"},{"$f":"IF($E8627=DataInput!$B8626,DataInput!G8626,NA())","v":"Coincident"},{"$f":"IF($E8627=DataInput!$B8626,DataInput!H8626,NA())","v":2009},{"$f":"IF($E8627=DataInput!$B8626,DataInput!I8626,NA())","v":"TempCorrActualPOE10"},{"$f":"IF($E8627=DataInput!$B8626,DataInput!J8626,NA())","v":26.476262814879501},{"$f":"IF($E8627=DataInput!$B8626,DataInput!K8626,NA())","v":"NA"},null,null,"SA Snuggery Industrial",null,null,null,null,false,null,null,{"$error":"#N/A"},{"$error":"#N/A"},{"$error":"#N/A"},{"$error":"#N/A"},{"$error":"#N/A"},{"$error":"#N/A"},{"$error":"#N/A"},{"$error":"#N/A"},{"$error":"#N/A"},{"$error":"#N/A"}]
[null,{"$f":"IF(DataInput!B8675=$B$8,IF($B$9=$B$10,TRUE,IF(DataInput!E8675=$B$9,TRUE,FALSE)))","v":true},null,null,{"$f":"IF(B8676=TRUE,DataInput!B8675,NA())","v":"SA"},{"$f":"IF($E8676=DataInput!$B8675,DataInput!C8675,NA())","v":"SSNR"},{"$f":"IF($E8676=DataInput!$B8675,DataInput!D8675,NA())","v":"Snuggery Rural"},{"$f":"IF($E8676=DataInput!$B8675,DataInput!E8675,NA())","v":"SAPN"},{"$f":"IF($E8676=DataInput!$B8675,DataInput!F8675,NA())","v":"Summer"},{"$f":"IF($E8676=DataInput!$B8675,DataInput!G8675,NA())","v":"Coincident"},{"$f":"IF($E8676=DataInput!$B8675,DataInput!H8675,NA())","v":2014},{"$f":"IF($E8676=DataInput!$B8675,DataInput!I8675,NA())","v":"TempCorrActualPOE50"},{"$f":"IF($E8676=DataInput!$B8675,DataInput!J8675,NA())","v":12.882364784104899},{"$f":"IF($E8676=DataInput!$B8675,DataInput!K8675,NA())","v":"NA"},null,null,"SA Snuggery Rural",null,null,null,null,false,null,null,{"$error":"#N/A"},{"$error":"#N/A"},{"$error":"#N/A"},{"$error":"#N/A"},{"$error":"#N/A"},{"$error":"#N/A"},{"$error":"#N/A"},{"$error":"#N/A"},{"$error":"#N/A"},{"$error":"#N/A"}]
[null,{"$f":"IF(DataInput!B8687=$B$8,IF($B$9=$B$10,TRUE,IF(DataInput!E8687=$B$9,TRUE,FALSE)))","v":true},null,null,{"$f":"IF(B8688=TRUE,DataInput!B8687,NA())","v":"SA"},{"$f":"IF($E8688=DataInput!$B8687,DataInput!C8687,NA())","v":"SSNR"},{"$f":"IF($E8688=DataInput!$B8687,DataInput!D8687,NA())","v":"Snuggery Rural"},{"$f":"IF($E8688=DataInput!$B8687,DataInput!E8687,NA())","v":"SAPN"},{"$f":"IF($E8688=DataInput!$B8687,DataInput!F8687,NA())","v":"Winter"},{"$f":"IF($E8688=DataInput!$B8687,DataInput!G8687,NA())","v":"Coincident"},{"$f":"IF($E8688=DataInput!$B8687,DataInput!H8687,NA())","v":2009},{"$f":"IF($E8688=DataInput!$B8687,DataInput!I8687,NA())","v":"TempCorrActualPOE50"},{"$f":"IF($E8688=DataInput!$B8687,DataInput!J8687,NA())","v":12.4874115633686},{"$f":"IF($E8688=DataInput!$B8687,DataInput!K8687,NA())","v":"NA"},null,null,"SA Snuggery Rural",null,null,null,null,false,null,null,{"$error":"#N/A"},{"$error":"#N/A"},{"$error":"#N/A"},{"$error":"#N/A"},{"$error":"#N/A"},{"$error":"#N/A"},{"$error":"#N/A"},{"$error":"#N/A"},{"$error":"#N/A"},{"$error":"#N/A"}]
[null,{"$f":"IF(DataInput!B8705=$B$8,IF($B$9=$B$10,TRUE,IF(DataInput!E8705=$B$9,TRUE,FALSE)))","v":true},null,null,{"$f":"IF(B8706=TRUE,DataInput!B8705,NA())","v":"SA"},{"$f":"IF($E8706=DataInput!$B8705,DataInput!C8705,NA())","v":"STAL"},{"$f":"IF($E8706=DataInput!$B8705,DataInput!D8705,NA())","v":"Tailem Bend"},{"$f":"IF($E8706=DataInput!$B8705,DataInput!E8705,NA())","v":"SAPN"},{"$f":"IF($E8706=DataInput!$B8705,DataInput!F8705,NA())","v":"Summer"},{"$f":"IF($E8706=DataInput!$B8705,DataInput!G8705,NA())","v":"Coincident"},{"$f":"IF($E8706=DataInput!$B8705,DataInput!H8705,NA())","v":2011},{"$f":"IF($E8706=DataInput!$B8705,DataInput!I8705,NA())","v":"TempCorrActualPOE50"},{"$f":"IF($E8706=DataInput!$B8705,DataInput!J8705,NA())","v":20.608502416758199},{"$f":"IF($E8706=DataInput!$B8705,DataInput!K8705,NA())","v":"NA"},null,null,"SA Tailem Bend",null,null,null,null,false,null,null,{"$error":"#N/A"},{"$error":"#N/A"},{"$error":"#N/A"},{"$error":"#N/A"},{"$error":"#N/A"},{"$error":"#N/A"},{"$error":"#N/A"},{"$error":"#N/A"},{"$error":"#N/A"},{"$error":"#N/A"}]
[null,{"$f":"IF(DataInput!B8736=$B$8,IF($B$9=$B$10,TRUE,IF(DataInput!E8736=$B$9,TRUE,FALSE)))","v":true},null,null,{"$f":"IF(B8737=TRUE,DataInput!B8736,NA())","v":"SA"},{"$f":"IF($E8737=DataInput!$B8736,DataInput!C8736,NA())","v":"STEM"},{"$f":"IF($E8737=DataInput!$B8736,DataInput!D8736,NA())","v":"Templers"},{"$f":"IF($E8737=DataInput!$B8736,DataInput!E8736,NA())","v":"SAPN"},{"$f":"IF($E8737=DataInput!$B8736,DataInput!F8736,NA())","v":"Summer"},{"$f":"IF($E8737=DataInput!$B8736,DataInput!G8736,NA())","v":"Coincident"},{"$f":"IF($E8737=DataInput!$B8736,DataInput!H8736,NA())","v":2010},{"$f":"IF($E8737=DataInput!$B8736,DataInput!I8736,NA())","v":"TempCorrActualPOE10"},{"$f":"IF($E8737=DataInput!$B8736,DataInput!J8736,NA())","v":28.927567016136798},{"$f":"IF($E8737=DataInput!$B8736,DataInput!K8736,NA())","v":"NA"},null,null,"SA Templers",null,null,null,null,false,null,null,{"$error":"#N/A"},{"$error":"#N/A"},{"$error":"#N/A"},{"$error":"#N/A"},{"$error":"#N/A"},{"$error":"#N/A"},{"$error":"#N/A"},{"$error":"#N/A"},{"$error":"#N/A"},{"$error":"#N/A"}]
[null,{"$f":"IF(DataInput!B8774=$B$8,IF($B$9=$B$10,TRUE,IF(DataInput!E8774=$B$9,TRUE,FALSE)))","v":true},null,null,{"$f":"IF(B8775=TRUE,DataInput!B8774,NA())","v":"SA"},{"$f":"IF($E8775=DataInput!$B8774,DataInput!C8774,NA())","v":"SWAT"},{"$f":"IF($E8775=DataInput!$B8774,DataInput!D8774,NA())","v":"Waterloo"},{"$f":"IF($E8775=DataInput!$B8774,DataInput!E8774,NA())","v":"SAPN"},{"$f":"IF($E8775=DataInput!$B8774,DataInput!F8774,NA())","v":"Summer"},{"$f":"IF($E8775=DataInput!$B8774,DataInput!G8774,NA())","v":"Coincident"},{"$f":"IF($E8775=DataInput!$B8774,DataInput!H8774,NA())","v":2016},{"$f":"IF($E8775=DataInput!$B8774,DataInput!I8774,NA())","v":"TempCorrActualPOE10"},{"$f":"IF($E8775=DataInput!$B8774,DataInput!J8774,NA())","v":6.8000745421491597},{"$f":"IF($E8775=DataInput!$B8774,DataInput!K8774,NA())","v":"NA"},null,null,"SA Waterloo",null,null,null,null,false,null,null,{"$error":"#N/A"},{"$error":"#N/A"},{"$error":"#N/A"},{"$error":"#N/A"},{"$error":"#N/A"},{"$error":"#N/A"},{"$error":"#N/A"},{"$error":"#N/A"},{"$error":"#N/A"},{"$error":"#N/A"}]
[null,{"$f":"IF(DataInput!B8813=$B$8,IF($B$9=$B$10,TRUE,IF(DataInput!E8813=$B$9,TRUE,FALSE)))","v":true},null,null,{"$f":"IF(B8814=TRUE,DataInput!B8813,NA())","v":"SA"},{"$f":"IF($E8814=DataInput!$B8813,DataInput!C8813,NA())","v":"SWMA"},{"$f":"IF($E8814=DataInput!$B8813,DataInput!D8813,NA())","v":"Woomera"},{"$f":"IF($E8814=DataInput!$B8813,DataInput!E8813,NA())","v":"ENet"},{"$f":"IF($E8814=DataInput!$B8813,DataInput!F8813,NA())","v":"Winter"},{"$f":"IF($E8814=DataInput!$B8813,DataInput!G8813,NA())","v":"Coincident"},{"$f":"IF($E8814=DataInput!$B8813,DataInput!H8813,NA())","v":2011},{"$f":"IF($E8814=DataInput!$B8813,DataInput!I8813,NA())","v":"TempCorrActualPOE50"},{"$f":"IF($E8814=DataInput!$B8813,DataInput!J8813,NA())","v":"NA"},{"$f":"IF($E8814=DataInput!$B8813,DataInput!K8813,NA())","v":"NA"},null,null,"SA Woomera",null,null,null,null,false,null,null,{"$error":"#N/A"},{"$error":"#N/A"},{"$error":"#N/A"},{"$error":"#N/A"},{"$error":"#N/A"},{"$error":"#N/A"},{"$error":"#N/A"},{"$error":"#N/A"},{"$error":"#N/A"},{"$error":"#N/A"}]
[null,{"$f":"IF(DataInput!B8844=$B$8,IF($B$9=$B$10,TRUE,IF(DataInput!E8844=$B$9,TRUE,FALSE)))","v":true},null,null,{"$f":"IF(B8845=TRUE,DataInput!B8844,NA())","v":"SA"},{"$f":"IF($E8845=DataInput!$B8844,DataInput!C8844,NA())","v":"SWUD"},{"$f":"IF($E8845=DataInput!$B8844,DataInput!D8844,NA())","v":"Wudinna"},{"$f":"IF($E8845=DataInput!$B8844,DataInput!E8844,NA())","v":"SAPN"},{"$f":"IF($E8845=DataInput!$B8844,DataInput!F8844,NA())","v":"Winter"},{"$f":"IF($E8845=DataInput!$B8844,DataInput!G8844,NA())","v":"Coincident"},{"$f":"IF($E8845=DataInput!$B8844,DataInput!H8844,NA())","v":2006},{"$f":"IF($E8845=DataInput!$B8844,DataInput!I8844,NA())","v":"TempCorrActualPOE10"},{"$f":"IF($E8845=DataInput!$B8844,DataInput!J8844,NA())","v":9.9543991277247095},{"$f":"IF($E8845=DataInput!$B8844,DataInput!K8844,NA())","v":"NA"},null,null,"SA Wudinna",null,null,null,null,false,null,null,{"$error":"#N/A"},{"$error":"#N/A"},{"$error":"#N/A"},{"$error":"#N/A"},{"$error":"#N/A"},{"$error":"#N/A"},{"$error":"#N/A"},{"$error":"#N/A"},{"$error":"#N/A"},{"$error":"#N/A"}]
[null,{"$f":"IF(DataInput!B8862=$B$8,IF($B$9=$B$10,TRUE,IF(DataInput!E8862=$B$9,TRUE,FALSE)))","v":true},null,null,{"$f":"IF(B8863=TRUE,DataInput!B8862,NA())","v":"SA"},{"$f":"IF($E8863=DataInput!$B8862,DataInput!C8862,NA())","v":"SWUD"},{"$f":"IF($E8863=DataInput!$B8862,DataInput!D8862,NA())","v":"Wudinna"},{"$f":"IF($E8863=DataInput!$B8862,DataInput!E8862,NA())","v":"SAPN"},{"$f":"IF($E8863=DataInput!$B8862,DataInput!F8862,NA())","v":"Winter"},{"$f":"IF($E8863=DataInput!$B8862,DataInput!G8862,NA())","v":"Coincident"},{"$f":"IF($E8863=DataInput!$B8862,DataInput!H8862,NA())","v":2015},{"$f":"IF($E8863=DataInput!$B8862,DataInput!I8862,NA())","v":"TempCorrActualPOE10"},{"$f":"IF($E8863=DataInput!$B8862,DataInput!J8862,NA())","v":10.912817573622499},{"$f":"IF($E8863=DataInput!$B8862,DataInput!K8862,NA())","v":"NA"},null,null,"SA Wudinna",null,null,null,null,false,null,null,{"$error":"#N/A"},{"$error":"#N/A"},{"$error":"#N/A"},{"$error":"#N/A"},{"$error":"#N/A"},{"$error":"#N/A"},{"$error":"#N/A"},{"$error":"#N/A"},{"$error":"#N/A"},{"$error":"#N/A"}]
[null,{"$f":"IF(DataInput!B8897=$B$8,IF($B$9=$B$10,TRUE,IF(DataInput!E8897=$B$9,TRUE,FALSE)))","v":true},null,null,{"$f":"IF(B8898=TRUE,DataInput!B8897,NA())","v":"SA"},{"$f":"IF($E8898=DataInput!$B8897,DataInput!C8897,NA())","v":"SYAD"},{"$f":"IF($E8898=DataInput!$B8897,DataInput!D8897,NA())","v":"Yadnarie"},{"$f":"IF($E8898=DataInput!$B8897,DataInput!E8897,NA())","v":"SAPN"},{"$f":"IF($E8898=DataInput!$B8897,DataInput!F8897,NA())","v":"Winter"},{"$f":"IF($E8898=DataInput!$B8897,DataInput!G8897,NA())","v":"Coincident"},{"$f":"IF($E8898=DataInput!$B8897,DataInput!H8897,NA())","v":2013},{"$f":"IF($E8898=DataInput!$B8897,DataInput!I8897,NA())","v":"TempCorrActualPOE50"},{"$f":"IF($E8898=DataInput!$B8897,DataInput!J8897,NA())","v":6.0356803281971301},{"$f":"IF($E8898=DataInput!$B8897,DataInput!K8897,NA())","v":"NA"},null,null,"SA Yadnarie",null,null,null,null,false,null,null,{"$error":"#N/A"},{"$error":"#N/A"},{"$error":"#N/A"},{"$error":"#N/A"},{"$error":"#N/A"},{"$error":"#N/A"},{"$error":"#N/A"},{"$error":"#N/A"},{"$error":"#N/A"},{"$error":"#N/A"}]
[null,{"$f":"IF(DataInput!B8910=$B$8,IF($B$9=$B$10,TRUE,IF(DataInput!E8910=$B$9,TRUE,FALSE)))","v":true},null,null,{"$f":"IF(B8911=TRUE,DataInput!B8910,NA())","v":"SA"},{"$f":"IF($E8911=DataInput!$B8910,DataInput!C8910,NA())","v":"SMLB"},{"$f":"IF($E8911=DataInput!$B8910,DataInput!D8910,NA())","v":"Millbrook"},{"$f":"IF($E8911=DataInput!$B8910,DataInput!E8910,NA())","v":"ENet"},{"$f":"IF($E8911=DataInput!$B8910,DataInput!F8910,NA())","v":"Summer"},{"$f":"IF($E8911=DataInput!$B8910,DataInput!G8910,NA())","v":"Coincident"},{"$f":"IF($E8911=DataInput!$B8910,DataInput!H8910,NA())","v":2010},{"$f":"IF($E8911=DataInput!$B8910,DataInput!I8910,NA())","v":"TempCorrActualPOE10"},{"$f":"IF($E8911=DataInput!$B8910,DataInput!J8910,NA())","v":"NA"},{"$f":"IF($E8911=DataInput!$B8910,DataInput!K8910,NA())","v":"NA"},null,null,"SA Millbrook",null,null,null,null,false,null,null,{"$error":"#N/A"},{"$error":"#N/A"},{"$error":"#N/A"},{"$error":"#N/A"},{"$error":"#N/A"},{"$error":"#N/A"},{"$error":"#N/A"},{"$error":"#N/A"},{"$error":"#N/A"},{"$error":"#N/A"}]
[null,{"$f":"IF(DataInput!B8941=$B$8,IF($B$9=$B$10,TRUE,IF(DataInput!E8941=$B$9,TRUE,FALSE)))","v":true},null,null,{"$f":"IF(B8942=TRUE,DataInput!B8941,NA())","v":"SA"},{"$f":"IF($E8942=DataInput!$B8941,DataInput!C8941,NA())","v":"SMLB"},{"$f":"IF($E8942=DataInput!$B8941,DataInput!D8941,NA())","v":"Millbrook"},{"$f":"IF($E8942=DataInput!$B8941,DataInput!E8941,NA())","v":"ENet"},{"$f":"IF($E8942=DataInput!$B8941,DataInput!F8941,NA())","v":"Winter"},{"$f":"IF($E8942=DataInput!$B8941,DataInput!G8941,NA())","v":"Coincident"},{"$f":"IF($E8942=DataInput!$B8941,DataInput!H8941,NA())","v":2015},{"$f":"IF($E8942=DataInput!$B8941,DataInput!I8941,NA())","v":"TempCorrActualPOE50"},{"$f":"IF($E8942=DataInput!$B8941,DataInput!J8941,NA())","v":"NA"},{"$f":"IF($E8942=DataInput!$B8941,DataInput!K8941,NA())","v":"NA"},null,null,"SA Millbrook",null,null,null,null,false,null,null,{"$error":"#N/A"},{"$error":"#N/A"},{"$error":"#N/A"},{"$error":"#N/A"},{"$error":"#N/A"},{"$error":"#N/A"},{"$error":"#N/A"},{"$error":"#N/A"},{"$error":"#N/A"},{"$error":"#N/A"}]
[null,{"$f":"IF(DataInput!B8972=$B$8,IF($B$9=$B$10,TRUE,IF(DataInput!E8972=$B$9,TRUE,FALSE)))","v":true},null,null,{"$f":"IF(B8973=TRUE,DataInput!B8972,NA())","v":"SA"},{"$f":"IF($E8973=DataInput!$B8972,DataInput!C8972,NA())","v":"ADEL"},{"$f":"IF($E8973=DataInput!$B8972,DataInput!D8972,NA())","v":"Adelaide Central"},{"$f":"IF($E8973=DataInput!$B8972,DataInput!E8972,NA())","v":"SAPN"},{"$f":"IF($E8973=DataInput!$B8972,DataInput!F8972,NA())","v":"Winter"},{"$f":"IF($E8973=DataInput!$B8972,DataInput!G8972,NA())","v":"Coincident"},{"$f":"IF($E8973=DataInput!$B8972,DataInput!H8972,NA())","v":2010},{"$f":"IF($E8973=DataInput!$B8972,DataInput!I8972,NA())","v":"TempCorrActualPOE10"},{"$f":"IF($E8973=DataInput!$B8972,DataInput!J8972,NA())","v":95.784197424203199},{"$f":"IF($E8973=DataInput!$B8972,DataInput!K8972,NA())","v":"NA"},null,null,"SA Adelaide Central",null,null,null,null,true,null,null,"SA","ADEL","Adelaide Central","SAPN","Winter","Coincident",2010,"TempCorrActualPOE10",95.784197424203199,"NA"]
[null,{"$f":"IF(DataInput!B8996=$B$8,IF($B$9=$B$10,TRUE,IF(DataInput!E8996=$B$9,TRUE,FALSE)))","v":true},null,null,{"$f":"IF(B8997=TRUE,DataInput!B8996,NA())","v":"SA"},{"$f":"IF($E8997=DataInput!$B8996,DataInput!C8996,NA())","v":"EAST"},{"$f":"IF($E8997=DataInput!$B8996,DataInput!D8996,NA())","v":"Eastern Suburbs"},{"$f":"IF($E8997=DataInput!$B8996,DataInput!E8996,NA())","v":"SAPN"},{"$f":"IF($E8997=DataInput!$B8996,DataInput!F8996,NA())","v":"Summer"},{"$f":"IF($E8997=DataInput!$B8996,DataInput!G8996,NA())","v":"Coincident"},{"$f":"IF($E8997=DataInput!$B8996,DataInput!H8996,NA())","v":2013},{"$f":"IF($E8997=DataInput!$B8996,DataInput!I8996,NA())","v":"TempCorrActualPOE10"},{"$f":"IF($E8997=DataInput!$B8996,DataInput!J8996,NA())","v":691.63980392623205},{"$f":"IF($E8997=DataInput!$B8996,DataInput!K8996,NA())","v":"NA"},null,null,"SA Eastern Suburbs",null,null,null,null,false,null,null,{"$error":"#N/A"},{"$error":"#N/A"},{"$error":"#N/A"},{"$error":"#N/A"},{"$error":"#N/A"},{"$error":"#N/A"},{"$error":"#N/A"},{"$error":"#N/A"},{"$error":"#N/A"},{"$error":"#N/A"}]
[null,{"$f":"IF(DataInput!B9049=$B$8,IF($B$9=$B$10,TRUE,IF(DataInput!E9049=$B$9,TRUE,FALSE)))","v":true},null,null,{"$f":"IF(B9050=TRUE,DataInput!B9049,NA())","v":"SA"},{"$f":"IF($E9050=DataInput!$B9049,DataInput!C9049,NA())","v":"SOUT"},{"$f":"IF($E9050=DataInput!$B9049,DataInput!D9049,NA())","v":"Southern Suburbs"},{"$f":"IF($E9050=DataInput!$B9049,DataInput!E9049,NA())","v":"SAPN"},{"$f":"IF($E9050=DataInput!$B9049,DataInput!F9049,NA())","v":"Winter"},{"$f":"IF($E9050=DataInput!$B9049,DataInput!G9049,NA())","v":"Coincident"},{"$f":"IF($E9050=DataInput!$B9049,DataInput!H9049,NA())","v":2009},{"$f":"IF($E9050=DataInput!$B9049,DataInput!I9049,NA())","v":"TempCorrActualPOE50"},{"$f":"IF($E9050=DataInput!$B9049,DataInput!J9049,NA())","v":483.83807118926899},{"$f":"IF($E9050=DataInput!$B9049,DataInput!K9049,NA())","v":"NA"},null,null,"SA Southern Suburbs",null,null,null,null,false,null,null,{"$error":"#N/A"},{"$error":"#N/A"},{"$error":"#N/A"},{"$error":"#N/A"},{"$error":"#N/A"},{"$error":"#N/A"},{"$error":"#N/A"},{"$error":"#N/A"},{"$error":"#N/A"},{"$error":"#N/A"}]
[null,{"$f":"IF(DataInput!B9051=$B$8,IF($B$9=$B$10,TRUE,IF(DataInput!E9051=$B$9,TRUE,FALSE)))","v":true},null,null,{"$f":"IF(B9052=TRUE,DataInput!B9051,NA())","v":"SA"},{"$f":"IF($E9052=DataInput!$B9051,DataInput!C9051,NA())","v":"SOUT"},{"$f":"IF($E9052=DataInput!$B9051,DataInput!D9051,NA())","v":"Southern Suburbs"},{"$f":"IF($E9052=DataInput!$B9051,DataInput!E9051,NA())","v":"SAPN"},{"$f":"IF($E9052=DataInput!$B9051,DataInput!F9051,NA())","v":"Winter"},{"$f":"IF($E9052=DataInput!$B9051,DataInput!G9051,NA())","v":"Coincident"},{"$f":"IF($E9052=DataInput!$B9051,DataInput!H9051,NA())","v":2010},{"$f":"IF($E9052=DataInput!$B9051,DataInput!I9051,NA())","v":"TempCorrActualPOE50"},{"$f":"IF($E9052=DataInput!$B9051,DataInput!J9051,NA())","v":508.30688011795797},{"$f":"IF($E9052=DataInput!$B9051,DataInput!K9051,NA())","v":"NA"},null,null,"SA Southern Suburbs",null,null,null,null,false,null,null,{"$error":"#N/A"},{"$error":"#N/A"},{"$error":"#N/A"},{"$error":"#N/A"},{"$error":"#N/A"},{"$error":"#N/A"},{"$error":"#N/A"},{"$error":"#N/A"},{"$error":"#N/A"},{"$error":"#N/A"}]
[null,{"$f":"IF(DataInput!B9098=$B$8,IF($B$9=$B$10,TRUE,IF(DataInput!E9098=$B$9,TRUE,FALSE)))","v":true},null,null,{"$f":"IF(B9099=TRUE,DataInput!B9098,NA())","v":"SA"},{"$f":"IF($E9099=DataInput!$B9098,DataInput!C9098,NA())","v":"WEST"},{"$f":"IF($E9099=DataInput!$B9098,DataInput!D9098,NA())","v":"Western Suburbs"},{"$f":"IF($E9099=DataInput!$B9098,DataInput!E9098,NA())","v":"SAPN"},{"$f":"IF($E9099=DataInput!$B9098,DataInput!F9098,NA())","v":"Winter"},{"$f":"IF($E9099=DataInput!$B9098,DataInput!G9098,NA())","v":"Coincident"},{"$f":"IF($E9099=DataInput!$B9098,DataInput!H9098,NA())","v":2013},{"$f":"IF($E9099=DataInput!$B9098,DataInput!I9098,NA())","v":"TempCorrActualPOE10"},{"$f":"IF($E9099=DataInput!$B9098,DataInput!J9098,NA())","v":336.43262243409799},{"$f":"IF($E9099=DataInput!$B9098,DataInput!K9098,NA())","v":"NA"},null,null,"SA Western Suburbs",null,null,null,null,false,null,null,{"$f":"IF($V9099=TRUE,E9099,NA())","v":{"$error":"#N/A"}},{"$error":"#N/A"},{"$error":"#N/A"},{"$error":"#N/A"},{"$error":"#N/A"},{"$error":"#N/A"},{"$error":"#N/A"},{"$error":"#N/A"},{"$error":"#N/A"},{"$error":"#N/A"}]
[null,{"$f":"IF(DataInput!B9119=$B$8,IF($B$9=$B$10,TRUE,IF(DataInput!E9119=$B$9,TRUE,FALSE)))","v":true},null,null,{"$f":"IF(B9120=TRUE,DataInput!B9119,NA())","v":"SA"},{"$f":"IF($E9120=DataInput!$B9119,DataInput!C9119,NA())","v":"NORT"},{"$f":"IF($E9120=DataInput!$B9119,DataInput!D9119,NA())","v":"Northern Suburbs"},{"$f":"IF($E9120=DataInput!$B9119,DataInput!E9119,NA())","v":"SAPN"},{"$f":"IF($E9120=DataInput!$B9119,DataInput!F9119,NA())","v":"Summer"},{"$f":"IF($E9120=DataInput!$B9119,DataInput!G9119,NA())","v":"Coincident"},{"$f":"IF($E9120=DataInput!$B9119,DataInput!H9119,NA())","v":2015},{"$f":"IF($E9120=DataInput!$B9119,DataInput!I9119,NA())","v":"TempCorrActualPOE50"},{"$f":"IF($E9120=DataInput!$B9119,DataInput!J9119,NA())","v":270.38581909485202},{"$f":"IF($E9120=DataInput!$B9119,DataInput!K9119,NA())","v":"NA"},null,null,"SA Northern Suburbs",null,null,null,null,false,null,null,{"$error":"#N/A"},{"$error":"#N/A"},{"$error":"#N/A"},{"$error":"#N/A"},{"$error":"#N/A"},{"$error":"#N/A"},{"$error":"#N/A"},{"$error":"#N/A"},{"$error":"#N/A"},{"$error":"#N/A"}]
[null,{"$f":"IF(DataInput!B9146=$B$8,IF($B$9=$B$10,TRUE,IF(DataInput!E9146=$B$9,TRUE,FALSE)))","v":true},null,null,{"$f":"IF(B9147=TRUE,DataInput!B9146,NA())","v":"SA"},{"$f":"IF($E9147=DataInput!$B9146,DataInput!C9146,NA())","v":"PPIR"},{"$f":"IF($E9147=DataInput!$B9146,DataInput!D9146,NA())","v":"Port Pirie Network"},{"$f":"IF($E9147=DataInput!$B9146,DataInput!E9146,NA())","v":"SAPN"},{"$f":"IF($E9147=DataInput!$B9146,DataInput!F9146,NA())","v":"Summer"},{"$f":"IF($E9147=DataInput!$B9146,DataInput!G9146,NA())","v":"Coincident"},{"$f":"IF($E9147=DataInput!$B9146,DataInput!H9146,NA())","v":2008},{"$f":"IF($E9147=DataInput!$B9146,DataInput!I9146,NA())","v":"TempCorrActualPOE10"},{"$f":"IF($E9147=DataInput!$B9146,DataInput!J9146,NA())","v":62.082910326961802},{"$f":"IF($E9147=DataInput!$B9146,DataInput!K9146,NA())","v":"NA"},null,null,"SA Port Pirie Network",null,null,null,null,false,null,null,{"$error":"#N/A"},{"$error":"#N/A"},{"$error":"#N/A"},{"$error":"#N/A"},{"$error":"#N/A"},{"$error":"#N/A"},{"$error":"#N/A"},{"$error":"#N/A"},{"$error":"#N/A"},{"$error":"#N/A"}]
[null,{"$f":"IF(DataInput!B9177=$B$8,IF($B$9=$B$10,TRUE,IF(DataInput!E9177=$B$9,TRUE,FALSE)))","v":true},null,null,{"$f":"IF(B9178=TRUE,DataInput!B9177,NA())","v":"SA"},{"$f":"IF($E9178=DataInput!$B9177,DataInput!C9177,NA())","v":"PPIR"},{"$f":"IF($E9178=DataInput!$B9177,DataInput!D9177,NA())","v":"Port Pirie Network"},{"$f":"IF($E9178=DataInput!$B9177,DataInput!E9177,NA())","v":"SAPN"},{"$f":"IF($E9178=DataInput!$B9177,DataInput!F9177,NA())","v":"Winter"},{"$f":"IF($E9178=DataInput!$B9177,DataInput!G9177,NA())","v":"Coincident"},{"$f":"IF($E9178=DataInput!$B9177,DataInput!H9177,NA())","v":2013},{"$f":"IF($E9178=DataInput!$B9177,DataInput!I9177,NA())","v":"TempCorrActualPOE50"},{"$f":"IF($E9178=DataInput!$B9177,DataInput!J9177,NA())","v":51.141926452707501},{"$f":"IF($E9178=DataInput!$B9177,DataInput!K9177,NA())","v":"NA"},null,null,"SA Port Pirie Network",null,null,null,null,false,null,null,{"$error":"#N/A"},{"$error":"#N/A"},{"$error":"#N/A"},{"$error":"#N/A"},{"$error":"#N/A"},{"$error":"#N/A"},{"$error":"#N/A"},{"$error":"#N/A"},{"$error":"#N/A"},{"$error":"#N/A"}]
[null,{"$f":"IF(DataInput!B9208=$B$8,IF($B$9=$B$10,TRUE,IF(DataInput!E9208=$B$9,TRUE,FALSE)))","v":true},null,null,{"$f":"IF(B9209=TRUE,DataInput!B9208,NA())","v":"SA"},{"$f":"IF($E9209=DataInput!$B9208,DataInput!C9208,NA())","v":"BERR"},{"$f":"IF($E9209=DataInput!$B9208,DataInput!D9208,NA())","v":"Berri"},{"$f":"IF($E9209=DataInput!$B9208,DataInput!E9208,NA())","v":"SAPN"},{"$f":"IF($E9209=DataInput!$B9208,DataInput!F9208,NA())","v":"Winter"},{"$f":"IF($E9209=DataInput!$B9208,DataInput!G9208,NA())","v":"Coincident"},{"$f":"IF($E9209=DataInput!$B9208,DataInput!H9208,NA())","v":2008},{"$f":"IF($E9209=DataInput!$B9208,DataInput!I9208,NA())","v":"TempCorrActualPOE10"},{"$f":"IF($E9209=DataInput!$B9208,DataInput!J9208,NA())","v":47.648550915688602},{"$f":"IF($E9209=DataInput!$B9208,DataInput!K9208,NA())","v":"NA"},null,null,"SA Berri",null,null,null,null,false,null,null,{"$error":"#N/A"},{"$error":"#N/A"},{"$error":"#N/A"},{"$error":"#N/A"},{"$error":"#N/A"},{"$error":"#N/A"},{"$error":"#N/A"},{"$error":"#N/A"},{"$error":"#N/A"},{"$error":"#N/A"}]
[null,{"$f":"IF(DataInput!B9246=$B$8,IF($B$9=$B$10,TRUE,IF(DataInput!E9246=$B$9,TRUE,FALSE)))","v":true},null,null,{"$f":"IF(B9247=TRUE,DataInput!B9246,NA())","v":"SA"},{"$f":"IF($E9247=DataInput!$B9246,DataInput!C9246,NA())","v":"BLAN"},{"$f":"IF($E9247=DataInput!$B9246,DataInput!D9246,NA())","v":"Blanche"},{"$f":"IF($E9247=DataInput!$B9246,DataInput!E9246,NA())","v":"SAPN"},{"$f":"IF($E9247=DataInput!$B9246,DataInput!F9246,NA())","v":"Winter"},{"$f":"IF($E9247=DataInput!$B9246,DataInput!G9246,NA())","v":"Coincident"},{"$f":"IF($E9247=DataInput!$B9246,DataInput!H9246,NA())","v":2007},{"$f":"IF($E9247=DataInput!$B9246,DataInput!I9246,NA())","v":"TempCorrActualPOE10"},{"$f":"IF($E9247=DataInput!$B9246,DataInput!J9246,NA())","v":32.2418857293871},{"$f":"IF($E9247=DataInput!$B9246,DataInput!K9246,NA())","v":"NA"},null,null,"SA Blanche",null,null,null,null,false,null,null,{"$error":"#N/A"},{"$error":"#N/A"},{"$error":"#N/A"},{"$error":"#N/A"},{"$error":"#N/A"},{"$error":"#N/A"},{"$error":"#N/A"},{"$error":"#N/A"},{"$error":"#N/A"},{"$error":"#N/A"}]
[null,{"$f":"IF(DataInput!B9256=$B$8,IF($B$9=$B$10,TRUE,IF(DataInput!E9256=$B$9,TRUE,FALSE)))","v":true},null,null,{"$f":"IF(B9257=TRUE,DataInput!B9256,NA())","v":"SA"},{"$f":"IF($E9257=DataInput!$B9256,DataInput!C9256,NA())","v":"BLAN"},{"$f":"IF($E9257=DataInput!$B9256,DataInput!D9256,NA())","v":"Blanche"},{"$f":"IF($E9257=DataInput!$B9256,DataInput!E9256,NA())","v":"SAPN"},{"$f":"IF($E9257=DataInput!$B9256,DataInput!F9256,NA())","v":"Winter"},{"$f":"IF($E9257=DataInput!$B9256,DataInput!G9256,NA())","v":"Coincident"},{"$f":"IF($E9257=DataInput!$B9256,DataInput!H9256,NA())","v":2012},{"$f":"IF($E9257=DataInput!$B9256,DataInput!I9256,NA())","v":"TempCorrActualPOE10"},{"$f":"IF($E9257=DataInput!$B9256,DataInput!J9256,NA())","v":32.778015502480102},{"$f":"IF($E9257=DataInput!$B9256,DataInput!K9256,NA())","v":"NA"},null,null,"SA Blanche",null,null,null,null,false,null,null,{"$error":"#N/A"},{"$error":"#N/A"},{"$error":"#N/A"},{"$error":"#N/A"},{"$error":"#N/A"},{"$error":"#N/A"},{"$error":"#N/A"},{"$error":"#N/A"},{"$error":"#N/A"},{"$error":"#N/A"}]
[null,{"$f":"IF(DataInput!B9303=$B$8,IF($B$9=$B$10,TRUE,IF(DataInput!E9303=$B$9,TRUE,FALSE)))","v":true},null,null,{"$f":"IF(B9304=TRUE,DataInput!B9303,NA())","v":"SA"},{"$f":"IF($E9304=DataInput!$B9303,DataInput!C9303,NA())","v":"WYAL"},{"$f":"IF($E9304=DataInput!$B9303,DataInput!D9303,NA())","v":"Whyalla and Whyalla Central"},{"$f":"IF($E9304=DataInput!$B9303,DataInput!E9303,NA())","v":"SAPN"},{"$f":"IF($E9304=DataInput!$B9303,DataInput!F9303,NA())","v":"Summer"},{"$f":"IF($E9304=DataInput!$B9303,DataInput!G9303,NA())","v":"Coincident"},{"$f":"IF($E9304=DataInput!$B9303,DataInput!H9303,NA())","v":2007},{"$f":"IF($E9304=DataInput!$B9303,DataInput!I9303,NA())","v":"TempCorrActualPOE50"},{"$f":"IF($E9304=DataInput!$B9303,DataInput!J9303,NA())","v":60.952609372584298},{"$f":"IF($E9304=DataInput!$B9303,DataInput!K9303,NA())","v":"NA"},null,null,"SA Whyalla and Whyalla Central",null,null,null,null,false,null,null,{"$error":"#N/A"},{"$error":"#N/A"},{"$error":"#N/A"},{"$error":"#N/A"},{"$error":"#N/A"},{"$error":"#N/A"},{"$error":"#N/A"},{"$error":"#N/A"},{"$error":"#N/A"},{"$error":"#N/A"}]
[null,{"$f":"IF(DataInput!B9334=$B$8,IF($B$9=$B$10,TRUE,IF(DataInput!E9334=$B$9,TRUE,FALSE)))","v":true},null,null,{"$f":"IF(B9335=TRUE,DataInput!B9334,NA())","v":"SA"},{"$f":"IF($E9335=DataInput!$B9334,DataInput!C9334,NA())","v":"WYAL"},{"$f":"IF($E9335=DataInput!$B9334,DataInput!D9334,NA())","v":"Whyalla and Whyalla Central"},{"$f":"IF($E9335=DataInput!$B9334,DataInput!E9334,NA())","v":"SAPN"},{"$f":"IF($E9335=DataInput!$B9334,DataInput!F9334,NA())","v":"Winter"},{"$f":"IF($E9335=DataInput!$B9334,DataInput!G9334,NA())","v":"Coincident"},{"$f":"IF($E9335=DataInput!$B9334,DataInput!H9334,NA())","v":2011},{"$f":"IF($E9335=DataInput!$B9334,DataInput!I9334,NA())","v":"TempCorrActualPOE10"},{"$f":"IF($E9335=DataInput!$B9334,DataInput!J9334,NA())","v":50.060584850980497},{"$f":"IF($E9335=DataInput!$B9334,DataInput!K9334,NA())","v":"NA"},null,null,"SA Whyalla and Whyalla Central",null,null,null,null,false,null,null,{"$error":"#N/A"},{"$error":"#N/A"},{"$error":"#N/A"},{"$error":"#N/A"},{"$error":"#N/A"},{"$error":"#N/A"},{"$error":"#N/A"},{"$error":"#N/A"},{"$error":"#N/A"},{"$error":"#N/A"}]
[null,{"$f":"IF(DataInput!B9341=$B$8,IF($B$9=$B$10,TRUE,IF(DataInput!E9341=$B$9,TRUE,FALSE)))","v":true},null,null,{"$f":"IF(B9342=TRUE,DataInput!B9341,NA())","v":"SA"},{"$f":"IF($E9342=DataInput!$B9341,DataInput!C9341,NA())","v":"WYAL"},{"$f":"IF($E9342=DataInput!$B9341,DataInput!D9341,NA())","v":"Whyalla and Whyalla Central"},{"$f":"IF($E9342=DataInput!$B9341,DataInput!E9341,NA())","v":"SAPN"},{"$f":"IF($E9342=DataInput!$B9341,DataInput!F9341,NA())","v":"Winter"},{"$f":"IF($E9342=DataInput!$B9341,DataInput!G9341,NA())","v":"Coincident"},{"$f":"IF($E9342=DataInput!$B9341,DataInput!H9341,NA())","v":2015},{"$f":"IF($E9342=DataInput!$B9341,DataInput!I9341,NA())","v":"TempCorrActualPOE50"},{"$f":"IF($E9342=DataInput!$B9341,DataInput!J9341,NA())","v":46.159689415514002},{"$f":"IF($E9342=DataInput!$B9341,DataInput!K9341,NA())","v":"NA"},null,null,"SA Whyalla and Whyalla Central",null,null,null,null,false,null,null,{"$error":"#N/A"},{"$error":"#N/A"},{"$error":"#N/A"},{"$error":"#N/A"},{"$error":"#N/A"},{"$error":"#N/A"},{"$error":"#N/A"},{"$error":"#N/A"},{"$error":"#N/A"},{"$error":"#N/A"}]
[null,{"$f":"IF(DataInput!B9382=$B$8,IF($B$9=$B$10,TRUE,IF(DataInput!E9382=$B$9,TRUE,FALSE)))","v":true},null,null,{"$f":"IF(B9383=TRUE,DataInput!B9382,NA())","v":"SA"},{"$f":"IF($E9383=DataInput!$B9382,DataInput!C9382,NA())","v":"SPREF"},{"$f":"IF($E9383=DataInput!$B9382,DataInput!D9382,NA())","v":"Stony Point Industrial"},{"$f":"IF($E9383=DataInput!$B9382,DataInput!E9382,NA())","v":"ENet"},{"$f":"IF($E9383=DataInput!$B9382,DataInput!F9382,NA())","v":"Summer"},{"$f":"IF($E9383=DataInput!$B9382,DataInput!G9382,NA())","v":"Coincident"},{"$f":"IF($E9383=DataInput!$B9382,DataInput!H9382,NA())","v":2012},{"$f":"IF($E9383=DataInput!$B9382,DataInput!I9382,NA())","v":"TempCorrActualPOE10"},{"$f":"IF($E9383=DataInput!$B9382,DataInput!J9382,NA())","v":"NA"},{"$f":"IF($E9383=DataInput!$B9382,DataInput!K9382,NA())","v":"NA"},null,null,"SA Stony Point Industrial",null,null,null,null,false,null,null,{"$error":"#N/A"},{"$error":"#N/A"},{"$error":"#N/A"},{"$error":"#N/A"},{"$error":"#N/A"},{"$error":"#N/A"},{"$error":"#N/A"},{"$error":"#N/A"},{"$error":"#N/A"},{"$error":"#N/A"}]
[null,{"$f":"IF(DataInput!B9413=$B$8,IF($B$9=$B$10,TRUE,IF(DataInput!E9413=$B$9,TRUE,FALSE)))","v":true},null,null,{"$f":"IF(B9414=TRUE,DataInput!B9413,NA())","v":"SA"},{"$f":"IF($E9414=DataInput!$B9413,DataInput!C9413,NA())","v":"SANC"},{"$f":"IF($E9414=DataInput!$B9413,DataInput!D9413,NA())","v":"Angas Creek"},{"$f":"IF($E9414=DataInput!$B9413,DataInput!E9413,NA())","v":"SAPN"},{"$f":"IF($E9414=DataInput!$B9413,DataInput!F9413,NA())","v":"Winter"},{"$f":"IF($E9414=DataInput!$B9413,DataInput!G9413,NA())","v":"Non-Coincident"},{"$f":"IF($E9414=DataInput!$B9413,DataInput!H9413,NA())","v":2008},{"$f":"IF($E9414=DataInput!$B9413,DataInput!I9413,NA())","v":"Actual"},{"$f":"IF($E9414=DataInput!$B9413,DataInput!J9413,NA())","v":16.456626},{"$f":"IF($E9414=DataInput!$B9413,DataInput!K9413,NA())","v":"NA"},null,null,"SA Angas Creek",null,null,null,null,false,null,null,{"$error":"#N/A"},{"$error":"#N/A"},{"$error":"#N/A"},{"$error":"#N/A"},{"$error":"#N/A"},{"$error":"#N/A"},{"$error":"#N/A"},{"$error":"#N/A"},{"$error":"#N/A"},{"$error":"#N/A"}]
[null,{"$f":"IF(DataInput!B9444=$B$8,IF($B$9=$B$10,TRUE,IF(DataInput!E9444=$B$9,TRUE,FALSE)))","v":true},null,null,{"$f":"IF(B9445=TRUE,DataInput!B9444,NA())","v":"SA"},{"$f":"IF($E9445=DataInput!$B9444,DataInput!C9444,NA())","v":"SARW"},{"$f":"IF($E9445=DataInput!$B9444,DataInput!D9444,NA())","v":"Ardrossan West"},{"$f":"IF($E9445=DataInput!$B9444,DataInput!E9444,NA())","v":"SAPN"},{"$f":"IF($E9445=DataInput!$B9444,DataInput!F9444,NA())","v":"Summer"},{"$f":"IF($E9445=DataInput!$B9444,DataInput!G9444,NA())","v":"Non-Coincident"},{"$f":"IF($E9445=DataInput!$B9444,DataInput!H9444,NA())","v":2014},{"$f":"IF($E9445=DataInput!$B9444,DataInput!I9444,NA())","v":"Actual"},{"$f":"IF($E9445=DataInput!$B9444,DataInput!J9444,NA())","v":11.870482000000001},{"$f":"IF($E9445=DataInput!$B9444,DataInput!K9444,NA())","v":"NA"},null,null,"SA Ardrossan West",null,null,null,null,false,null,null,{"$error":"#N/A"},{"$error":"#N/A"},{"$error":"#N/A"},{"$error":"#N/A"},{"$error":"#N/A"},{"$error":"#N/A"},{"$error":"#N/A"},{"$error":"#N/A"},{"$error":"#N/A"},{"$error":"#N/A"}]
[null,{"$f":"IF(DataInput!B9468=$B$8,IF($B$9=$B$10,TRUE,IF(DataInput!E9468=$B$9,TRUE,FALSE)))","v":true},null,null,{"$f":"IF(B9469=TRUE,DataInput!B9468,NA())","v":"SA"},{"$f":"IF($E9469=DataInput!$B9468,DataInput!C9468,NA())","v":"SBAR"},{"$f":"IF($E9469=DataInput!$B9468,DataInput!D9468,NA())","v":"Baroota"},{"$f":"IF($E9469=DataInput!$B9468,DataInput!E9468,NA())","v":"SAPN"},{"$f":"IF($E9469=DataInput!$B9468,DataInput!F9468,NA())","v":"Winter"},{"$f":"IF($E9469=DataInput!$B9468,DataInput!G9468,NA())","v":"Non-Coincident"},{"$f":"IF($E9469=DataInput!$B9468,DataInput!H9468,NA())","v":2011},{"$f":"IF($E9469=DataInput!$B9468,DataInput!I9468,NA())","v":"Actual"},{"$f":"IF($E9469=DataInput!$B9468,DataInput!J9468,NA())","v":5.8728340000000001},{"$f":"IF($E9469=DataInput!$B9468,DataInput!K9468,NA())","v":"NA"},null,null,"SA Baroota",null,null,null,null,false,null,null,{"$error":"#N/A"},{"$f":"IF($V9469=TRUE,F9469,NA())","v":{"$error":"#N/A"}},{"$f":"IF($V9469=TRUE,G9469,NA())","v":{"$error":"#N/A"}},{"$f":"IF($V9469=TRUE,H9469,NA())","v":{"$error":"#N/A"}},{"$f":"IF($V9469=TRUE,I9469,NA())","v":{"$error":"#N/A"}},{"$f":"IF($V9469=TRUE,J9469,NA())","v":{"$error":"#N/A"}},{"$f":"IF($V9469=TRUE,K9469,NA())","v":{"$error":"#N/A"}},{"$f":"IF($V9469=TRUE,L9469,NA())","v":{"$error":"#N/A"}},{"$f":"IF($V9469=TRUE,M9469,NA())","v":{"$error":"#N/A"}},{"$f":"IF($V9469=TRUE,N9469,NA())","v":{"$error":"#N/A"}}]
[null,{"$f":"IF(DataInput!B9492=$B$8,IF($B$9=$B$10,TRUE,IF(DataInput!E9492=$B$9,TRUE,FALSE)))","v":true},null,null,{"$f":"IF(B9493=TRUE,DataInput!B9492,NA())","v":"SA"},{"$f":"IF($E9493=DataInput!$B9492,DataInput!C9492,NA())","v":"SBHP"},{"$f":"IF($E9493=DataInput!$B9492,DataInput!D9492,NA())","v":"Whyalla Terminal LMF"},{"$f":"IF($E9493=DataInput!$B9492,DataInput!E9492,NA())","v":"SAPN"},{"$f":"IF($E9493=DataInput!$B9492,DataInput!F9492,NA())","v":"Winter"},{"$f":"IF($E9493=DataInput!$B9492,DataInput!G9492,NA())","v":"Non-Coincident"},{"$f":"IF($E9493=DataInput!$B9492,DataInput!H9492,NA())","v":2013},{"$f":"IF($E9493=DataInput!$B9492,DataInput!I9492,NA())","v":"Actual"},{"$f":"IF($E9493=DataInput!$B9492,DataInput!J9492,NA())","v":"NA"},{"$f":"IF($E9493=DataInput!$B9492,DataInput!K9492,NA())","v":"NA"},null,null,"SA Whyalla Terminal LMF",null,null,null,null,false,null,null,{"$error":"#N/A"},{"$error":"#N/A"},{"$error":"#N/A"},{"$error":"#N/A"},{"$error":"#N/A"},{"$error":"#N/A"},{"$error":"#N/A"},{"$error":"#N/A"},{"$error":"#N/A"},{"$error":"#N/A"}]
[null,{"$f":"IF(DataInput!B9510=$B$8,IF($B$9=$B$10,TRUE,IF(DataInput!E9510=$B$9,TRUE,FALSE)))","v":true},null,null,{"$f":"IF(B9511=TRUE,DataInput!B9510,NA())","v":"SA"},{"$f":"IF($E9511=DataInput!$B9510,DataInput!C9510,NA())","v":"SBRK"},{"$f":"IF($E9511=DataInput!$B9510,DataInput!D9510,NA())","v":"Brinkworth"},{"$f":"IF($E9511=DataInput!$B9510,DataInput!E9510,NA())","v":"SAPN"},{"$f":"IF($E9511=DataInput!$B9510,DataInput!F9510,NA())","v":"Winter"},{"$f":"IF($E9511=DataInput!$B9510,DataInput!G9510,NA())","v":"Non-Coincident"},{"$f":"IF($E9511=DataInput!$B9510,DataInput!H9510,NA())","v":2012},{"$f":"IF($E9511=DataInput!$B9510,DataInput!I9510,NA())","v":"Actual"},{"$f":"IF($E9511=DataInput!$B9510,DataInput!J9510,NA())","v":4.0050619999999997},{"$f":"IF($E9511=DataInput!$B9510,DataInput!K9510,NA())","v":"NA"},null,null,"SA Brinkworth",null,null,null,null,false,null,null,{"$error":"#N/A"},{"$error":"#N/A"},{"$error":"#N/A"},{"$error":"#N/A"},{"$error":"#N/A"},{"$error":"#N/A"},{"$error":"#N/A"},{"$error":"#N/A"},{"$error":"#N/A"},{"$error":"#N/A"}]
[null,{"$f":"IF(DataInput!B9541=$B$8,IF($B$9=$B$10,TRUE,IF(DataInput!E9541=$B$9,TRUE,FALSE)))","v":true},null,null,{"$f":"IF(B9542=TRUE,DataInput!B9541,NA())","v":"SA"},{"$f":"IF($E9542=DataInput!$B9541,DataInput!C9541,NA())","v":"SDAL"},{"$f":"IF($E9542=DataInput!$B9541,DataInput!D9541,NA())","v":"Dalrymple"},{"$f":"IF($E9542=DataInput!$B9541,DataInput!E9541,NA())","v":"SAPN"},{"$f":"IF($E9542=DataInput!$B9541,DataInput!F9541,NA())","v":"Winter"},{"$f":"IF($E9542=DataInput!$B9541,DataInput!G9541,NA())","v":"Non-Coincident"},{"$f":"IF($E9542=DataInput!$B9541,DataInput!H9541,NA())","v":2012},{"$f":"IF($E9542=DataInput!$B9541,DataInput!I9541,NA())","v":"Actual"},{"$f":"IF($E9542=DataInput!$B9541,DataInput!J9541,NA())","v":8.6279199999999996},{"$f":"IF($E9542=DataInput!$B9541,DataInput!K9541,NA())","v":"NA"},null,null,"SA Dalrymple",null,null,null,null,false,null,null,{"$error":"#N/A"},{"$error":"#N/A"},{"$error":"#N/A"},{"$error":"#N/A"},{"$error":"#N/A"},{"$error":"#N/A"},{"$error":"#N/A"},{"$error":"#N/A"},{"$error":"#N/A"},{"$error":"#N/A"}]
[null,{"$f":"IF(DataInput!B9591=$B$8,IF($B$9=$B$10,TRUE,IF(DataInput!E9591=$B$9,TRUE,FALSE)))","v":true},null,null,{"$f":"IF(B9592=TRUE,DataInput!B9591,NA())","v":"SA"},{"$f":"IF($E9592=DataInput!$B9591,DataInput!C9591,NA())","v":"SDRN"},{"$f":"IF($E9592=DataInput!$B9591,DataInput!D9591,NA())","v":"Dorrien"},{"$f":"IF($E9592=DataInput!$B9591,DataInput!E9591,NA())","v":"SAPN"},{"$f":"IF($E9592=DataInput!$B9591,DataInput!F9591,NA())","v":"Summer"},{"$f":"IF($E9592=DataInput!$B9591,DataInput!G9591,NA())","v":"Non-Coincident"},{"$f":"IF($E9592=DataInput!$B9591,DataInput!H9591,NA())","v":2011},{"$f":"IF($E9592=DataInput!$B9591,DataInput!I9591,NA())","v":"Actual"},{"$f":"IF($E9592=DataInput!$B9591,DataInput!J9591,NA())","v":55.624816000000003},{"$f":"IF($E9592=DataInput!$B9591,DataInput!K9591,NA())","v":"NA"},null,null,"SA Dorrien",null,null,null,null,false,null,null,{"$error":"#N/A"},{"$error":"#N/A"},{"$error":"#N/A"},{"$error":"#N/A"},{"$error":"#N/A"},{"$error":"#N/A"},{"$error":"#N/A"},{"$error":"#N/A"},{"$error":"#N/A"},{"$error":"#N/A"}]
[null,{"$f":"IF(DataInput!B9618=$B$8,IF($B$9=$B$10,TRUE,IF(DataInput!E9618=$B$9,TRUE,FALSE)))","v":true},null,null,{"$f":"IF(B9619=TRUE,DataInput!B9618,NA())","v":"SA"},{"$f":"IF($E9619=DataInput!$B9618,DataInput!C9618,NA())","v":"SHUM"},{"$f":"IF($E9619=DataInput!$B9618,DataInput!D9618,NA())","v":"Hummocks"},{"$f":"IF($E9619=DataInput!$B9618,DataInput!E9618,NA())","v":"SAPN"},{"$f":"IF($E9619=DataInput!$B9618,DataInput!F9618,NA())","v":"Winter"},{"$f":"IF($E9619=DataInput!$B9618,DataInput!G9618,NA())","v":"Non-Coincident"},{"$f":"IF($E9619=DataInput!$B9618,DataInput!H9618,NA())","v":2014},{"$f":"IF($E9619=DataInput!$B9618,DataInput!I9618,NA())","v":"Actual"},{"$f":"IF($E9619=DataInput!$B9618,DataInput!J9618,NA())","v":10.413126},{"$f":"IF($E9619=DataInput!$B9618,DataInput!K9618,NA())","v":"NA"},null,null,"SA Hummocks",null,null,null,null,false,null,null,{"$error":"#N/A"},{"$error":"#N/A"},{"$error":"#N/A"},{"$error":"#N/A"},{"$error":"#N/A"},{"$error":"#N/A"},{"$error":"#N/A"},{"$error":"#N/A"},{"$error":"#N/A"},{"$error":"#N/A"}]
[null,{"$f":"IF(DataInput!B9649=$B$8,IF($B$9=$B$10,TRUE,IF(DataInput!E9649=$B$9,TRUE,FALSE)))","v":true},null,null,{"$f":"IF(B9650=TRUE,DataInput!B9649,NA())","v":"SA"},{"$f":"IF($E9650=DataInput!$B9649,DataInput!C9649,NA())","v":"SKAN"},{"$f":"IF($E9650=DataInput!$B9649,DataInput!D9649,NA())","v":"Kanmantoo"},{"$f":"IF($E9650=DataInput!$B9649,DataInput!E9649,NA())","v":"SAPN"},{"$f":"IF($E9650=DataInput!$B9649,DataInput!F9649,NA())","v":"Summer"},{"$f":"IF($E9650=DataInput!$B9649,DataInput!G9649,NA())","v":"Non-Coincident"},{"$f":"IF($E9650=DataInput!$B9649,DataInput!H9649,NA())","v":2010},{"$f":"IF($E9650=DataInput!$B9649,DataInput!I9649,NA())","v":"Actual"},{"$f":"IF($E9650=DataInput!$B9649,DataInput!J9649,NA())","v":1.5477240000000001},{"$f":"IF($E9650=DataInput!$B9649,DataInput!K9649,NA())","v":"NA"},null,null,"SA Kanmantoo",null,null,null,null,false,null,null,{"$error":"#N/A"},{"$error":"#N/A"},{"$error":"#N/A"},{"$error":"#N/A"},{"$error":"#N/A"},{"$error":"#N/A"},{"$error":"#N/A"},{"$error":"#N/A"},{"$error":"#N/A"},{"$error":"#N/A"}]
[null,{"$f":"IF(DataInput!B9680=$B$8,IF($B$9=$B$10,TRUE,IF(DataInput!E9680=$B$9,TRUE,FALSE)))","v":true},null,null,{"$f":"IF(B9681=TRUE,DataInput!B9680,NA())","v":"SA"},{"$f":"IF($E9681=DataInput!$B9680,DataInput!C9680,NA())","v":"SKET"},{"$f":"IF($E9681=DataInput!$B9680,DataInput!D9680,NA())","v":"Keith"},{"$f":"IF($E9681=DataInput!$B9680,DataInput!E9680,NA())","v":"SAPN"},{"$f":"IF($E9681=DataInput!$B9680,DataInput!F9680,NA())","v":"Winter"},{"$f":"IF($E9681=DataInput!$B9680,DataInput!G9680,NA())","v":"Non-Coincident"},{"$f":"IF($E9681=DataInput!$B9680,DataInput!H9680,NA())","v":2015},{"$f":"IF($E9681=DataInput!$B9680,DataInput!I9680,NA())","v":"Actual"},{"$f":"IF($E9681=DataInput!$B9680,DataInput!J9680,NA())","v":15.150874},{"$f":"IF($E9681=DataInput!$B9680,DataInput!K9680,NA())","v":"NA"},null,null,"SA Keith",null,null,null,null,false,null,null,{"$error":"#N/A"},{"$error":"#N/A"},{"$error":"#N/A"},{"$error":"#N/A"},{"$error":"#N/A"},{"$error":"#N/A"},{"$error":"#N/A"},{"$error":"#N/A"},{"$error":"#N/A"},{"$error":"#N/A"}]
[null,{"$f":"IF(DataInput!B9690=$B$8,IF($B$9=$B$10,TRUE,IF(DataInput!E9690=$B$9,TRUE,FALSE)))","v":true},null,null,{"$f":"IF(B9691=TRUE,DataInput!B9690,NA())","v":"SA"},{"$f":"IF($E9691=DataInput!$B9690,DataInput!C9690,NA())","v":"SKNC"},{"$f":"IF($E9691=DataInput!$B9690,DataInput!D9690,NA())","v":"Kincraig"},{"$f":"IF($E9691=DataInput!$B9690,DataInput!E9690,NA())","v":"SAPN"},{"$f":"IF($E9691=DataInput!$B9690,DataInput!F9690,NA())","v":"Winter"},{"$f":"IF($E9691=DataInput!$B9690,DataInput!G9690,NA())","v":"Non-Coincident"},{"$f":"IF($E9691=DataInput!$B9690,DataInput!H9690,NA())","v":2010},{"$f":"IF($E9691=DataInput!$B9690,DataInput!I9690,NA())","v":"Actual"},{"$f":"IF($E9691=DataInput!$B9690,DataInput!J9690,NA())","v":20.083335999999999},{"$f":"IF($E9691=DataInput!$B9690,DataInput!K9690,NA())","v":"NA"},null,null,"SA Kincraig",null,null,null,null,false,null,null,{"$error":"#N/A"},{"$error":"#N/A"},{"$error":"#N/A"},{"$error":"#N/A"},{"$error":"#N/A"},{"$error":"#N/A"},{"$error":"#N/A"},{"$error":"#N/A"},{"$error":"#N/A"},{"$error":"#N/A"}]
[null,{"$f":"IF(DataInput!B9728=$B$8,IF($B$9=$B$10,TRUE,IF(DataInput!E9728=$B$9,TRUE,FALSE)))","v":true},null,null,{"$f":"IF(B9729=TRUE,DataInput!B9728,NA())","v":"SA"},{"$f":"IF($E9729=DataInput!$B9728,DataInput!C9728,NA())","v":"SLCS"},{"$f":"IF($E9729=DataInput!$B9728,DataInput!D9728,NA())","v":"Leigh Creek South"},{"$f":"IF($E9729=DataInput!$B9728,DataInput!E9728,NA())","v":"SAPN"},{"$f":"IF($E9729=DataInput!$B9728,DataInput!F9728,NA())","v":"Winter"},{"$f":"IF($E9729=DataInput!$B9728,DataInput!G9728,NA())","v":"Non-Coincident"},{"$f":"IF($E9729=DataInput!$B9728,DataInput!H9728,NA())","v":2009},{"$f":"IF($E9729=DataInput!$B9728,DataInput!I9728,NA())","v":"Actual"},{"$f":"IF($E9729=DataInput!$B9728,DataInput!J9728,NA())","v":1.378738},{"$f":"IF($E9729=DataInput!$B9728,DataInput!K9728,NA())","v":"NA"},null,null,"SA Leigh Creek South",null,null,null,null,false,null,null,{"$error":"#N/A"},{"$error":"#N/A"},{"$error":"#N/A"},{"$error":"#N/A"},{"$error":"#N/A"},{"$error":"#N/A"},{"$error":"#N/A"},{"$error":"#N/A"},{"$error":"#N/A"},{"$error":"#N/A"}]
[null,{"$f":"IF(DataInput!B9746=$B$8,IF($B$9=$B$10,TRUE,IF(DataInput!E9746=$B$9,TRUE,FALSE)))","v":true},null,null,{"$f":"IF(B9747=TRUE,DataInput!B9746,NA())","v":"SA"},{"$f":"IF($E9747=DataInput!$B9746,DataInput!C9746,NA())","v":"SMA1"},{"$f":"IF($E9747=DataInput!$B9746,DataInput!D9746,NA())","v":"Mannum - Adelaide Pipeline 1"},{"$f":"IF($E9747=DataInput!$B9746,DataInput!E9746,NA())","v":"ENet"},{"$f":"IF($E9747=DataInput!$B9746,DataInput!F9746,NA())","v":"Winter"},{"$f":"IF($E9747=DataInput!$B9746,DataInput!G9746,NA())","v":"Non-Coincident"},{"$f":"IF($E9747=DataInput!$B9746,DataInput!H9746,NA())","v":2008},{"$f":"IF($E9747=DataInput!$B9746,DataInput!I9746,NA())","v":"Actual"},{"$f":"IF($E9747=DataInput!$B9746,DataInput!J9746,NA())","v":"NA"},{"$f":"IF($E9747=DataInput!$B9746,DataInput!K9746,NA())","v":"NA"},null,null,"SA Mannum - Adelaide Pipeline 1",null,null,null,null,false,null,null,{"$error":"#N/A"},{"$error":"#N/A"},{"$error":"#N/A"},{"$error":"#N/A"},{"$error":"#N/A"},{"$error":"#N/A"},{"$error":"#N/A"},{"$error":"#N/A"},{"$error":"#N/A"},{"$error":"#N/A"}]
[null,{"$f":"IF(DataInput!B9777=$B$8,IF($B$9=$B$10,TRUE,IF(DataInput!E9777=$B$9,TRUE,FALSE)))","v":true},null,null,{"$f":"IF(B9778=TRUE,DataInput!B9777,NA())","v":"SA"},{"$f":"IF($E9778=DataInput!$B9777,DataInput!C9777,NA())","v":"SMA2"},{"$f":"IF($E9778=DataInput!$B9777,DataInput!D9777,NA())","v":"Mannum - Adelaide Pipeline 2"},{"$f":"IF($E9778=DataInput!$B9777,DataInput!E9777,NA())","v":"ENet"},{"$f":"IF($E9778=DataInput!$B9777,DataInput!F9777,NA())","v":"Summer"},{"$f":"IF($E9778=DataInput!$B9777,DataInput!G9777,NA())","v":"Non-Coincident"},{"$f":"IF($E9778=DataInput!$B9777,DataInput!H9777,NA())","v":2014},{"$f":"IF($E9778=DataInput!$B9777,DataInput!I9777,NA())","v":"Actual"},{"$f":"IF($E9778=DataInput!$B9777,DataInput!J9777,NA())","v":"NA"},{"$f":"IF($E9778=DataInput!$B9777,DataInput!K9777,NA())","v":"NA"},null,null,"SA Mannum - Adelaide Pipeline 2",null,null,null,null,false,null,null,{"$error":"#N/A"},{"$error":"#N/A"},{"$error":"#N/A"},{"$error":"#N/A"},{"$error":"#N/A"},{"$error":"#N/A"},{"$error":"#N/A"},{"$error":"#N/A"},{"$error":"#N/A"},{"$error":"#N/A"}]
[null,{"$f":"IF(DataInput!B9813=$B$8,IF($B$9=$B$10,TRUE,IF(DataInput!E9813=$B$9,TRUE,FALSE)))","v":true},null,null,{"$f":"IF(B9814=TRUE,DataInput!B9813,NA())","v":"SA"},{"$f":"IF($E9814=DataInput!$B9813,DataInput!C9813,NA())","v":"SMAN"},{"$f":"IF($E9814=DataInput!$B9813,DataInput!D9813,NA())","v":"Mannum"},{"$f":"IF($E9814=DataInput!$B9813,DataInput!E9813,NA())","v":"SAPN"},{"$f":"IF($E9814=DataInput!$B9813,DataInput!F9813,NA())","v":"Summer"},{"$f":"IF($E9814=DataInput!$B9813,DataInput!G9813,NA())","v":"Non-Coincident"},{"$f":"IF($E9814=DataInput!$B9813,DataInput!H9813,NA())","v":2012},{"$f":"IF($E9814=DataInput!$B9813,DataInput!I9813,NA())","v":"Actual"},{"$f":"IF($E9814=DataInput!$B9813,DataInput!J9813,NA())","v":13.276464000000001},{"$f":"IF($E9814=DataInput!$B9813,DataInput!K9813,NA())","v":"NA"},null,null,"SA Mannum",null,null,null,null,false,null,null,{"$error":"#N/A"},{"$error":"#N/A"},{"$error":"#N/A"},{"$error":"#N/A"},{"$error":"#N/A"},{"$error":"#N/A"},{"$error":"#N/A"},{"$error":"#N/A"},{"$error":"#N/A"},{"$error":"#N/A"}]
[null,{"$f":"IF(DataInput!B9854=$B$8,IF($B$9=$B$10,TRUE,IF(DataInput!E9854=$B$9,TRUE,FALSE)))","v":true},null,null,{"$f":"IF(B9855=TRUE,DataInput!B9854,NA())","v":"SA"},{"$f":"IF($E9855=DataInput!$B9854,DataInput!C9854,NA())","v":"SMBL"},{"$f":"IF($E9855=DataInput!$B9854,DataInput!D9854,NA())","v":"Mobilong"},{"$f":"IF($E9855=DataInput!$B9854,DataInput!E9854,NA())","v":"SAPN"},{"$f":"IF($E9855=DataInput!$B9854,DataInput!F9854,NA())","v":"Winter"},{"$f":"IF($E9855=DataInput!$B9854,DataInput!G9854,NA())","v":"Non-Coincident"},{"$f":"IF($E9855=DataInput!$B9854,DataInput!H9854,NA())","v":2012},{"$f":"IF($E9855=DataInput!$B9854,DataInput!I9854,NA())","v":"Actual"},{"$f":"IF($E9855=DataInput!$B9854,DataInput!J9854,NA())","v":28.591076000000001},{"$f":"IF($E9855=DataInput!$B9854,DataInput!K9854,NA())","v":"NA"},null,null,"SA Mobilong",null,null,null,null,false,null,null,{"$error":"#N/A"},{"$error":"#N/A"},{"$error":"#N/A"},{"$error":"#N/A"},{"$error":"#N/A"},{"$error":"#N/A"},{"$error":"#N/A"},{"$error":"#N/A"},{"$error":"#N/A"},{"$error":"#N/A"}]
[null,{"$f":"IF(DataInput!B9856=$B$8,IF($B$9=$B$10,TRUE,IF(DataInput!E9856=$B$9,TRUE,FALSE)))","v":true},null,null,{"$f":"IF(B9857=TRUE,DataInput!B9856,NA())","v":"SA"},{"$f":"IF($E9857=DataInput!$B9856,DataInput!C9856,NA())","v":"SMBL"},{"$f":"IF($E9857=DataInput!$B9856,DataInput!D9856,NA())","v":"Mobilong"},{"$f":"IF($E9857=DataInput!$B9856,DataInput!E9856,NA())","v":"SAPN"},{"$f":"IF($E9857=DataInput!$B9856,DataInput!F9856,NA())","v":"Winter"},{"$f":"IF($E9857=DataInput!$B9856,DataInput!G9856,NA())","v":"Non-Coincident"},{"$f":"IF($E9857=DataInput!$B9856,DataInput!H9856,NA())","v":2013},{"$f":"IF($E9857=DataInput!$B9856,DataInput!I9856,NA())","v":"Actual"},{"$f":"IF($E9857=DataInput!$B9856,DataInput!J9856,NA())","v":28.819900000000001},{"$f":"IF($E9857=DataInput!$B9856,DataInput!K9856,NA())","v":"NA"},null,null,"SA Mobilong",null,null,null,null,false,null,null,{"$error":"#N/A"},{"$error":"#N/A"},{"$error":"#N/A"},{"$error":"#N/A"},{"$error":"#N/A"},{"$error":"#N/A"},{"$error":"#N/A"},{"$error":"#N/A"},{"$error":"#N/A"},{"$error":"#N/A"}]
[null,{"$f":"IF(DataInput!B9903=$B$8,IF($B$9=$B$10,TRUE,IF(DataInput!E9903=$B$9,TRUE,FALSE)))","v":true},null,null,{"$f":"IF(B9904=TRUE,DataInput!B9903,NA())","v":"SA"},{"$f":"IF($E9904=DataInput!$B9903,DataInput!C9903,NA())","v":"SMGU"},{"$f":"IF($E9904=DataInput!$B9903,DataInput!D9903,NA())","v":"Mt Gunson"},{"$f":"IF($E9904=DataInput!$B9903,DataInput!E9903,NA())","v":"SAPN"},{"$f":"IF($E9904=DataInput!$B9903,DataInput!F9903,NA())","v":"Summer"},{"$f":"IF($E9904=DataInput!$B9903,DataInput!G9903,NA())","v":"Non-Coincident"},{"$f":"IF($E9904=DataInput!$B9903,DataInput!H9903,NA())","v":2007},{"$f":"IF($E9904=DataInput!$B9903,DataInput!I9903,NA())","v":"Actual"},{"$f":"IF($E9904=DataInput!$B9903,DataInput!J9903,NA())","v":0.148086},{"$f":"IF($E9904=DataInput!$B9903,DataInput!K9903,NA())","v":"NA"},null,null,"SA Mt Gunson",null,null,null,null,false,null,null,{"$error":"#N/A"},{"$error":"#N/A"},{"$error":"#N/A"},{"$error":"#N/A"},{"$error":"#N/A"},{"$error":"#N/A"},{"$error":"#N/A"},{"$error":"#N/A"},{"$error":"#N/A"},{"$error":"#N/A"}]
[null,{"$f":"IF(DataInput!B9940=$B$8,IF($B$9=$B$10,TRUE,IF(DataInput!E9940=$B$9,TRUE,FALSE)))","v":true},null,null,{"$f":"IF(B9941=TRUE,DataInput!B9940,NA())","v":"SA"},{"$f":"IF($E9941=DataInput!$B9940,DataInput!C9940,NA())","v":"SMH1"},{"$f":"IF($E9941=DataInput!$B9940,DataInput!D9940,NA())","v":"Murray Bridge - Hahndorf Pipeline 1"},{"$f":"IF($E9941=DataInput!$B9940,DataInput!E9940,NA())","v":"ENet"},{"$f":"IF($E9941=DataInput!$B9940,DataInput!F9940,NA())","v":"Winter"},{"$f":"IF($E9941=DataInput!$B9940,DataInput!G9940,NA())","v":"Non-Coincident"},{"$f":"IF($E9941=DataInput!$B9940,DataInput!H9940,NA())","v":2015},{"$f":"IF($E9941=DataInput!$B9940,DataInput!I9940,NA())","v":"Actual"},{"$f":"IF($E9941=DataInput!$B9940,DataInput!J9940,NA())","v":"NA"},{"$f":"IF($E9941=DataInput!$B9940,DataInput!K9940,NA())","v":"NA"},null,null,"SA Murray Bridge - Hahndorf Pipeline 1",null,null,null,null,false,null,null,{"$error":"#N/A"},{"$error":"#N/A"},{"$error":"#N/A"},{"$error":"#N/A"},{"$error":"#N/A"},{"$error":"#N/A"},{"$error":"#N/A"},{"$error":"#N/A"},{"$error":"#N/A"},{"$error":"#N/A"}]
[null,{"$f":"IF(DataInput!B9964=$B$8,IF($B$9=$B$10,TRUE,IF(DataInput!E9964=$B$9,TRUE,FALSE)))","v":true},null,null,{"$f":"IF(B9965=TRUE,DataInput!B9964,NA())","v":"SA"},{"$f":"IF($E9965=DataInput!$B9964,DataInput!C9964,NA())","v":"SMH3"},{"$f":"IF($E9965=DataInput!$B9964,DataInput!D9964,NA())","v":"Murray Bridge - Hahndorf Pipeline 3"},{"$f":"IF($E9965=DataInput!$B9964,DataInput!E9964,NA())","v":"ENet"},{"$f":"IF($E9965=DataInput!$B9964,DataInput!F9964,NA())","v":"Winter"},{"$f":"IF($E9965=DataInput!$B9964,DataInput!G9964,NA())","v":"Non-Coincident"},{"$f":"IF($E9965=DataInput!$B9964,DataInput!H9964,NA())","v":2007},{"$f":"IF($E9965=DataInput!$B9964,DataInput!I9964,NA())","v":"Actual"},{"$f":"IF($E9965=DataInput!$B9964,DataInput!J9964,NA())","v":"NA"},{"$f":"IF($E9965=DataInput!$B9964,DataInput!K9964,NA())","v":"NA"},null,null,"SA Murray Bridge - Hahndorf Pipeline 3",null,null,null,null,false,null,null,{"$error":"#N/A"},{"$error":"#N/A"},{"$error":"#N/A"},{"$error":"#N/A"},{"$error":"#N/A"},{"$error":"#N/A"},{"$error":"#N/A"},{"$error":"#N/A"},{"$error":"#N/A"},{"$error":"#N/A"}]
[null,{"$f":"IF(DataInput!B9982=$B$8,IF($B$9=$B$10,TRUE,IF(DataInput!E9982=$B$9,TRUE,FALSE)))","v":true},null,null,{"$f":"IF(B9983=TRUE,DataInput!B9982,NA())","v":"SA"},{"$f":"IF($E9983=DataInput!$B9982,DataInput!C9982,NA())","v":"SMW1"},{"$f":"IF($E9983=DataInput!$B9982,DataInput!D9982,NA())","v":"Morgan - Whyalla Pipeline 1"},{"$f":"IF($E9983=DataInput!$B9982,DataInput!E9982,NA())","v":"ENet"},{"$f":"IF($E9983=DataInput!$B9982,DataInput!F9982,NA())","v":"Winter"},{"$f":"IF($E9983=DataInput!$B9982,DataInput!G9982,NA())","v":"Non-Coincident"},{"$f":"IF($E9983=DataInput!$B9982,DataInput!H9982,NA())","v":2006},{"$f":"IF($E9983=DataInput!$B9982,DataInput!I9982,NA())","v":"Actual"},{"$f":"IF($E9983=DataInput!$B9982,DataInput!J9982,NA())","v":"NA"},{"$f":"IF($E9983=DataInput!$B9982,DataInput!K9982,NA())","v":"NA"},null,null,"SA Morgan - Whyalla Pipeline 1",null,null,null,null,false,null,null,{"$error":"#N/A"},{"$error":"#N/A"},{"$error":"#N/A"},{"$error":"#N/A"},{"$error":"#N/A"},{"$error":"#N/A"},{"$error":"#N/A"},{"$error":"#N/A"},{"$error":"#N/A"},{"$error":"#N/A"}]
[null,{"$f":"IF(DataInput!B10013=$B$8,IF($B$9=$B$10,TRUE,IF(DataInput!E10013=$B$9,TRUE,FALSE)))","v":true},null,null,{"$f":"IF(B10014=TRUE,DataInput!B10013,NA())","v":"SA"},{"$f":"IF($E10014=DataInput!$B10013,DataInput!C10013,NA())","v":"SMW2"},{"$f":"IF($E10014=DataInput!$B10013,DataInput!D10013,NA())","v":"Morgan - Whyalla Pipeline 2"},{"$f":"IF($E10014=DataInput!$B10013,DataInput!E10013,NA())","v":"ENet"},{"$f":"IF($E10014=DataInput!$B10013,DataInput!F10013,NA())","v":"Summer"},{"$f":"IF($E10014=DataInput!$B10013,DataInput!G10013,NA())","v":"Non-Coincident"},{"$f":"IF($E10014=DataInput!$B10013,DataInput!H10013,NA())","v":2012},{"$f":"IF($E10014=DataInput!$B10013,DataInput!I10013,NA())","v":"Actual"},{"$f":"IF($E10014=DataInput!$B10013,DataInput!J10013,NA())","v":"NA"},{"$f":"IF($E10014=DataInput!$B10013,DataInput!K10013,NA())","v":"NA"},null,null,"SA Morgan - Whyalla Pipeline 2",null,null,null,null,false,null,null,{"$error":"#N/A"},{"$error":"#N/A"},{"$error":"#N/A"},{"$error":"#N/A"},{"$error":"#N/A"},{"$error":"#N/A"},{"$error":"#N/A"},{"$error":"#N/A"},{"$error":"#N/A"},{"$error":"#N/A"}]
[null,{"$f":"IF(DataInput!B10035=$B$8,IF($B$9=$B$10,TRUE,IF(DataInput!E10035=$B$9,TRUE,FALSE)))","v":true},null,null,{"$f":"IF(B10036=TRUE,DataInput!B10035,NA())","v":"SA"},{"$f":"IF($E10036=DataInput!$B10035,DataInput!C10035,NA())","v":"SMW3"},{"$f":"IF($E10036=DataInput!$B10035,DataInput!D10035,NA())","v":"Morgan - Whyalla Pipeline 3"},{"$f":"IF($E10036=DataInput!$B10035,DataInput!E10035,NA())","v":"ENet"},{"$f":"IF($E10036=DataInput!$B10035,DataInput!F10035,NA())","v":"Summer"},{"$f":"IF($E10036=DataInput!$B10035,DataInput!G10035,NA())","v":"Non-Coincident"},{"$f":"IF($E10036=DataInput!$B10035,DataInput!H10035,NA())","v":2013},{"$f":"IF($E10036=DataInput!$B10035,DataInput!I10035,NA())","v":"Actual"},{"$f":"IF($E10036=DataInput!$B10035,DataInput!J10035,NA())","v":"NA"},{"$f":"IF($E10036=DataInput!$B10035,DataInput!K10035,NA())","v":"NA"},null,null,"SA Morgan - Whyalla Pipeline 3",null,null,null,null,false,null,null,{"$error":"#N/A"},{"$error":"#N/A"},{"$error":"#N/A"},{"$error":"#N/A"},{"$error":"#N/A"},{"$error":"#N/A"},{"$error":"#N/A"},{"$error":"#N/A"},{"$error":"#N/A"},{"$error":"#N/A"}]
[null,{"$f":"IF(DataInput!B10061=$B$8,IF($B$9=$B$10,TRUE,IF(DataInput!E10061=$B$9,TRUE,FALSE)))","v":true},null,null,{"$f":"IF(B10062=TRUE,DataInput!B10061,NA())","v":"SA"},{"$f":"IF($E10062=DataInput!$B10061,DataInput!C10061,NA())","v":"SMW4"},{"$f":"IF($E10062=DataInput!$B10061,DataInput!D10061,NA())","v":"Morgan - Whyalla Pipeline 4"},{"$f":"IF($E10062=DataInput!$B10061,DataInput!E10061,NA())","v":"ENet"},{"$f":"IF($E10062=DataInput!$B10061,DataInput!F10061,NA())","v":"Summer"},{"$f":"IF($E10062=DataInput!$B10061,DataInput!G10061,NA())","v":"Non-Coincident"},{"$f":"IF($E10062=DataInput!$B10061,DataInput!H10061,NA())","v":2016},{"$f":"IF($E10062=DataInput!$B10061,DataInput!I10061,NA())","v":"Actual"},{"$f":"IF($E10062=DataInput!$B10061,DataInput!J10061,NA())","v":"NA"},{"$f":"IF($E10062=DataInput!$B10061,DataInput!K10061,NA())","v":"NA"},null,null,"SA Morgan - Whyalla Pipeline 4",null,null,null,null,false,null,null,{"$error":"#N/A"},{"$error":"#N/A"},{"$error":"#N/A"},{"$error":"#N/A"},{"$error":"#N/A"},{"$error":"#N/A"},{"$error":"#N/A"},{"$error":"#N/A"},{"$error":"#N/A"},{"$error":"#N/A"}]
[null,{"$f":"IF(DataInput!B10092=$B$8,IF($B$9=$B$10,TRUE,IF(DataInput!E10092=$B$9,TRUE,FALSE)))","v":true},null,null,{"$f":"IF(B10093=TRUE,DataInput!B10092,NA())","v":"SA"},{"$f":"IF($E10093=DataInput!$B10092,DataInput!C10092,NA())","v":"SNWB"},{"$f":"IF($E10093=DataInput!$B10092,DataInput!D10092,NA())","v":"North West Bend"},{"$f":"IF($E10093=DataInput!$B10092,DataInput!E10092,NA())","v":"SAPN"},{"$f":"IF($E10093=DataInput!$B10092,DataInput!F10092,NA())","v":"Winter"},{"$f":"IF($E10093=DataInput!$B10092,DataInput!G10092,NA())","v":"Non-Coincident"},{"$f":"IF($E10093=DataInput!$B10092,DataInput!H10092,NA())","v":2011},{"$f":"IF($E10093=DataInput!$B10092,DataInput!I10092,NA())","v":"Actual"},{"$f":"IF($E10093=DataInput!$B10092,DataInput!J10092,NA())","v":22.084222},{"$f":"IF($E10093=DataInput!$B10092,DataInput!K10092,NA())","v":"NA"},null,null,"SA North West Bend",null,null,null,null,false,null,null,{"$error":"#N/A"},{"$error":"#N/A"},{"$error":"#N/A"},{"$error":"#N/A"},{"$error":"#N/A"},{"$error":"#N/A"},{"$error":"#N/A"},{"$error":"#N/A"},{"$error":"#N/A"},{"$error":"#N/A"}]
[null,{"$f":"IF(DataInput!B10139=$B$8,IF($B$9=$B$10,TRUE,IF(DataInput!E10139=$B$9,TRUE,FALSE)))","v":true},null,null,{"$f":"IF(B10140=TRUE,DataInput!B10139,NA())","v":"SA"},{"$f":"IF($E10140=DataInput!$B10139,DataInput!C10139,NA())","v":"SPMB"},{"$f":"IF($E10140=DataInput!$B10139,DataInput!D10139,NA())","v":"Pimba"},{"$f":"IF($E10140=DataInput!$B10139,DataInput!E10139,NA())","v":"ENet"},{"$f":"IF($E10140=DataInput!$B10139,DataInput!F10139,NA())","v":"Winter"},{"$f":"IF($E10140=DataInput!$B10139,DataInput!G10139,NA())","v":"Non-Coincident"},{"$f":"IF($E10140=DataInput!$B10139,DataInput!H10139,NA())","v":2011},{"$f":"IF($E10140=DataInput!$B10139,DataInput!I10139,NA())","v":"Actual"},{"$f":"IF($E10140=DataInput!$B10139,DataInput!J10139,NA())","v":"NA"},{"$f":"IF($E10140=DataInput!$B10139,DataInput!K10139,NA())","v":"NA"},null,null,"SA Pimba",null,null,null,null,false,null,null,{"$error":"#N/A"},{"$error":"#N/A"},{"$error":"#N/A"},{"$error":"#N/A"},{"$error":"#N/A"},{"$error":"#N/A"},{"$error":"#N/A"},{"$error":"#N/A"},{"$error":"#N/A"},{"$error":"#N/A"}]
[null,{"$f":"IF(DataInput!B10162=$B$8,IF($B$9=$B$10,TRUE,IF(DataInput!E10162=$B$9,TRUE,FALSE)))","v":true},null,null,{"$f":"IF(B10163=TRUE,DataInput!B10162,NA())","v":"SA"},{"$f":"IF($E10163=DataInput!$B10162,DataInput!C10162,NA())","v":"SRSW"},{"$f":"IF($E10163=DataInput!$B10162,DataInput!D10162,NA())","v":"Roseworthy"},{"$f":"IF($E10163=DataInput!$B10162,DataInput!E10162,NA())","v":"ENet"},{"$f":"IF($E10163=DataInput!$B10162,DataInput!F10162,NA())","v":"Summer"},{"$f":"IF($E10163=DataInput!$B10162,DataInput!G10162,NA())","v":"Non-Coincident"},{"$f":"IF($E10163=DataInput!$B10162,DataInput!H10162,NA())","v":2013},{"$f":"IF($E10163=DataInput!$B10162,DataInput!I10162,NA())","v":"Actual"},{"$f":"IF($E10163=DataInput!$B10162,DataInput!J10162,NA())","v":"NA"},{"$f":"IF($E10163=DataInput!$B10162,DataInput!K10162,NA())","v":"NA"},null,null,"SA Roseworthy",null,null,null,null,false,null,null,{"$error":"#N/A"},{"$error":"#N/A"},{"$error":"#N/A"},{"$error":"#N/A"},{"$error":"#N/A"},{"$error":"#N/A"},{"$error":"#N/A"},{"$error":"#N/A"},{"$error":"#N/A"},{"$error":"#N/A"}]
[null,{"$f":"IF(DataInput!B10171=$B$8,IF($B$9=$B$10,TRUE,IF(DataInput!E10171=$B$9,TRUE,FALSE)))","v":true},null,null,{"$f":"IF(B10172=TRUE,DataInput!B10171,NA())","v":"SA"},{"$f":"IF($E10172=DataInput!$B10171,DataInput!C10171,NA())","v":"SSNN"},{"$f":"IF($E10172=DataInput!$B10171,DataInput!D10171,NA())","v":"Snuggery Industrial"},{"$f":"IF($E10172=DataInput!$B10171,DataInput!E10171,NA())","v":"SAPN"},{"$f":"IF($E10172=DataInput!$B10171,DataInput!F10171,NA())","v":"Winter"},{"$f":"IF($E10172=DataInput!$B10171,DataInput!G10171,NA())","v":"Non-Coincident"},{"$f":"IF($E10172=DataInput!$B10171,DataInput!H10171,NA())","v":2007},{"$f":"IF($E10172=DataInput!$B10171,DataInput!I10171,NA())","v":"Actual"},{"$f":"IF($E10172=DataInput!$B10171,DataInput!J10171,NA())","v":42.785344000000002},{"$f":"IF($E10172=DataInput!$B10171,DataInput!K10171,NA())","v":"NA"},null,null,"SA Snuggery Industrial",null,null,null,null,false,null,null,{"$error":"#N/A"},{"$error":"#N/A"},{"$error":"#N/A"},{"$error":"#N/A"},{"$error":"#N/A"},{"$error":"#N/A"},{"$error":"#N/A"},{"$error":"#N/A"},{"$error":"#N/A"},{"$error":"#N/A"}]
[null,{"$f":"IF(DataInput!B10218=$B$8,IF($B$9=$B$10,TRUE,IF(DataInput!E10218=$B$9,TRUE,FALSE)))","v":true},null,null,{"$f":"IF(B10219=TRUE,DataInput!B10218,NA())","v":"SA"},{"$f":"IF($E10219=DataInput!$B10218,DataInput!C10218,NA())","v":"STAL"},{"$f":"IF($E10219=DataInput!$B10218,DataInput!D10218,NA())","v":"Tailem Bend"},{"$f":"IF($E10219=DataInput!$B10218,DataInput!E10218,NA())","v":"SAPN"},{"$f":"IF($E10219=DataInput!$B10218,DataInput!F10218,NA())","v":"Summer"},{"$f":"IF($E10219=DataInput!$B10218,DataInput!G10218,NA())","v":"Non-Coincident"},{"$f":"IF($E10219=DataInput!$B10218,DataInput!H10218,NA())","v":2011},{"$f":"IF($E10219=DataInput!$B10218,DataInput!I10218,NA())","v":"Actual"},{"$f":"IF($E10219=DataInput!$B10218,DataInput!J10218,NA())","v":23.279496000000002},{"$f":"IF($E10219=DataInput!$B10218,DataInput!K10218,NA())","v":"NA"},null,null,"SA Tailem Bend",null,null,null,null,false,null,null,{"$error":"#N/A"},{"$error":"#N/A"},{"$error":"#N/A"},{"$error":"#N/A"},{"$error":"#N/A"},{"$error":"#N/A"},{"$error":"#N/A"},{"$error":"#N/A"},{"$error":"#N/A"},{"$error":"#N/A"}]
[null,{"$f":"IF(DataInput!B10249=$B$8,IF($B$9=$B$10,TRUE,IF(DataInput!E10249=$B$9,TRUE,FALSE)))","v":true},null,null,{"$f":"IF(B10250=TRUE,DataInput!B10249,NA())","v":"SA"},{"$f":"IF($E10250=DataInput!$B10249,DataInput!C10249,NA())","v":"SWAT"},{"$f":"IF($E10250=DataInput!$B10249,DataInput!D10249,NA())","v":"Waterloo"},{"$f":"IF($E10250=DataInput!$B10249,DataInput!E10249,NA())","v":"SAPN"},{"$f":"IF($E10250=DataInput!$B10249,DataInput!F10249,NA())","v":"Winter"},{"$f":"IF($E10250=DataInput!$B10249,DataInput!G10249,NA())","v":"Non-Coincident"},{"$f":"IF($E10250=DataInput!$B10249,DataInput!H10249,NA())","v":2006},{"$f":"IF($E10250=DataInput!$B10249,DataInput!I10249,NA())","v":"Actual"},{"$f":"IF($E10250=DataInput!$B10249,DataInput!J10249,NA())","v":16.976844},{"$f":"IF($E10250=DataInput!$B10249,DataInput!K10249,NA())","v":"NA"},null,null,"SA Waterloo",null,null,null,null,false,null,null,{"$error":"#N/A"},{"$error":"#N/A"},{"$error":"#N/A"},{"$error":"#N/A"},{"$error":"#N/A"},{"$error":"#N/A"},{"$error":"#N/A"},{"$error":"#N/A"},{"$error":"#N/A"},{"$error":"#N/A"}]
[null,{"$f":"IF(DataInput!B10285=$B$8,IF($B$9=$B$10,TRUE,IF(DataInput!E10285=$B$9,TRUE,FALSE)))","v":true},null,null,{"$f":"IF(B10286=TRUE,DataInput!B10285,NA())","v":"SA"},{"$f":"IF($E10286=DataInput!$B10285,DataInput!C10285,NA())","v":"SWMA"},{"$f":"IF($E10286=DataInput!$B10285,DataInput!D10285,NA())","v":"Woomera"},{"$f":"IF($E10286=DataInput!$B10285,DataInput!E10285,NA())","v":"ENet"},{"$f":"IF($E10286=DataInput!$B10285,DataInput!F10285,NA())","v":"Winter"},{"$f":"IF($E10286=DataInput!$B10285,DataInput!G10285,NA())","v":"Non-Coincident"},{"$f":"IF($E10286=DataInput!$B10285,DataInput!H10285,NA())","v":2014},{"$f":"IF($E10286=DataInput!$B10285,DataInput!I10285,NA())","v":"Actual"},{"$f":"IF($E10286=DataInput!$B10285,DataInput!J10285,NA())","v":"NA"},{"$f":"IF($E10286=DataInput!$B10285,DataInput!K10285,NA())","v":"NA"},null,null,"SA Woomera",null,null,null,null,false,null,null,{"$error":"#N/A"},{"$error":"#N/A"},{"$error":"#N/A"},{"$error":"#N/A"},{"$error":"#N/A"},{"$error":"#N/A"},{"$error":"#N/A"},{"$error":"#N/A"},{"$error":"#N/A"},{"$error":"#N/A"}]
[null,{"$f":"IF(DataInput!B10297=$B$8,IF($B$9=$B$10,TRUE,IF(DataInput!E10297=$B$9,TRUE,FALSE)))","v":true},null,null,{"$f":"IF(B10298=TRUE,DataInput!B10297,NA())","v":"SA"},{"$f":"IF($E10298=DataInput!$B10297,DataInput!C10297,NA())","v":"SWUD"},{"$f":"IF($E10298=DataInput!$B10297,DataInput!D10297,NA())","v":"Wudinna"},{"$f":"IF($E10298=DataInput!$B10297,DataInput!E10297,NA())","v":"SAPN"},{"$f":"IF($E10298=DataInput!$B10297,DataInput!F10297,NA())","v":"Winter"},{"$f":"IF($E10298=DataInput!$B10297,DataInput!G10297,NA())","v":"Non-Coincident"},{"$f":"IF($E10298=DataInput!$B10297,DataInput!H10297,NA())","v":2010},{"$f":"IF($E10298=DataInput!$B10297,DataInput!I10297,NA())","v":"Actual"},{"$f":"IF($E10298=DataInput!$B10297,DataInput!J10297,NA())","v":10.548942},{"$f":"IF($E10298=DataInput!$B10297,DataInput!K10297,NA())","v":"NA"},null,null,"SA Wudinna",null,null,null,null,false,null,null,{"$error":"#N/A"},{"$error":"#N/A"},{"$error":"#N/A"},{"$error":"#N/A"},{"$error":"#N/A"},{"$error":"#N/A"},{"$error":"#N/A"},{"$error":"#N/A"},{"$error":"#N/A"},{"$error":"#N/A"}]
[null,{"$f":"IF(DataInput!B10328=$B$8,IF($B$9=$B$10,TRUE,IF(DataInput!E10328=$B$9,TRUE,FALSE)))","v":true},null,null,{"$f":"IF(B10329=TRUE,DataInput!B10328,NA())","v":"SA"},{"$f":"IF($E10329=DataInput!$B10328,DataInput!C10328,NA())","v":"SYAD"},{"$f":"IF($E10329=DataInput!$B10328,DataInput!D10328,NA())","v":"Yadnarie"},{"$f":"IF($E10329=DataInput!$B10328,DataInput!E10328,NA())","v":"SAPN"},{"$f":"IF($E10329=DataInput!$B10328,DataInput!F10328,NA())","v":"Summer"},{"$f":"IF($E10329=DataInput!$B10328,DataInput!G10328,NA())","v":"Non-Coincident"},{"$f":"IF($E10329=DataInput!$B10328,DataInput!H10328,NA())","v":2016},{"$f":"IF($E10329=DataInput!$B10328,DataInput!I10328,NA())","v":"Actual"},{"$f":"IF($E10329=DataInput!$B10328,DataInput!J10328,NA())","v":15.469074000000001},{"$f":"IF($E10329=DataInput!$B10328,DataInput!K10328,NA())","v":"NA"},null,null,"SA Yadnarie",null,null,null,null,false,null,null,{"$error":"#N/A"},{"$error":"#N/A"},{"$error":"#N/A"},{"$error":"#N/A"},{"$error":"#N/A"},{"$error":"#N/A"},{"$error":"#N/A"},{"$error":"#N/A"},{"$error":"#N/A"},{"$error":"#N/A"}]
[null,{"$f":"IF(DataInput!B10346=$B$8,IF($B$9=$B$10,TRUE,IF(DataInput!E10346=$B$9,TRUE,FALSE)))","v":true},null,null,{"$f":"IF(B10347=TRUE,DataInput!B10346,NA())","v":"SA"},{"$f":"IF($E10347=DataInput!$B10346,DataInput!C10346,NA())","v":"SMLB"},{"$f":"IF($E10347=DataInput!$B10346,DataInput!D10346,NA())","v":"Millbrook"},{"$f":"IF($E10347=DataInput!$B10346,DataInput!E10346,NA())","v":"ENet"},{"$f":"IF($E10347=DataInput!$B10346,DataInput!F10346,NA())","v":"Summer"},{"$f":"IF($E10347=DataInput!$B10346,DataInput!G10346,NA())","v":"Non-Coincident"},{"$f":"IF($E10347=DataInput!$B10346,DataInput!H10346,NA())","v":2015},{"$f":"IF($E10347=DataInput!$B10346,DataInput!I10346,NA())","v":"Actual"},{"$f":"IF($E10347=DataInput!$B10346,DataInput!J10346,NA())","v":"NA"},{"$f":"IF($E10347=DataInput!$B10346,DataInput!K10346,NA())","v":"NA"},null,null,"SA Millbrook",null,null,null,null,false,null,null,{"$error":"#N/A"},{"$error":"#N/A"},{"$error":"#N/A"},{"$error":"#N/A"},{"$error":"#N/A"},{"$error":"#N/A"},{"$error":"#N/A"},{"$error":"#N/A"},{"$error":"#N/A"},{"$error":"#N/A"}]
[null,{"$f":"IF(DataInput!B10384=$B$8,IF($B$9=$B$10,TRUE,IF(DataInput!E10384=$B$9,TRUE,FALSE)))","v":true},null,null,{"$f":"IF(B10385=TRUE,DataInput!B10384,NA())","v":"SA"},{"$f":"IF($E10385=DataInput!$B10384,DataInput!C10384,NA())","v":"EAST"},{"$f":"IF($E10385=DataInput!$B10384,DataInput!D10384,NA())","v":"Eastern Suburbs"},{"$f":"IF($E10385=DataInput!$B10384,DataInput!E10384,NA())","v":"SAPN"},{"$f":"IF($E10385=DataInput!$B10384,DataInput!F10384,NA())","v":"Summer"},{"$f":"IF($E10385=DataInput!$B10384,DataInput!G10384,NA())","v":"Non-Coincident"},{"$f":"IF($E10385=DataInput!$B10384,DataInput!H10384,NA())","v":2014},{"$f":"IF($E10385=DataInput!$B10384,DataInput!I10384,NA())","v":"Actual"},{"$f":"IF($E10385=DataInput!$B10384,DataInput!J10384,NA())","v":661.18576599999994},{"$f":"IF($E10385=DataInput!$B10384,DataInput!K10384,NA())","v":"NA"},null,null,"SA Eastern Suburbs",null,null,null,null,false,null,null,{"$error":"#N/A"},{"$error":"#N/A"},{"$error":"#N/A"},{"$error":"#N/A"},{"$error":"#N/A"},{"$error":"#N/A"},{"$error":"#N/A"},{"$error":"#N/A"},{"$error":"#N/A"},{"$error":"#N/A"}]
[null,{"$f":"IF(DataInput!B10407=$B$8,IF($B$9=$B$10,TRUE,IF(DataInput!E10407=$B$9,TRUE,FALSE)))","v":true},null,null,{"$f":"IF(B10408=TRUE,DataInput!B10407,NA())","v":"SA"},{"$f":"IF($E10408=DataInput!$B10407,DataInput!C10407,NA())","v":"SOUT"},{"$f":"IF($E10408=DataInput!$B10407,DataInput!D10407,NA())","v":"Southern Suburbs"},{"$f":"IF($E10408=DataInput!$B10407,DataInput!E10407,NA())","v":"SAPN"},{"$f":"IF($E10408=DataInput!$B10407,DataInput!F10407,NA())","v":"Winter"},{"$f":"IF($E10408=DataInput!$B10407,DataInput!G10407,NA())","v":"Non-Coincident"},{"$f":"IF($E10408=DataInput!$B10407,DataInput!H10407,NA())","v":2015},{"$f":"IF($E10408=DataInput!$B10407,DataInput!I10407,NA())","v":"Actual"},{"$f":"IF($E10408=DataInput!$B10407,DataInput!J10407,NA())","v":504.88864000000001},{"$f":"IF($E10408=DataInput!$B10407,DataInput!K10407,NA())","v":"NA"},null,null,"SA Southern Suburbs",null,null,null,null,false,null,null,{"$error":"#N/A"},{"$error":"#N/A"},{"$error":"#N/A"},{"$error":"#N/A"},{"$error":"#N/A"},{"$error":"#N/A"},{"$error":"#N/A"},{"$error":"#N/A"},{"$error":"#N/A"},{"$error":"#N/A"}]
[null,{"$f":"IF(DataInput!B10454=$B$8,IF($B$9=$B$10,TRUE,IF(DataInput!E10454=$B$9,TRUE,FALSE)))","v":true},null,null,{"$f":"IF(B10455=TRUE,DataInput!B10454,NA())","v":"SA"},{"$f":"IF($E10455=DataInput!$B10454,DataInput!C10454,NA())","v":"PPIR"},{"$f":"IF($E10455=DataInput!$B10454,DataInput!D10454,NA())","v":"Port Pirie Network"},{"$f":"IF($E10455=DataInput!$B10454,DataInput!E10454,NA())","v":"SAPN"},{"$f":"IF($E10455=DataInput!$B10454,DataInput!F10454,NA())","v":"Summer"},{"$f":"IF($E10455=DataInput!$B10454,DataInput!G10454,NA())","v":"Non-Coincident"},{"$f":"IF($E10455=DataInput!$B10454,DataInput!H10454,NA())","v":2009},{"$f":"IF($E10455=DataInput!$B10454,DataInput!I10454,NA())","v":"Actual"},{"$f":"IF($E10455=DataInput!$B10454,DataInput!J10454,NA())","v":73.277215999999996},{"$f":"IF($E10455=DataInput!$B10454,DataInput!K10454,NA())","v":"NA"},null,null,"SA Port Pirie Network",null,null,null,null,false,null,null,{"$error":"#N/A"},{"$error":"#N/A"},{"$error":"#N/A"},{"$error":"#N/A"},{"$error":"#N/A"},{"$error":"#N/A"},{"$error":"#N/A"},{"$error":"#N/A"},{"$error":"#N/A"},{"$error":"#N/A"}]
[null,{"$f":"IF(DataInput!B10485=$B$8,IF($B$9=$B$10,TRUE,IF(DataInput!E10485=$B$9,TRUE,FALSE)))","v":true},null,null,{"$f":"IF(B10486=TRUE,DataInput!B10485,NA())","v":"SA"},{"$f":"IF($E10486=DataInput!$B10485,DataInput!C10485,NA())","v":"BERR"},{"$f":"IF($E10486=DataInput!$B10485,DataInput!D10485,NA())","v":"Berri"},{"$f":"IF($E10486=DataInput!$B10485,DataInput!E10485,NA())","v":"SAPN"},{"$f":"IF($E10486=DataInput!$B10485,DataInput!F10485,NA())","v":"Winter"},{"$f":"IF($E10486=DataInput!$B10485,DataInput!G10485,NA())","v":"Non-Coincident"},{"$f":"IF($E10486=DataInput!$B10485,DataInput!H10485,NA())","v":2014},{"$f":"IF($E10486=DataInput!$B10485,DataInput!I10485,NA())","v":"Actual"},{"$f":"IF($E10486=DataInput!$B10485,DataInput!J10485,NA())","v":47.913924000000002},{"$f":"IF($E10486=DataInput!$B10485,DataInput!K10485,NA())","v":"NA"},null,null,"SA Berri",null,null,null,null,false,null,null,{"$error":"#N/A"},{"$error":"#N/A"},{"$error":"#N/A"},{"$error":"#N/A"},{"$error":"#N/A"},{"$error":"#N/A"},{"$error":"#N/A"},{"$error":"#N/A"},{"$error":"#N/A"},{"$error":"#N/A"}]
[null,{"$f":"IF(DataInput!B10511=$B$8,IF($B$9=$B$10,TRUE,IF(DataInput!E10511=$B$9,TRUE,FALSE)))","v":true},null,null,{"$f":"IF(B10512=TRUE,DataInput!B10511,NA())","v":"SA"},{"$f":"IF($E10512=DataInput!$B10511,DataInput!C10511,NA())","v":"BARK"},{"$f":"IF($E10512=DataInput!$B10511,DataInput!D10511,NA())","v":"Mt Barker and Mt Barker South"},{"$f":"IF($E10512=DataInput!$B10511,DataInput!E10511,NA())","v":"SAPN"},{"$f":"IF($E10512=DataInput!$B10511,DataInput!F10511,NA())","v":"Winter"},{"$f":"IF($E10512=DataInput!$B10511,DataInput!G10511,NA())","v":"Non-Coincident"},{"$f":"IF($E10512=DataInput!$B10511,DataInput!H10511,NA())","v":2007},{"$f":"IF($E10512=DataInput!$B10511,DataInput!I10511,NA())","v":"Actual"},{"$f":"IF($E10512=DataInput!$B10511,DataInput!J10511,NA())","v":75.402240000000006},{"$f":"IF($E10512=DataInput!$B10511,DataInput!K10511,NA())","v":"NA"},null,null,"SA Mt Barker and Mt Barker South",null,null,null,null,false,null,null,{"$error":"#N/A"},{"$error":"#N/A"},{"$error":"#N/A"},{"$error":"#N/A"},{"$error":"#N/A"},{"$error":"#N/A"},{"$error":"#N/A"},{"$error":"#N/A"},{"$error":"#N/A"},{"$error":"#N/A"}]
[null,{"$f":"IF(DataInput!B10533=$B$8,IF($B$9=$B$10,TRUE,IF(DataInput!E10533=$B$9,TRUE,FALSE)))","v":true},null,null,{"$f":"IF(B10534=TRUE,DataInput!B10533,NA())","v":"SA"},{"$f":"IF($E10534=DataInput!$B10533,DataInput!C10533,NA())","v":"WYAL"},{"$f":"IF($E10534=DataInput!$B10533,DataInput!D10533,NA())","v":"Whyalla and Whyalla Central"},{"$f":"IF($E10534=DataInput!$B10533,DataInput!E10533,NA())","v":"SAPN"},{"$f":"IF($E10534=DataInput!$B10533,DataInput!F10533,NA())","v":"Winter"},{"$f":"IF($E10534=DataInput!$B10533,DataInput!G10533,NA())","v":"Non-Coincident"},{"$f":"IF($E10534=DataInput!$B10533,DataInput!H10533,NA())","v":2008},{"$f":"IF($E10534=DataInput!$B10533,DataInput!I10533,NA())","v":"Actual"},{"$f":"IF($E10534=DataInput!$B10533,DataInput!J10533,NA())","v":61.755631999999999},{"$f":"IF($E10534=DataInput!$B10533,DataInput!K10533,NA())","v":"NA"},null,null,"SA Whyalla and Whyalla Central",null,null,null,null,false,null,null,{"$error":"#N/A"},{"$error":"#N/A"},{"$error":"#N/A"},{"$error":"#N/A"},{"$error":"#N/A"},{"$error":"#N/A"},{"$error":"#N/A"},{"$error":"#N/A"},{"$error":"#N/A"},{"$error":"#N/A"}]
[null,{"$f":"IF(DataInput!B10564=$B$8,IF($B$9=$B$10,TRUE,IF(DataInput!E10564=$B$9,TRUE,FALSE)))","v":true},null,null,{"$f":"IF(B10565=TRUE,DataInput!B10564,NA())","v":"SA"},{"$f":"IF($E10565=DataInput!$B10564,DataInput!C10564,NA())","v":"SPREF"},{"$f":"IF($E10565=DataInput!$B10564,DataInput!D10564,NA())","v":"Stony Point Industrial"},{"$f":"IF($E10565=DataInput!$B10564,DataInput!E10564,NA())","v":"ENet"},{"$f":"IF($E10565=DataInput!$B10564,DataInput!F10564,NA())","v":"Winter"},{"$f":"IF($E10565=DataInput!$B10564,DataInput!G10564,NA())","v":"Non-Coincident"},{"$f":"IF($E10565=DataInput!$B10564,DataInput!H10564,NA())","v":2006},{"$f":"IF($E10565=DataInput!$B10564,DataInput!I10564,NA())","v":"Actual"},{"$f":"IF($E10565=DataInput!$B10564,DataInput!J10564,NA())","v":"NA"},{"$f":"IF($E10565=DataInput!$B10564,DataInput!K10564,NA())","v":"NA"},null,null,"SA Stony Point Industrial",null,null,null,null,false,null,null,{"$error":"#N/A"},{"$error":"#N/A"},{"$error":"#N/A"},{"$error":"#N/A"},{"$error":"#N/A"},{"$error":"#N/A"},{"$error":"#N/A"},{"$error":"#N/A"},{"$error":"#N/A"},{"$error":"#N/A"}]
[null,{"$f":"IF(DataInput!B10582=$B$8,IF($B$9=$B$10,TRUE,IF(DataInput!E10582=$B$9,TRUE,FALSE)))","v":true},null,null,{"$f":"IF(B10583=TRUE,DataInput!B10582,NA())","v":"SA"},{"$f":"IF($E10583=DataInput!$B10582,DataInput!C10582,NA())","v":"SPREF"},{"$f":"IF($E10583=DataInput!$B10582,DataInput!D10582,NA())","v":"Stony Point Industrial"},{"$f":"IF($E10583=DataInput!$B10582,DataInput!E10582,NA())","v":"ENet"},{"$f":"IF($E10583=DataInput!$B10582,DataInput!F10582,NA())","v":"Winter"},{"$f":"IF($E10583=DataInput!$B10582,DataInput!G10582,NA())","v":"Non-Coincident"},{"$f":"IF($E10583=DataInput!$B10582,DataInput!H10582,NA())","v":2015},{"$f":"IF($E10583=DataInput!$B10582,DataInput!I10582,NA())","v":"Actual"},{"$f":"IF($E10583=DataInput!$B10582,DataInput!J10582,NA())","v":"NA"},{"$f":"IF($E10583=DataInput!$B10582,DataInput!K10582,NA())","v":"NA"},null,null,"SA Stony Point Industrial",null,null,null,null,false,null,null,{"$error":"#N/A"},{"$error":"#N/A"},{"$error":"#N/A"},{"$error":"#N/A"},{"$error":"#N/A"},{"$error":"#N/A"},{"$error":"#N/A"},{"$error":"#N/A"},{"$error":"#N/A"},{"$error":"#N/A"}]
[null,{"$f":"IF(DataInput!B10606=$B$8,IF($B$9=$B$10,TRUE,IF(DataInput!E10606=$B$9,TRUE,FALSE)))","v":true},null,null,{"$f":"IF(B10607=TRUE,DataInput!B10606,NA())","v":"SA"},{"$f":"IF($E10607=DataInput!$B10606,DataInput!C10606,NA())","v":"SARW"},{"$f":"IF($E10607=DataInput!$B10606,DataInput!D10606,NA())","v":"Ardrossan West"},{"$f":"IF($E10607=DataInput!$B10606,DataInput!E10606,NA())","v":"SAPN"},{"$f":"IF($E10607=DataInput!$B10606,DataInput!F10606,NA())","v":"Winter"},{"$f":"IF($E10607=DataInput!$B10606,DataInput!G10606,NA())","v":"Coincident"},{"$f":"IF($E10607=DataInput!$B10606,DataInput!H10606,NA())","v":2007},{"$f":"IF($E10607=DataInput!$B10606,DataInput!I10606,NA())","v":"Actual"},{"$f":"IF($E10607=DataInput!$B10606,DataInput!J10606,NA())","v":8.8726280000000006},{"$f":"IF($E10607=DataInput!$B10606,DataInput!K10606,NA())","v":"NA"},null,null,"SA Ardrossan West",null,null,null,null,false,null,null,{"$error":"#N/A"},{"$error":"#N/A"},{"$error":"#N/A"},{"$error":"#N/A"},{"$error":"#N/A"},{"$error":"#N/A"},{"$error":"#N/A"},{"$error":"#N/A"},{"$error":"#N/A"},{"$error":"#N/A"}]
[null,{"$f":"IF(DataInput!B10643=$B$8,IF($B$9=$B$10,TRUE,IF(DataInput!E10643=$B$9,TRUE,FALSE)))","v":true},null,null,{"$f":"IF(B10644=TRUE,DataInput!B10643,NA())","v":"SA"},{"$f":"IF($E10644=DataInput!$B10643,DataInput!C10643,NA())","v":"SBAR"},{"$f":"IF($E10644=DataInput!$B10643,DataInput!D10643,NA())","v":"Baroota"},{"$f":"IF($E10644=DataInput!$B10643,DataInput!E10643,NA())","v":"SAPN"},{"$f":"IF($E10644=DataInput!$B10643,DataInput!F10643,NA())","v":"Winter"},{"$f":"IF($E10644=DataInput!$B10643,DataInput!G10643,NA())","v":"Coincident"},{"$f":"IF($E10644=DataInput!$B10643,DataInput!H10643,NA())","v":2011},{"$f":"IF($E10644=DataInput!$B10643,DataInput!I10643,NA())","v":"Actual"},{"$f":"IF($E10644=DataInput!$B10643,DataInput!J10643,NA())","v":5.6201540000000003},{"$f":"IF($E10644=DataInput!$B10643,DataInput!K10643,NA())","v":"NA"},null,null,"SA Baroota",null,null,null,null,false,null,null,{"$error":"#N/A"},{"$error":"#N/A"},{"$error":"#N/A"},{"$error":"#N/A"},{"$error":"#N/A"},{"$error":"#N/A"},{"$error":"#N/A"},{"$error":"#N/A"},{"$error":"#N/A"},{"$error":"#N/A"}]
[null,{"$f":"IF(DataInput!B10661=$B$8,IF($B$9=$B$10,TRUE,IF(DataInput!E10661=$B$9,TRUE,FALSE)))","v":true},null,null,{"$f":"IF(B10662=TRUE,DataInput!B10661,NA())","v":"SA"},{"$f":"IF($E10662=DataInput!$B10661,DataInput!C10661,NA())","v":"SBHP"},{"$f":"IF($E10662=DataInput!$B10661,DataInput!D10661,NA())","v":"Whyalla Terminal LMF"},{"$f":"IF($E10662=DataInput!$B10661,DataInput!E10661,NA())","v":"SAPN"},{"$f":"IF($E10662=DataInput!$B10661,DataInput!F10661,NA())","v":"Winter"},{"$f":"IF($E10662=DataInput!$B10661,DataInput!G10661,NA())","v":"Coincident"},{"$f":"IF($E10662=DataInput!$B10661,DataInput!H10661,NA())","v":2010},{"$f":"IF($E10662=DataInput!$B10661,DataInput!I10661,NA())","v":"Actual"},{"$f":"IF($E10662=DataInput!$B10661,DataInput!J10661,NA())","v":"NA"},{"$f":"IF($E10662=DataInput!$B10661,DataInput!K10661,NA())","v":"NA"},null,null,"SA Whyalla Terminal LMF",null,null,null,null,false,null,null,{"$error":"#N/A"},{"$error":"#N/A"},{"$error":"#N/A"},{"$error":"#N/A"},{"$error":"#N/A"},{"$error":"#N/A"},{"$error":"#N/A"},{"$error":"#N/A"},{"$error":"#N/A"},{"$error":"#N/A"}]
[null,{"$f":"IF(DataInput!B10692=$B$8,IF($B$9=$B$10,TRUE,IF(DataInput!E10692=$B$9,TRUE,FALSE)))","v":true},null,null,{"$f":"IF(B10693=TRUE,DataInput!B10692,NA())","v":"SA"},{"$f":"IF($E10693=DataInput!$B10692,DataInput!C10692,NA())","v":"SBRK"},{"$f":"IF($E10693=DataInput!$B10692,DataInput!D10692,NA())","v":"Brinkworth"},{"$f":"IF($E10693=DataInput!$B10692,DataInput!E10692,NA())","v":"SAPN"},{"$f":"IF($E10693=DataInput!$B10692,DataInput!F10692,NA())","v":"Summer"},{"$f":"IF($E10693=DataInput!$B10692,DataInput!G10692,NA())","v":"Coincident"},{"$f":"IF($E10693=DataInput!$B10692,DataInput!H10692,NA())","v":2016},{"$f":"IF($E10693=DataInput!$B10692,DataInput!I10692,NA())","v":"Actual"},{"$f":"IF($E10693=DataInput!$B10692,DataInput!J10692,NA())","v":4.096616},{"$f":"IF($E10693=DataInput!$B10692,DataInput!K10692,NA())","v":"NA"},null,null,"SA Brinkworth",null,null,null,null,false,null,null,{"$error":"#N/A"},{"$error":"#N/A"},{"$error":"#N/A"},{"$error":"#N/A"},{"$error":"#N/A"},{"$error":"#N/A"},{"$error":"#N/A"},{"$error":"#N/A"},{"$error":"#N/A"},{"$error":"#N/A"}]
[null,{"$f":"IF(DataInput!B10733=$B$8,IF($B$9=$B$10,TRUE,IF(DataInput!E10733=$B$9,TRUE,FALSE)))","v":true},null,null,{"$f":"IF(B10734=TRUE,DataInput!B10733,NA())","v":"SA"},{"$f":"IF($E10734=DataInput!$B10733,DataInput!C10733,NA())","v":"SDAV"},{"$f":"IF($E10734=DataInput!$B10733,DataInput!D10733,NA())","v":"Davenport"},{"$f":"IF($E10734=DataInput!$B10733,DataInput!E10733,NA())","v":"ENet"},{"$f":"IF($E10734=DataInput!$B10733,DataInput!F10733,NA())","v":"Summer"},{"$f":"IF($E10734=DataInput!$B10733,DataInput!G10733,NA())","v":"Coincident"},{"$f":"IF($E10734=DataInput!$B10733,DataInput!H10733,NA())","v":2011},{"$f":"IF($E10734=DataInput!$B10733,DataInput!I10733,NA())","v":"Actual"},{"$f":"IF($E10734=DataInput!$B10733,DataInput!J10733,NA())","v":"NA"},{"$f":"IF($E10734=DataInput!$B10733,DataInput!K10733,NA())","v":"NA"},null,null,"SA Davenport",null,null,null,null,false,null,null,{"$error":"#N/A"},{"$error":"#N/A"},{"$error":"#N/A"},{"$error":"#N/A"},{"$error":"#N/A"},{"$error":"#N/A"},{"$error":"#N/A"},{"$error":"#N/A"},{"$error":"#N/A"},{"$error":"#N/A"}]
[null,{"$f":"IF(DataInput!B10769=$B$8,IF($B$9=$B$10,TRUE,IF(DataInput!E10769=$B$9,TRUE,FALSE)))","v":true},null,null,{"$f":"IF(B10770=TRUE,DataInput!B10769,NA())","v":"SA"},{"$f":"IF($E10770=DataInput!$B10769,DataInput!C10769,NA())","v":"SDRN"},{"$f":"IF($E10770=DataInput!$B10769,DataInput!D10769,NA())","v":"Dorrien"},{"$f":"IF($E10770=DataInput!$B10769,DataInput!E10769,NA())","v":"SAPN"},{"$f":"IF($E10770=DataInput!$B10769,DataInput!F10769,NA())","v":"Winter"},{"$f":"IF($E10770=DataInput!$B10769,DataInput!G10769,NA())","v":"Coincident"},{"$f":"IF($E10770=DataInput!$B10769,DataInput!H10769,NA())","v":2012},{"$f":"IF($E10770=DataInput!$B10769,DataInput!I10769,NA())","v":"Actual"},{"$f":"IF($E10770=DataInput!$B10769,DataInput!J10769,NA())","v":39.220548000000001},{"$f":"IF($E10770=DataInput!$B10769,DataInput!K10769,NA())","v":"NA"},null,null,"SA Dorrien",null,null,null,null,false,null,null,{"$error":"#N/A"},{"$error":"#N/A"},{"$error":"#N/A"},{"$error":"#N/A"},{"$error":"#N/A"},{"$error":"#N/A"},{"$error":"#N/A"},{"$error":"#N/A"},{"$error":"#N/A"},{"$error":"#N/A"}]
[null,{"$f":"IF(DataInput!B10800=$B$8,IF($B$9=$B$10,TRUE,IF(DataInput!E10800=$B$9,TRUE,FALSE)))","v":true},null,null,{"$f":"IF(B10801=TRUE,DataInput!B10800,NA())","v":"SA"},{"$f":"IF($E10801=DataInput!$B10800,DataInput!C10800,NA())","v":"SKAD"},{"$f":"IF($E10801=DataInput!$B10800,DataInput!D10800,NA())","v":"Kadina East"},{"$f":"IF($E10801=DataInput!$B10800,DataInput!E10800,NA())","v":"SAPN"},{"$f":"IF($E10801=DataInput!$B10800,DataInput!F10800,NA())","v":"Summer"},{"$f":"IF($E10801=DataInput!$B10800,DataInput!G10800,NA())","v":"Coincident"},{"$f":"IF($E10801=DataInput!$B10800,DataInput!H10800,NA())","v":2008},{"$f":"IF($E10801=DataInput!$B10800,DataInput!I10800,NA())","v":"Actual"},{"$f":"IF($E10801=DataInput!$B10800,DataInput!J10800,NA())","v":19.883597999999999},{"$f":"IF($E10801=DataInput!$B10800,DataInput!K10800,NA())","v":"NA"},null,null,"SA Kadina East",null,null,null,null,false,null,null,{"$error":"#N/A"},{"$error":"#N/A"},{"$error":"#N/A"},{"$error":"#N/A"},{"$error":"#N/A"},{"$error":"#N/A"},{"$error":"#N/A"},{"$error":"#N/A"},{"$error":"#N/A"},{"$error":"#N/A"}]
[null,{"$f":"IF(DataInput!B10818=$B$8,IF($B$9=$B$10,TRUE,IF(DataInput!E10818=$B$9,TRUE,FALSE)))","v":true},null,null,{"$f":"IF(B10819=TRUE,DataInput!B10818,NA())","v":"SA"},{"$f":"IF($E10819=DataInput!$B10818,DataInput!C10818,NA())","v":"SKAN"},{"$f":"IF($E10819=DataInput!$B10818,DataInput!D10818,NA())","v":"Kanmantoo"},{"$f":"IF($E10819=DataInput!$B10818,DataInput!E10818,NA())","v":"SAPN"},{"$f":"IF($E10819=DataInput!$B10818,DataInput!F10818,NA())","v":"Summer"},{"$f":"IF($E10819=DataInput!$B10818,DataInput!G10818,NA())","v":"Coincident"},{"$f":"IF($E10819=DataInput!$B10818,DataInput!H10818,NA())","v":2007},{"$f":"IF($E10819=DataInput!$B10818,DataInput!I10818,NA())","v":"Actual"},{"$f":"IF($E10819=DataInput!$B10818,DataInput!J10818,NA())","v":0.67388400000000004},{"$f":"IF($E10819=DataInput!$B10818,DataInput!K10818,NA())","v":"NA"},null,null,"SA Kanmantoo",null,null,null,null,false,null,null,{"$error":"#N/A"},{"$error":"#N/A"},{"$error":"#N/A"},{"$error":"#N/A"},{"$error":"#N/A"},{"$error":"#N/A"},{"$error":"#N/A"},{"$error":"#N/A"},{"$error":"#N/A"},{"$error":"#N/A"}]
[null,{"$f":"IF(DataInput!B10856=$B$8,IF($B$9=$B$10,TRUE,IF(DataInput!E10856=$B$9,TRUE,FALSE)))","v":true},null,null,{"$f":"IF(B10857=TRUE,DataInput!B10856,NA())","v":"SA"},{"$f":"IF($E10857=DataInput!$B10856,DataInput!C10856,NA())","v":"SKET"},{"$f":"IF($E10857=DataInput!$B10856,DataInput!D10856,NA())","v":"Keith"},{"$f":"IF($E10857=DataInput!$B10856,DataInput!E10856,NA())","v":"SAPN"},{"$f":"IF($E10857=DataInput!$B10856,DataInput!F10856,NA())","v":"Summer"},{"$f":"IF($E10857=DataInput!$B10856,DataInput!G10856,NA())","v":"Coincident"},{"$f":"IF($E10857=DataInput!$B10856,DataInput!H10856,NA())","v":2016},{"$f":"IF($E10857=DataInput!$B10856,DataInput!I10856,NA())","v":"Actual"},{"$f":"IF($E10857=DataInput!$B10856,DataInput!J10856,NA())","v":23.045463999999999},{"$f":"IF($E10857=DataInput!$B10856,DataInput!K10856,NA())","v":"NA"},null,null,"SA Keith",null,null,null,null,false,null,null,{"$error":"#N/A"},{"$error":"#N/A"},{"$error":"#N/A"},{"$error":"#N/A"},{"$error":"#N/A"},{"$error":"#N/A"},{"$error":"#N/A"},{"$error":"#N/A"},{"$error":"#N/A"},{"$error":"#N/A"}]
[null,{"$f":"IF(DataInput!B10866=$B$8,IF($B$9=$B$10,TRUE,IF(DataInput!E10866=$B$9,TRUE,FALSE)))","v":true},null,null,{"$f":"IF(B10867=TRUE,DataInput!B10866,NA())","v":"SA"},{"$f":"IF($E10867=DataInput!$B10866,DataInput!C10866,NA())","v":"SKNC"},{"$f":"IF($E10867=DataInput!$B10866,DataInput!D10866,NA())","v":"Kincraig"},{"$f":"IF($E10867=DataInput!$B10866,DataInput!E10866,NA())","v":"SAPN"},{"$f":"IF($E10867=DataInput!$B10866,DataInput!F10866,NA())","v":"Summer"},{"$f":"IF($E10867=DataInput!$B10866,DataInput!G10866,NA())","v":"Coincident"},{"$f":"IF($E10867=DataInput!$B10866,DataInput!H10866,NA())","v":2011},{"$f":"IF($E10867=DataInput!$B10866,DataInput!I10866,NA())","v":"Actual"},{"$f":"IF($E10867=DataInput!$B10866,DataInput!J10866,NA())","v":23.747547999999998},{"$f":"IF($E10867=DataInput!$B10866,DataInput!K10866,NA())","v":"NA"},null,null,"SA Kincraig",null,null,null,null,false,null,null,{"$error":"#N/A"},{"$error":"#N/A"},{"$error":"#N/A"},{"$error":"#N/A"},{"$error":"#N/A"},{"$error":"#N/A"},{"$error":"#N/A"},{"$error":"#N/A"},{"$error":"#N/A"},{"$error":"#N/A"}]
[null,{"$f":"IF(DataInput!B10897=$B$8,IF($B$9=$B$10,TRUE,IF(DataInput!E10897=$B$9,TRUE,FALSE)))","v":true},null,null,{"$f":"IF(B10898=TRUE,DataInput!B10897,NA())","v":"SA"},{"$f":"IF($E10898=DataInput!$B10897,DataInput!C10897,NA())","v":"SLCS"},{"$f":"IF($E10898=DataInput!$B10897,DataInput!D10897,NA())","v":"Leigh Creek South"},{"$f":"IF($E10898=DataInput!$B10897,DataInput!E10897,NA())","v":"SAPN"},{"$f":"IF($E10898=DataInput!$B10897,DataInput!F10897,NA())","v":"Winter"},{"$f":"IF($E10898=DataInput!$B10897,DataInput!G10897,NA())","v":"Coincident"},{"$f":"IF($E10898=DataInput!$B10897,DataInput!H10897,NA())","v":2006},{"$f":"IF($E10898=DataInput!$B10897,DataInput!I10897,NA())","v":"Actual"},{"$f":"IF($E10898=DataInput!$B10897,DataInput!J10897,NA())","v":1.183122},{"$f":"IF($E10898=DataInput!$B10897,DataInput!K10897,NA())","v":"NA"},null,null,"SA Leigh Creek South",null,null,null,null,false,null,null,{"$error":"#N/A"},{"$error":"#N/A"},{"$error":"#N/A"},{"$error":"#N/A"},{"$error":"#N/A"},{"$error":"#N/A"},{"$error":"#N/A"},{"$error":"#N/A"},{"$error":"#N/A"},{"$error":"#N/A"}]
[null,{"$f":"IF(DataInput!B10928=$B$8,IF($B$9=$B$10,TRUE,IF(DataInput!E10928=$B$9,TRUE,FALSE)))","v":true},null,null,{"$f":"IF(B10929=TRUE,DataInput!B10928,NA())","v":"SA"},{"$f":"IF($E10929=DataInput!$B10928,DataInput!C10928,NA())","v":"SMA1"},{"$f":"IF($E10929=DataInput!$B10928,DataInput!D10928,NA())","v":"Mannum - Adelaide Pipeline 1"},{"$f":"IF($E10929=DataInput!$B10928,DataInput!E10928,NA())","v":"ENet"},{"$f":"IF($E10929=DataInput!$B10928,DataInput!F10928,NA())","v":"Summer"},{"$f":"IF($E10929=DataInput!$B10928,DataInput!G10928,NA())","v":"Coincident"},{"$f":"IF($E10929=DataInput!$B10928,DataInput!H10928,NA())","v":2012},{"$f":"IF($E10929=DataInput!$B10928,DataInput!I10928,NA())","v":"Actual"},{"$f":"IF($E10929=DataInput!$B10928,DataInput!J10928,NA())","v":"NA"},{"$f":"IF($E10929=DataInput!$B10928,DataInput!K10928,NA())","v":"NA"},null,null,"SA Mannum - Adelaide Pipeline 1",null,null,null,null,false,null,null,{"$error":"#N/A"},{"$error":"#N/A"},{"$error":"#N/A"},{"$error":"#N/A"},{"$error":"#N/A"},{"$error":"#N/A"},{"$error":"#N/A"},{"$error":"#N/A"},{"$error":"#N/A"},{"$error":"#N/A"}]
[null,{"$f":"IF(DataInput!B10955=$B$8,IF($B$9=$B$10,TRUE,IF(DataInput!E10955=$B$9,TRUE,FALSE)))","v":true},null,null,{"$f":"IF(B10956=TRUE,DataInput!B10955,NA())","v":"SA"},{"$f":"IF($E10956=DataInput!$B10955,DataInput!C10955,NA())","v":"SMA2"},{"$f":"IF($E10956=DataInput!$B10955,DataInput!D10955,NA())","v":"Mannum - Adelaide Pipeline 2"},{"$f":"IF($E10956=DataInput!$B10955,DataInput!E10955,NA())","v":"ENet"},{"$f":"IF($E10956=DataInput!$B10955,DataInput!F10955,NA())","v":"Winter"},{"$f":"IF($E10956=DataInput!$B10955,DataInput!G10955,NA())","v":"Coincident"},{"$f":"IF($E10956=DataInput!$B10955,DataInput!H10955,NA())","v":2015},{"$f":"IF($E10956=DataInput!$B10955,DataInput!I10955,NA())","v":"Actual"},{"$f":"IF($E10956=DataInput!$B10955,DataInput!J10955,NA())","v":"NA"},{"$f":"IF($E10956=DataInput!$B10955,DataInput!K10955,NA())","v":"NA"},null,null,{"$f":"IF(OR(ISERROR(E10956),ISERROR(G10956)),\"  \",E10956&\" \"&G10956)","v":"SA Mannum - Adelaide Pipeline 2"},null,null,null,null,{"$f":"IF(ISERROR(G10956),FALSE,IF($V$9=G10956,TRUE,FALSE))","v":false},null,null,{"$f":"IF($V10956=TRUE,E10956,NA())","v":{"$error":"#N/A"}},{"$error":"#N/A"},{"$error":"#N/A"},{"$error":"#N/A"},{"$error":"#N/A"},{"$error":"#N/A"},{"$error":"#N/A"},{"$error":"#N/A"},{"$error":"#N/A"},{"$error":"#N/A"}]
[null,{"$f":"IF(DataInput!B10976=$B$8,IF($B$9=$B$10,TRUE,IF(DataInput!E10976=$B$9,TRUE,FALSE)))","v":true},null,null,{"$f":"IF(B10977=TRUE,DataInput!B10976,NA())","v":"SA"},{"$f":"IF($E10977=DataInput!$B10976,DataInput!C10976,NA())","v":"SMA3"},{"$f":"IF($E10977=DataInput!$B10976,DataInput!D10976,NA())","v":"Mannum - Adelaide Pipeline 3"},{"$f":"IF($E10977=DataInput!$B10976,DataInput!E10976,NA())","v":"ENet"},{"$f":"IF($E10977=DataInput!$B10976,DataInput!F10976,NA())","v":"Summer"},{"$f":"IF($E10977=DataInput!$B10976,DataInput!G10976,NA())","v":"Coincident"},{"$f":"IF($E10977=DataInput!$B10976,DataInput!H10976,NA())","v":2016},{"$f":"IF($E10977=DataInput!$B10976,DataInput!I10976,NA())","v":"Actual"},{"$f":"IF($E10977=DataInput!$B10976,DataInput!J10976,NA())","v":"NA"},{"$f":"IF($E10977=DataInput!$B10976,DataInput!K10976,NA())","v":"NA"},null,null,"SA Mannum - Adelaide Pipeline 3",null,null,null,null,false,null,null,{"$error":"#N/A"},{"$error":"#N/A"},{"$error":"#N/A"},{"$error":"#N/A"},{"$error":"#N/A"},{"$error":"#N/A"},{"$error":"#N/A"},{"$error":"#N/A"},{"$error":"#N/A"},{"$error":"#N/A"}]
[null,{"$f":"IF(DataInput!B11007=$B$8,IF($B$9=$B$10,TRUE,IF(DataInput!E11007=$B$9,TRUE,FALSE)))","v":true},null,null,{"$f":"IF(B11008=TRUE,DataInput!B11007,NA())","v":"SA"},{"$f":"IF($E11008=DataInput!$B11007,DataInput!C11007,NA())","v":"SMBK"},{"$f":"IF($E11008=DataInput!$B11007,DataInput!D11007,NA())","v":"Middleback 132 kV"},{"$f":"IF($E11008=DataInput!$B11007,DataInput!E11007,NA())","v":"ENet"},{"$f":"IF($E11008=DataInput!$B11007,DataInput!F11007,NA())","v":"Summer"},{"$f":"IF($E11008=DataInput!$B11007,DataInput!G11007,NA())","v":"Coincident"},{"$f":"IF($E11008=DataInput!$B11007,DataInput!H11007,NA())","v":2012},{"$f":"IF($E11008=DataInput!$B11007,DataInput!I11007,NA())","v":"Actual"},{"$f":"IF($E11008=DataInput!$B11007,DataInput!J11007,NA())","v":"NA"},{"$f":"IF($E11008=DataInput!$B11007,DataInput!K11007,NA())","v":"NA"},null,null,"SA Middleback 132 kV",null,null,null,null,false,null,null,{"$error":"#N/A"},{"$error":"#N/A"},{"$error":"#N/A"},{"$error":"#N/A"},{"$error":"#N/A"},{"$error":"#N/A"},{"$error":"#N/A"},{"$error":"#N/A"},{"$error":"#N/A"},{"$error":"#N/A"}]
[null,{"$f":"IF(DataInput!B11054=$B$8,IF($B$9=$B$10,TRUE,IF(DataInput!E11054=$B$9,TRUE,FALSE)))","v":true},null,null,{"$f":"IF(B11055=TRUE,DataInput!B11054,NA())","v":"SA"},{"$f":"IF($E11055=DataInput!$B11054,DataInput!C11054,NA())","v":"SMDL"},{"$f":"IF($E11055=DataInput!$B11054,DataInput!D11054,NA())","v":"Middleback 33 kV"},{"$f":"IF($E11055=DataInput!$B11054,DataInput!E11054,NA())","v":"ENet"},{"$f":"IF($E11055=DataInput!$B11054,DataInput!F11054,NA())","v":"Winter"},{"$f":"IF($E11055=DataInput!$B11054,DataInput!G11054,NA())","v":"Coincident"},{"$f":"IF($E11055=DataInput!$B11054,DataInput!H11054,NA())","v":2015},{"$f":"IF($E11055=DataInput!$B11054,DataInput!I11054,NA())","v":"Actual"},{"$f":"IF($E11055=DataInput!$B11054,DataInput!J11054,NA())","v":"NA"},{"$f":"IF($E11055=DataInput!$B11054,DataInput!K11054,NA())","v":"NA"},null,null,"SA Middleback 33 kV",null,null,null,null,false,null,null,{"$error":"#N/A"},{"$error":"#N/A"},{"$error":"#N/A"},{"$error":"#N/A"},{"$error":"#N/A"},{"$error":"#N/A"},{"$error":"#N/A"},{"$error":"#N/A"},{"$error":"#N/A"},{"$error":"#N/A"}]
[null,{"$f":"IF(DataInput!B11078=$B$8,IF($B$9=$B$10,TRUE,IF(DataInput!E11078=$B$9,TRUE,FALSE)))","v":true},null,null,{"$f":"IF(B11079=TRUE,DataInput!B11078,NA())","v":"SA"},{"$f":"IF($E11079=DataInput!$B11078,DataInput!C11078,NA())","v":"SMGU"},{"$f":"IF($E11079=DataInput!$B11078,DataInput!D11078,NA())","v":"Mt Gunson"},{"$f":"IF($E11079=DataInput!$B11078,DataInput!E11078,NA())","v":"SAPN"},{"$f":"IF($E11079=DataInput!$B11078,DataInput!F11078,NA())","v":"Winter"},{"$f":"IF($E11079=DataInput!$B11078,DataInput!G11078,NA())","v":"Coincident"},{"$f":"IF($E11079=DataInput!$B11078,DataInput!H11078,NA())","v":2007},{"$f":"IF($E11079=DataInput!$B11078,DataInput!I11078,NA())","v":"Actual"},{"$f":"IF($E11079=DataInput!$B11078,DataInput!J11078,NA())","v":7.0618E-2},{"$f":"IF($E11079=DataInput!$B11078,DataInput!K11078,NA())","v":"NA"},null,null,"SA Mt Gunson",null,null,null,null,false,null,null,{"$error":"#N/A"},{"$error":"#N/A"},{"$error":"#N/A"},{"$error":"#N/A"},{"$error":"#N/A"},{"$error":"#N/A"},{"$error":"#N/A"},{"$error":"#N/A"},{"$error":"#N/A"},{"$error":"#N/A"}]
[null,{"$f":"IF(DataInput!B11102=$B$8,IF($B$9=$B$10,TRUE,IF(DataInput!E11102=$B$9,TRUE,FALSE)))","v":true},null,null,{"$f":"IF(B11103=TRUE,DataInput!B11102,NA())","v":"SA"},{"$f":"IF($E11103=DataInput!$B11102,DataInput!C11102,NA())","v":"SMH1"},{"$f":"IF($E11103=DataInput!$B11102,DataInput!D11102,NA())","v":"Murray Bridge - Hahndorf Pipeline 1"},{"$f":"IF($E11103=DataInput!$B11102,DataInput!E11102,NA())","v":"ENet"},{"$f":"IF($E11103=DataInput!$B11102,DataInput!F11102,NA())","v":"Winter"},{"$f":"IF($E11103=DataInput!$B11102,DataInput!G11102,NA())","v":"Coincident"},{"$f":"IF($E11103=DataInput!$B11102,DataInput!H11102,NA())","v":2009},{"$f":"IF($E11103=DataInput!$B11102,DataInput!I11102,NA())","v":"Actual"},{"$f":"IF($E11103=DataInput!$B11102,DataInput!J11102,NA())","v":"NA"},{"$f":"IF($E11103=DataInput!$B11102,DataInput!K11102,NA())","v":"NA"},null,null,"SA Murray Bridge - Hahndorf Pipeline 1",null,null,null,null,false,null,null,{"$error":"#N/A"},{"$error":"#N/A"},{"$error":"#N/A"},{"$error":"#N/A"},{"$error":"#N/A"},{"$error":"#N/A"},{"$error":"#N/A"},{"$error":"#N/A"},{"$error":"#N/A"},{"$error":"#N/A"}]
[null,{"$f":"IF(DataInput!B11133=$B$8,IF($B$9=$B$10,TRUE,IF(DataInput!E11133=$B$9,TRUE,FALSE)))","v":true},null,null,{"$f":"IF(B11134=TRUE,DataInput!B11133,NA())","v":"SA"},{"$f":"IF($E11134=DataInput!$B11133,DataInput!C11133,NA())","v":"SMH2"},{"$f":"IF($E11134=DataInput!$B11133,DataInput!D11133,NA())","v":"Murray Bridge - Hahndorf Pipeline 2"},{"$f":"IF($E11134=DataInput!$B11133,DataInput!E11133,NA())","v":"ENet"},{"$f":"IF($E11134=DataInput!$B11133,DataInput!F11133,NA())","v":"Summer"},{"$f":"IF($E11134=DataInput!$B11133,DataInput!G11133,NA())","v":"Coincident"},{"$f":"IF($E11134=DataInput!$B11133,DataInput!H11133,NA())","v":2015},{"$f":"IF($E11134=DataInput!$B11133,DataInput!I11133,NA())","v":"Actual"},{"$f":"IF($E11134=DataInput!$B11133,DataInput!J11133,NA())","v":"NA"},{"$f":"IF($E11134=DataInput!$B11133,DataInput!K11133,NA())","v":"NA"},null,null,"SA Murray Bridge - Hahndorf Pipeline 2",null,null,null,null,false,null,null,{"$error":"#N/A"},{"$error":"#N/A"},{"$error":"#N/A"},{"$error":"#N/A"},{"$error":"#N/A"},{"$error":"#N/A"},{"$error":"#N/A"},{"$error":"#N/A"},{"$error":"#N/A"},{"$error":"#N/A"}]
[null,{"$f":"IF(DataInput!B11164=$B$8,IF($B$9=$B$10,TRUE,IF(DataInput!E11164=$B$9,TRUE,FALSE)))","v":true},null,null,{"$f":"IF(B11165=TRUE,DataInput!B11164,NA())","v":"SA"},{"$f":"IF($E11165=DataInput!$B11164,DataInput!C11164,NA())","v":"SMW1"},{"$f":"IF($E11165=DataInput!$B11164,DataInput!D11164,NA())","v":"Morgan - Whyalla Pipeline 1"},{"$f":"IF($E11165=DataInput!$B11164,DataInput!E11164,NA())","v":"ENet"},{"$f":"IF($E11165=DataInput!$B11164,DataInput!F11164,NA())","v":"Winter"},{"$f":"IF($E11165=DataInput!$B11164,DataInput!G11164,NA())","v":"Coincident"},{"$f":"IF($E11165=DataInput!$B11164,DataInput!H11164,NA())","v":2010},{"$f":"IF($E11165=DataInput!$B11164,DataInput!I11164,NA())","v":"Actual"},{"$f":"IF($E11165=DataInput!$B11164,DataInput!J11164,NA())","v":"NA"},{"$f":"IF($E11165=DataInput!$B11164,DataInput!K11164,NA())","v":"NA"},null,null,"SA Morgan - Whyalla Pipeline 1",null,null,null,null,false,null,null,{"$error":"#N/A"},{"$error":"#N/A"},{"$error":"#N/A"},{"$error":"#N/A"},{"$error":"#N/A"},{"$error":"#N/A"},{"$error":"#N/A"},{"$error":"#N/A"},{"$error":"#N/A"},{"$error":"#N/A"}]
[null,{"$f":"IF(DataInput!B11205=$B$8,IF($B$9=$B$10,TRUE,IF(DataInput!E11205=$B$9,TRUE,FALSE)))","v":true},null,null,{"$f":"IF(B11206=TRUE,DataInput!B11205,NA())","v":"SA"},{"$f":"IF($E11206=DataInput!$B11205,DataInput!C11205,NA())","v":"SMW3"},{"$f":"IF($E11206=DataInput!$B11205,DataInput!D11205,NA())","v":"Morgan - Whyalla Pipeline 3"},{"$f":"IF($E11206=DataInput!$B11205,DataInput!E11205,NA())","v":"ENet"},{"$f":"IF($E11206=DataInput!$B11205,DataInput!F11205,NA())","v":"Summer"},{"$f":"IF($E11206=DataInput!$B11205,DataInput!G11205,NA())","v":"Coincident"},{"$f":"IF($E11206=DataInput!$B11205,DataInput!H11205,NA())","v":2011},{"$f":"IF($E11206=DataInput!$B11205,DataInput!I11205,NA())","v":"Actual"},{"$f":"IF($E11206=DataInput!$B11205,DataInput!J11205,NA())","v":"NA"},{"$f":"IF($E11206=DataInput!$B11205,DataInput!K11205,NA())","v":"NA"},null,null,"SA Morgan - Whyalla Pipeline 3",null,null,null,null,false,null,null,{"$error":"#N/A"},{"$error":"#N/A"},{"$error":"#N/A"},{"$error":"#N/A"},{"$error":"#N/A"},{"$error":"#N/A"},{"$error":"#N/A"},{"$error":"#N/A"},{"$error":"#N/A"},{"$error":"#N/A"}]
[null,{"$f":"IF(DataInput!B11212=$B$8,IF($B$9=$B$10,TRUE,IF(DataInput!E11212=$B$9,TRUE,FALSE)))","v":true},null,null,{"$f":"IF(B11213=TRUE,DataInput!B11212,NA())","v":"SA"},{"$f":"IF($E11213=DataInput!$B11212,DataInput!C11212,NA())","v":"SMW3"},{"$f":"IF($E11213=DataInput!$B11212,DataInput!D11212,NA())","v":"Morgan - Whyalla Pipeline 3"},{"$f":"IF($E11213=DataInput!$B11212,DataInput!E11212,NA())","v":"ENet"},{"$f":"IF($E11213=DataInput!$B11212,DataInput!F11212,NA())","v":"Winter"},{"$f":"IF($E11213=DataInput!$B11212,DataInput!G11212,NA())","v":"Coincident"},{"$f":"IF($E11213=DataInput!$B11212,DataInput!H11212,NA())","v":2014},{"$f":"IF($E11213=DataInput!$B11212,DataInput!I11212,NA())","v":"Actual"},{"$f":"IF($E11213=DataInput!$B11212,DataInput!J11212,NA())","v":"NA"},{"$f":"IF($E11213=DataInput!$B11212,DataInput!K11212,NA())","v":"NA"},null,null,"SA Morgan - Whyalla Pipeline 3",null,null,null,null,false,null,null,{"$error":"#N/A"},{"$error":"#N/A"},{"$error":"#N/A"},{"$error":"#N/A"},{"$error":"#N/A"},{"$error":"#N/A"},{"$error":"#N/A"},{"$error":"#N/A"},{"$error":"#N/A"},{"$error":"#N/A"}]
[null,{"$f":"IF(DataInput!B11243=$B$8,IF($B$9=$B$10,TRUE,IF(DataInput!E11243=$B$9,TRUE,FALSE)))","v":true},null,null,{"$f":"IF(B11244=TRUE,DataInput!B11243,NA())","v":"SA"},{"$f":"IF($E11244=DataInput!$B11243,DataInput!C11243,NA())","v":"SNEU"},{"$f":"IF($E11244=DataInput!$B11243,DataInput!D11243,NA())","v":"Neuroodla"},{"$f":"IF($E11244=DataInput!$B11243,DataInput!E11243,NA())","v":"SAPN"},{"$f":"IF($E11244=DataInput!$B11243,DataInput!F11243,NA())","v":"Summer"},{"$f":"IF($E11244=DataInput!$B11243,DataInput!G11243,NA())","v":"Coincident"},{"$f":"IF($E11244=DataInput!$B11243,DataInput!H11243,NA())","v":2010},{"$f":"IF($E11244=DataInput!$B11243,DataInput!I11243,NA())","v":"Actual"},{"$f":"IF($E11244=DataInput!$B11243,DataInput!J11243,NA())","v":0.65527400000000002},{"$f":"IF($E11244=DataInput!$B11243,DataInput!K11243,NA())","v":"NA"},null,null,"SA Neuroodla",null,null,null,null,false,null,null,{"$error":"#N/A"},{"$error":"#N/A"},{"$error":"#N/A"},{"$error":"#N/A"},{"$error":"#N/A"},{"$error":"#N/A"},{"$error":"#N/A"},{"$error":"#N/A"},{"$error":"#N/A"},{"$error":"#N/A"}]
[null,{"$f":"IF(DataInput!B11290=$B$8,IF($B$9=$B$10,TRUE,IF(DataInput!E11290=$B$9,TRUE,FALSE)))","v":true},null,null,{"$f":"IF(B11291=TRUE,DataInput!B11290,NA())","v":"SA"},{"$f":"IF($E11291=DataInput!$B11290,DataInput!C11290,NA())","v":"SPLN"},{"$f":"IF($E11291=DataInput!$B11290,DataInput!D11290,NA())","v":"Port Lincoln"},{"$f":"IF($E11291=DataInput!$B11290,DataInput!E11290,NA())","v":"SAPN"},{"$f":"IF($E11291=DataInput!$B11290,DataInput!F11290,NA())","v":"Summer"},{"$f":"IF($E11291=DataInput!$B11290,DataInput!G11290,NA())","v":"Coincident"},{"$f":"IF($E11291=DataInput!$B11290,DataInput!H11290,NA())","v":2010},{"$f":"IF($E11291=DataInput!$B11290,DataInput!I11290,NA())","v":"Actual"},{"$f":"IF($E11291=DataInput!$B11290,DataInput!J11290,NA())","v":37.848047999999999},{"$f":"IF($E11291=DataInput!$B11290,DataInput!K11290,NA())","v":"NA"},null,null,"SA Port Lincoln",null,null,null,null,false,null,null,{"$error":"#N/A"},{"$error":"#N/A"},{"$error":"#N/A"},{"$error":"#N/A"},{"$error":"#N/A"},{"$error":"#N/A"},{"$error":"#N/A"},{"$error":"#N/A"},{"$error":"#N/A"},{"$error":"#N/A"}]
[null,{"$f":"IF(DataInput!B11300=$B$8,IF($B$9=$B$10,TRUE,IF(DataInput!E11300=$B$9,TRUE,FALSE)))","v":true},null,null,{"$f":"IF(B11301=TRUE,DataInput!B11300,NA())","v":"SA"},{"$f":"IF($E11301=DataInput!$B11300,DataInput!C11300,NA())","v":"SPLN"},{"$f":"IF($E11301=DataInput!$B11300,DataInput!D11300,NA())","v":"Port Lincoln"},{"$f":"IF($E11301=DataInput!$B11300,DataInput!E11300,NA())","v":"SAPN"},{"$f":"IF($E11301=DataInput!$B11300,DataInput!F11300,NA())","v":"Summer"},{"$f":"IF($E11301=DataInput!$B11300,DataInput!G11300,NA())","v":"Coincident"},{"$f":"IF($E11301=DataInput!$B11300,DataInput!H11300,NA())","v":2015},{"$f":"IF($E11301=DataInput!$B11300,DataInput!I11300,NA())","v":"Actual"},{"$f":"IF($E11301=DataInput!$B11300,DataInput!J11300,NA())","v":24.233461999999999},{"$f":"IF($E11301=DataInput!$B11300,DataInput!K11300,NA())","v":"NA"},null,null,"SA Port Lincoln",null,null,null,null,false,null,null,{"$error":"#N/A"},{"$error":"#N/A"},{"$error":"#N/A"},{"$error":"#N/A"},{"$error":"#N/A"},{"$error":"#N/A"},{"$error":"#N/A"},{"$error":"#N/A"},{"$error":"#N/A"},{"$error":"#N/A"}]
[null,{"$f":"IF(DataInput!B11338=$B$8,IF($B$9=$B$10,TRUE,IF(DataInput!E11338=$B$9,TRUE,FALSE)))","v":true},null,null,{"$f":"IF(B11339=TRUE,DataInput!B11338,NA())","v":"SA"},{"$f":"IF($E11339=DataInput!$B11338,DataInput!C11338,NA())","v":"SRSW"},{"$f":"IF($E11339=DataInput!$B11338,DataInput!D11338,NA())","v":"Roseworthy"},{"$f":"IF($E11339=DataInput!$B11338,DataInput!E11338,NA())","v":"ENet"},{"$f":"IF($E11339=DataInput!$B11338,DataInput!F11338,NA())","v":"Summer"},{"$f":"IF($E11339=DataInput!$B11338,DataInput!G11338,NA())","v":"Coincident"},{"$f":"IF($E11339=DataInput!$B11338,DataInput!H11338,NA())","v":2014},{"$f":"IF($E11339=DataInput!$B11338,DataInput!I11338,NA())","v":"Actual"},{"$f":"IF($E11339=DataInput!$B11338,DataInput!J11338,NA())","v":"NA"},{"$f":"IF($E11339=DataInput!$B11338,DataInput!K11338,NA())","v":"NA"},null,null,"SA Roseworthy",null,null,null,null,false,null,null,{"$error":"#N/A"},{"$error":"#N/A"},{"$error":"#N/A"},{"$error":"#N/A"},{"$error":"#N/A"},{"$error":"#N/A"},{"$error":"#N/A"},{"$error":"#N/A"},{"$error":"#N/A"},{"$error":"#N/A"}]
[null,{"$f":"IF(DataInput!B11369=$B$8,IF($B$9=$B$10,TRUE,IF(DataInput!E11369=$B$9,TRUE,FALSE)))","v":true},null,null,{"$f":"IF(B11370=TRUE,DataInput!B11369,NA())","v":"SA"},{"$f":"IF($E11370=DataInput!$B11369,DataInput!C11369,NA())","v":"SSNR"},{"$f":"IF($E11370=DataInput!$B11369,DataInput!D11369,NA())","v":"Snuggery Rural"},{"$f":"IF($E11370=DataInput!$B11369,DataInput!E11369,NA())","v":"SAPN"},{"$f":"IF($E11370=DataInput!$B11369,DataInput!F11369,NA())","v":"Winter"},{"$f":"IF($E11370=DataInput!$B11369,DataInput!G11369,NA())","v":"Coincident"},{"$f":"IF($E11370=DataInput!$B11369,DataInput!H11369,NA())","v":2009},{"$f":"IF($E11370=DataInput!$B11369,DataInput!I11369,NA())","v":"Actual"},{"$f":"IF($E11370=DataInput!$B11369,DataInput!J11369,NA())","v":12.235060000000001},{"$f":"IF($E11370=DataInput!$B11369,DataInput!K11369,NA())","v":"NA"},null,null,"SA Snuggery Rural",null,null,null,null,false,null,null,{"$error":"#N/A"},{"$error":"#N/A"},{"$error":"#N/A"},{"$error":"#N/A"},{"$error":"#N/A"},{"$error":"#N/A"},{"$error":"#N/A"},{"$error":"#N/A"},{"$error":"#N/A"},{"$error":"#N/A"}]
[null,{"$f":"IF(DataInput!B11400=$B$8,IF($B$9=$B$10,TRUE,IF(DataInput!E11400=$B$9,TRUE,FALSE)))","v":true},null,null,{"$f":"IF(B11401=TRUE,DataInput!B11400,NA())","v":"SA"},{"$f":"IF($E11401=DataInput!$B11400,DataInput!C11400,NA())","v":"STAL"},{"$f":"IF($E11401=DataInput!$B11400,DataInput!D11400,NA())","v":"Tailem Bend"},{"$f":"IF($E11401=DataInput!$B11400,DataInput!E11400,NA())","v":"SAPN"},{"$f":"IF($E11401=DataInput!$B11400,DataInput!F11400,NA())","v":"Summer"},{"$f":"IF($E11401=DataInput!$B11400,DataInput!G11400,NA())","v":"Coincident"},{"$f":"IF($E11401=DataInput!$B11400,DataInput!H11400,NA())","v":2015},{"$f":"IF($E11401=DataInput!$B11400,DataInput!I11400,NA())","v":"Actual"},{"$f":"IF($E11401=DataInput!$B11400,DataInput!J11400,NA())","v":18.450915999999999},{"$f":"IF($E11401=DataInput!$B11400,DataInput!K11400,NA())","v":"NA"},null,null,"SA Tailem Bend",null,null,null,null,false,null,null,{"$error":"#N/A"},{"$error":"#N/A"},{"$error":"#N/A"},{"$error":"#N/A"},{"$error":"#N/A"},{"$error":"#N/A"},{"$error":"#N/A"},{"$error":"#N/A"},{"$error":"#N/A"},{"$error":"#N/A"}]
[null,{"$f":"IF(DataInput!B11427=$B$8,IF($B$9=$B$10,TRUE,IF(DataInput!E11427=$B$9,TRUE,FALSE)))","v":true},null,null,{"$f":"IF(B11428=TRUE,DataInput!B11427,NA())","v":"SA"},{"$f":"IF($E11428=DataInput!$B11427,DataInput!C11427,NA())","v":"SWAT"},{"$f":"IF($E11428=DataInput!$B11427,DataInput!D11427,NA())","v":"Waterloo"},{"$f":"IF($E11428=DataInput!$B11427,DataInput!E11427,NA())","v":"SAPN"},{"$f":"IF($E11428=DataInput!$B11427,DataInput!F11427,NA())","v":"Winter"},{"$f":"IF($E11428=DataInput!$B11427,DataInput!G11427,NA())","v":"Coincident"},{"$f":"IF($E11428=DataInput!$B11427,DataInput!H11427,NA())","v":2008},{"$f":"IF($E11428=DataInput!$B11427,DataInput!I11427,NA())","v":"Actual"},{"$f":"IF($E11428=DataInput!$B11427,DataInput!J11427,NA())","v":18.465326000000001},{"$f":"IF($E11428=DataInput!$B11427,DataInput!K11427,NA())","v":"NA"},null,null,"SA Waterloo",null,null,null,null,false,null,null,{"$error":"#N/A"},{"$error":"#N/A"},{"$error":"#N/A"},{"$error":"#N/A"},{"$error":"#N/A"},{"$error":"#N/A"},{"$error":"#N/A"},{"$error":"#N/A"},{"$error":"#N/A"},{"$error":"#N/A"}]
[null,{"$f":"IF(DataInput!B11448=$B$8,IF($B$9=$B$10,TRUE,IF(DataInput!E11448=$B$9,TRUE,FALSE)))","v":true},null,null,{"$f":"IF(B11449=TRUE,DataInput!B11448,NA())","v":"SA"},{"$f":"IF($E11449=DataInput!$B11448,DataInput!C11448,NA())","v":"SWMA"},{"$f":"IF($E11449=DataInput!$B11448,DataInput!D11448,NA())","v":"Woomera"},{"$f":"IF($E11449=DataInput!$B11448,DataInput!E11448,NA())","v":"ENet"},{"$f":"IF($E11449=DataInput!$B11448,DataInput!F11448,NA())","v":"Summer"},{"$f":"IF($E11449=DataInput!$B11448,DataInput!G11448,NA())","v":"Coincident"},{"$f":"IF($E11449=DataInput!$B11448,DataInput!H11448,NA())","v":2009},{"$f":"IF($E11449=DataInput!$B11448,DataInput!I11448,NA())","v":"Actual"},{"$f":"IF($E11449=DataInput!$B11448,DataInput!J11448,NA())","v":"NA"},{"$f":"IF($E11449=DataInput!$B11448,DataInput!K11448,NA())","v":"NA"},null,null,"SA Woomera",null,null,null,null,false,null,null,{"$error":"#N/A"},{"$error":"#N/A"},{"$error":"#N/A"},{"$error":"#N/A"},{"$error":"#N/A"},{"$error":"#N/A"},{"$error":"#N/A"},{"$error":"#N/A"},{"$error":"#N/A"},{"$error":"#N/A"}]
[null,{"$f":"IF(DataInput!B11466=$B$8,IF($B$9=$B$10,TRUE,IF(DataInput!E11466=$B$9,TRUE,FALSE)))","v":true},null,null,{"$f":"IF(B11467=TRUE,DataInput!B11466,NA())","v":"SA"},{"$f":"IF($E11467=DataInput!$B11466,DataInput!C11466,NA())","v":"SWUD"},{"$f":"IF($E11467=DataInput!$B11466,DataInput!D11466,NA())","v":"Wudinna"},{"$f":"IF($E11467=DataInput!$B11466,DataInput!E11466,NA())","v":"SAPN"},{"$f":"IF($E11467=DataInput!$B11466,DataInput!F11466,NA())","v":"Summer"},{"$f":"IF($E11467=DataInput!$B11466,DataInput!G11466,NA())","v":"Coincident"},{"$f":"IF($E11467=DataInput!$B11466,DataInput!H11466,NA())","v":2008},{"$f":"IF($E11467=DataInput!$B11466,DataInput!I11466,NA())","v":"Actual"},{"$f":"IF($E11467=DataInput!$B11466,DataInput!J11466,NA())","v":13.972944},{"$f":"IF($E11467=DataInput!$B11466,DataInput!K11466,NA())","v":"NA"},null,null,"SA Wudinna",null,null,null,null,false,null,null,{"$error":"#N/A"},{"$error":"#N/A"},{"$error":"#N/A"},{"$error":"#N/A"},{"$error":"#N/A"},{"$error":"#N/A"},{"$error":"#N/A"},{"$error":"#N/A"},{"$error":"#N/A"},{"$error":"#N/A"}]
[null,{"$f":"IF(DataInput!B11497=$B$8,IF($B$9=$B$10,TRUE,IF(DataInput!E11497=$B$9,TRUE,FALSE)))","v":true},null,null,{"$f":"IF(B11498=TRUE,DataInput!B11497,NA())","v":"SA"},{"$f":"IF($E11498=DataInput!$B11497,DataInput!C11497,NA())","v":"SYAD"},{"$f":"IF($E11498=DataInput!$B11497,DataInput!D11497,NA())","v":"Yadnarie"},{"$f":"IF($E11498=DataInput!$B11497,DataInput!E11497,NA())","v":"SAPN"},{"$f":"IF($E11498=DataInput!$B11497,DataInput!F11497,NA())","v":"Winter"},{"$f":"IF($E11498=DataInput!$B11497,DataInput!G11497,NA())","v":"Coincident"},{"$f":"IF($E11498=DataInput!$B11497,DataInput!H11497,NA())","v":2013},{"$f":"IF($E11498=DataInput!$B11497,DataInput!I11497,NA())","v":"Actual"},{"$f":"IF($E11498=DataInput!$B11497,DataInput!J11497,NA())","v":5.8595639999999998},{"$f":"IF($E11498=DataInput!$B11497,DataInput!K11497,NA())","v":"NA"},null,null,"SA Yadnarie",null,null,null,null,false,null,null,{"$error":"#N/A"},{"$error":"#N/A"},{"$error":"#N/A"},{"$error":"#N/A"},{"$error":"#N/A"},{"$error":"#N/A"},{"$error":"#N/A"},{"$error":"#N/A"},{"$error":"#N/A"},{"$error":"#N/A"}]
[null,{"$f":"IF(DataInput!B11550=$B$8,IF($B$9=$B$10,TRUE,IF(DataInput!E11550=$B$9,TRUE,FALSE)))","v":true},null,null,{"$f":"IF(B11551=TRUE,DataInput!B11550,NA())","v":"SA"},{"$f":"IF($E11551=DataInput!$B11550,DataInput!C11550,NA())","v":"EAST"},{"$f":"IF($E11551=DataInput!$B11550,DataInput!D11550,NA())","v":"Eastern Suburbs"},{"$f":"IF($E11551=DataInput!$B11550,DataInput!E11550,NA())","v":"SAPN"},{"$f":"IF($E11551=DataInput!$B11550,DataInput!F11550,NA())","v":"Summer"},{"$f":"IF($E11551=DataInput!$B11550,DataInput!G11550,NA())","v":"Coincident"},{"$f":"IF($E11551=DataInput!$B11550,DataInput!H11550,NA())","v":2010},{"$f":"IF($E11551=DataInput!$B11550,DataInput!I11550,NA())","v":"Actual"},{"$f":"IF($E11551=DataInput!$B11550,DataInput!J11550,NA())","v":695.42306599999995},{"$f":"IF($E11551=DataInput!$B11550,DataInput!K11550,NA())","v":"NA"},null,null,"SA Eastern Suburbs",null,null,null,null,false,null,null,{"$error":"#N/A"},{"$error":"#N/A"},{"$error":"#N/A"},{"$error":"#N/A"},{"$error":"#N/A"},{"$error":"#N/A"},{"$error":"#N/A"},{"$error":"#N/A"},{"$error":"#N/A"},{"$error":"#N/A"}]
[null,{"$f":"IF(DataInput!B11574=$B$8,IF($B$9=$B$10,TRUE,IF(DataInput!E11574=$B$9,TRUE,FALSE)))","v":true},null,null,{"$f":"IF(B11575=TRUE,DataInput!B11574,NA())","v":"SA"},{"$f":"IF($E11575=DataInput!$B11574,DataInput!C11574,NA())","v":"SOUT"},{"$f":"IF($E11575=DataInput!$B11574,DataInput!D11574,NA())","v":"Southern Suburbs"},{"$f":"IF($E11575=DataInput!$B11574,DataInput!E11574,NA())","v":"SAPN"},{"$f":"IF($E11575=DataInput!$B11574,DataInput!F11574,NA())","v":"Summer"},{"$f":"IF($E11575=DataInput!$B11574,DataInput!G11574,NA())","v":"Coincident"},{"$f":"IF($E11575=DataInput!$B11574,DataInput!H11574,NA())","v":2012},{"$f":"IF($E11575=DataInput!$B11574,DataInput!I11574,NA())","v":"Actual"},{"$f":"IF($E11575=DataInput!$B11574,DataInput!J11574,NA())","v":605.92176400000005},{"$f":"IF($E11575=DataInput!$B11574,DataInput!K11574,NA())","v":"NA"},null,null,"SA Southern Suburbs",null,null,null,null,false,null,null,{"$error":"#N/A"},{"$error":"#N/A"},{"$error":"#N/A"},{"$error":"#N/A"},{"$error":"#N/A"},{"$error":"#N/A"},{"$error":"#N/A"},{"$error":"#N/A"},{"$error":"#N/A"},{"$error":"#N/A"}]
[null,{"$f":"IF(DataInput!B11605=$B$8,IF($B$9=$B$10,TRUE,IF(DataInput!E11605=$B$9,TRUE,FALSE)))","v":true},null,null,{"$f":"IF(B11606=TRUE,DataInput!B11605,NA())","v":"SA"},{"$f":"IF($E11606=DataInput!$B11605,DataInput!C11605,NA())","v":"NORT"},{"$f":"IF($E11606=DataInput!$B11605,DataInput!D11605,NA())","v":"Northern Suburbs"},{"$f":"IF($E11606=DataInput!$B11605,DataInput!E11605,NA())","v":"SAPN"},{"$f":"IF($E11606=DataInput!$B11605,DataInput!F11605,NA())","v":"Winter"},{"$f":"IF($E11606=DataInput!$B11605,DataInput!G11605,NA())","v":"Coincident"},{"$f":"IF($E11606=DataInput!$B11605,DataInput!H11605,NA())","v":2007},{"$f":"IF($E11606=DataInput!$B11605,DataInput!I11605,NA())","v":"Actual"},{"$f":"IF($E11606=DataInput!$B11605,DataInput!J11605,NA())","v":234.826638},{"$f":"IF($E11606=DataInput!$B11605,DataInput!K11605,NA())","v":"NA"},null,null,"SA Northern Suburbs",null,null,null,null,false,null,null,{"$error":"#N/A"},{"$error":"#N/A"},{"$error":"#N/A"},{"$error":"#N/A"},{"$error":"#N/A"},{"$error":"#N/A"},{"$error":"#N/A"},{"$error":"#N/A"},{"$error":"#N/A"},{"$error":"#N/A"}]
[null,{"$f":"IF(DataInput!B11636=$B$8,IF($B$9=$B$10,TRUE,IF(DataInput!E11636=$B$9,TRUE,FALSE)))","v":true},null,null,{"$f":"IF(B11637=TRUE,DataInput!B11636,NA())","v":"SA"},{"$f":"IF($E11637=DataInput!$B11636,DataInput!C11636,NA())","v":"PPIR"},{"$f":"IF($E11637=DataInput!$B11636,DataInput!D11636,NA())","v":"Port Pirie Network"},{"$f":"IF($E11637=DataInput!$B11636,DataInput!E11636,NA())","v":"SAPN"},{"$f":"IF($E11637=DataInput!$B11636,DataInput!F11636,NA())","v":"Summer"},{"$f":"IF($E11637=DataInput!$B11636,DataInput!G11636,NA())","v":"Coincident"},{"$f":"IF($E11637=DataInput!$B11636,DataInput!H11636,NA())","v":2013},{"$f":"IF($E11637=DataInput!$B11636,DataInput!I11636,NA())","v":"Actual"},{"$f":"IF($E11637=DataInput!$B11636,DataInput!J11636,NA())","v":51.260916000000002},{"$f":"IF($E11637=DataInput!$B11636,DataInput!K11636,NA())","v":"NA"},null,null,"SA Port Pirie Network",null,null,null,null,false,null,null,{"$error":"#N/A"},{"$error":"#N/A"},{"$error":"#N/A"},{"$error":"#N/A"},{"$error":"#N/A"},{"$error":"#N/A"},{"$error":"#N/A"},{"$error":"#N/A"},{"$error":"#N/A"},{"$error":"#N/A"}]
[null,{"$f":"IF(DataInput!B11649=$B$8,IF($B$9=$B$10,TRUE,IF(DataInput!E11649=$B$9,TRUE,FALSE)))","v":true},null,null,{"$f":"IF(B11650=TRUE,DataInput!B11649,NA())","v":"SA"},{"$f":"IF($E11650=DataInput!$B11649,DataInput!C11649,NA())","v":"BERR"},{"$f":"IF($E11650=DataInput!$B11649,DataInput!D11649,NA())","v":"Berri"},{"$f":"IF($E11650=DataInput!$B11649,DataInput!E11649,NA())","v":"SAPN"},{"$f":"IF($E11650=DataInput!$B11649,DataInput!F11649,NA())","v":"Winter"},{"$f":"IF($E11650=DataInput!$B11649,DataInput!G11649,NA())","v":"Coincident"},{"$f":"IF($E11650=DataInput!$B11649,DataInput!H11649,NA())","v":2009},{"$f":"IF($E11650=DataInput!$B11649,DataInput!I11649,NA())","v":"Actual"},{"$f":"IF($E11650=DataInput!$B11649,DataInput!J11649,NA())","v":43.619509999999998},{"$f":"IF($E11650=DataInput!$B11649,DataInput!K11649,NA())","v":"NA"},null,null,"SA Berri",null,null,null,null,false,null,null,{"$error":"#N/A"},{"$error":"#N/A"},{"$error":"#N/A"},{"$error":"#N/A"},{"$error":"#N/A"},{"$error":"#N/A"},{"$error":"#N/A"},{"$error":"#N/A"},{"$error":"#N/A"},{"$error":"#N/A"}]
[null,{"$f":"IF(DataInput!B11684=$B$8,IF($B$9=$B$10,TRUE,IF(DataInput!E11684=$B$9,TRUE,FALSE)))","v":true},null,null,{"$f":"IF(B11685=TRUE,DataInput!B11684,NA())","v":"SA"},{"$f":"IF($E11685=DataInput!$B11684,DataInput!C11684,NA())","v":"BARK"},{"$f":"IF($E11685=DataInput!$B11684,DataInput!D11684,NA())","v":"Mt Barker and Mt Barker South"},{"$f":"IF($E11685=DataInput!$B11684,DataInput!E11684,NA())","v":"SAPN"},{"$f":"IF($E11685=DataInput!$B11684,DataInput!F11684,NA())","v":"Summer"},{"$f":"IF($E11685=DataInput!$B11684,DataInput!G11684,NA())","v":"Coincident"},{"$f":"IF($E11685=DataInput!$B11684,DataInput!H11684,NA())","v":2007},{"$f":"IF($E11685=DataInput!$B11684,DataInput!I11684,NA())","v":"Actual"},{"$f":"IF($E11685=DataInput!$B11684,DataInput!J11684,NA())","v":60.432152000000002},{"$f":"IF($E11685=DataInput!$B11684,DataInput!K11684,NA())","v":"NA"},null,null,"SA Mt Barker and Mt Barker South",null,null,null,null,false,null,null,{"$error":"#N/A"},{"$error":"#N/A"},{"$error":"#N/A"},{"$error":"#N/A"},{"$error":"#N/A"},{"$error":"#N/A"},{"$error":"#N/A"},{"$error":"#N/A"},{"$error":"#N/A"},{"$error":"#N/A"}]
[null,{"$f":"IF(DataInput!B11702=$B$8,IF($B$9=$B$10,TRUE,IF(DataInput!E11702=$B$9,TRUE,FALSE)))","v":true},null,null,{"$f":"IF(B11703=TRUE,DataInput!B11702,NA())","v":"SA"},{"$f":"IF($E11703=DataInput!$B11702,DataInput!C11702,NA())","v":"BARK"},{"$f":"IF($E11703=DataInput!$B11702,DataInput!D11702,NA())","v":"Mt Barker and Mt Barker South"},{"$f":"IF($E11703=DataInput!$B11702,DataInput!E11702,NA())","v":"SAPN"},{"$f":"IF($E11703=DataInput!$B11702,DataInput!F11702,NA())","v":"Summer"},{"$f":"IF($E11703=DataInput!$B11702,DataInput!G11702,NA())","v":"Coincident"},{"$f":"IF($E11703=DataInput!$B11702,DataInput!H11702,NA())","v":2016},{"$f":"IF($E11703=DataInput!$B11702,DataInput!I11702,NA())","v":"Actual"},{"$f":"IF($E11703=DataInput!$B11702,DataInput!J11702,NA())","v":78.920302000000007},{"$f":"IF($E11703=DataInput!$B11702,DataInput!K11702,NA())","v":"NA"},null,null,"SA Mt Barker and Mt Barker South",null,null,null,null,false,null,null,{"$error":"#N/A"},{"$error":"#N/A"},{"$error":"#N/A"},{"$error":"#N/A"},{"$error":"#N/A"},{"$error":"#N/A"},{"$error":"#N/A"},{"$error":"#N/A"},{"$error":"#N/A"},{"$error":"#N/A"}]
[null,{"$f":"IF(DataInput!B11733=$B$8,IF($B$9=$B$10,TRUE,IF(DataInput!E11733=$B$9,TRUE,FALSE)))","v":true},null,null,{"$f":"IF(B11734=TRUE,DataInput!B11733,NA())","v":"SA"},{"$f":"IF($E11734=DataInput!$B11733,DataInput!C11733,NA())","v":"SPDIST"},{"$f":"IF($E11734=DataInput!$B11733,DataInput!D11733,NA())","v":"Stony Point Distribution"},{"$f":"IF($E11734=DataInput!$B11733,DataInput!E11733,NA())","v":"SAPN"},{"$f":"IF($E11734=DataInput!$B11733,DataInput!F11733,NA())","v":"Winter"},{"$f":"IF($E11734=DataInput!$B11733,DataInput!G11733,NA())","v":"Coincident"},{"$f":"IF($E11734=DataInput!$B11733,DataInput!H11733,NA())","v":2014},{"$f":"IF($E11734=DataInput!$B11733,DataInput!I11733,NA())","v":"Actual"},{"$f":"IF($E11734=DataInput!$B11733,DataInput!J11733,NA())","v":3.1354E-2},{"$f":"IF($E11734=DataInput!$B11733,DataInput!K11733,NA())","v":"NA"},null,null,"SA Stony Point Distribution",null,null,null,null,false,null,null,{"$error":"#N/A"},{"$error":"#N/A"},{"$error":"#N/A"},{"$error":"#N/A"},{"$error":"#N/A"},{"$error":"#N/A"},{"$error":"#N/A"},{"$error":"#N/A"},{"$error":"#N/A"},{"$error":"#N/A"}]
[null,{"$f":"IF(DataInput!B11764=$B$8,IF($B$9=$B$10,TRUE,IF(DataInput!E11764=$B$9,TRUE,FALSE)))","v":false},null,null,{"$f":"IF(B11765=TRUE,DataInput!B11764,NA())","v":{"$error":"#N/A"}},{"$f":"IF($E11765=DataInput!$B11764,DataInput!C11764,NA())","v":{"$error":"#N/A"}},{"$f":"IF($E11765=DataInput!$B11764,DataInput!D11764,NA())","v":{"$error":"#N/A"}},{"$f":"IF($E11765=DataInput!$B11764,DataInput!E11764,NA())","v":{"$error":"#N/A"}},{"$f":"IF($E11765=DataInput!$B11764,DataInput!F11764,NA())","v":{"$error":"#N/A"}},{"$f":"IF($E11765=DataInput!$B11764,DataInput!G11764,NA())","v":{"$error":"#N/A"}},{"$f":"IF($E11765=DataInput!$B11764,DataInput!H11764,NA())","v":{"$error":"#N/A"}},{"$f":"IF($E11765=DataInput!$B11764,DataInput!I11764,NA())","v":{"$error":"#N/A"}},{"$f":"IF($E11765=DataInput!$B11764,DataInput!J11764,NA())","v":{"$error":"#N/A"}},{"$f":"IF($E11765=DataInput!$B11764,DataInput!K11764,NA())","v":{"$error":"#N/A"}},null,null,"  ",null,null,null,null,false,null,null,{"$error":"#N/A"},{"$error":"#N/A"},{"$error":"#N/A"},{"$error":"#N/A"},{"$error":"#N/A"},{"$error":"#N/A"},{"$error":"#N/A"},{"$error":"#N/A"},{"$error":"#N/A"},{"$error":"#N/A"}]
[null,{"$f":"IF(DataInput!B11806=$B$8,IF($B$9=$B$10,TRUE,IF(DataInput!E11806=$B$9,TRUE,FALSE)))","v":false},null,null,{"$f":"IF(B11807=TRUE,DataInput!B11806,NA())","v":{"$error":"#N/A"}},{"$f":"IF($E11807=DataInput!$B11806,DataInput!C11806,NA())","v":{"$error":"#N/A"}},{"$f":"IF($E11807=DataInput!$B11806,DataInput!D11806,NA())","v":{"$error":"#N/A"}},{"$f":"IF($E11807=DataInput!$B11806,DataInput!E11806,NA())","v":{"$error":"#N/A"}},{"$f":"IF($E11807=DataInput!$B11806,DataInput!F11806,NA())","v":{"$error":"#N/A"}},{"$f":"IF($E11807=DataInput!$B11806,DataInput!G11806,NA())","v":{"$error":"#N/A"}},{"$f":"IF($E11807=DataInput!$B11806,DataInput!H11806,NA())","v":{"$error":"#N/A"}},{"$f":"IF($E11807=DataInput!$B11806,DataInput!I11806,NA())","v":{"$error":"#N/A"}},{"$f":"IF($E11807=DataInput!$B11806,DataInput!J11806,NA())","v":{"$error":"#N/A"}},{"$f":"IF($E11807=DataInput!$B11806,DataInput!K11806,NA())","v":{"$error":"#N/A"}},null,null,"  ",null,null,null,null,false,null,null,{"$error":"#N/A"},{"$error":"#N/A"},{"$error":"#N/A"},{"$error":"#N/A"},{"$error":"#N/A"},{"$error":"#N/A"},{"$error":"#N/A"},{"$error":"#N/A"},{"$error":"#N/A"},{"$error":"#N/A"}]
[null,{"$f":"IF(DataInput!B11812=$B$8,IF($B$9=$B$10,TRUE,IF(DataInput!E11812=$B$9,TRUE,FALSE)))","v":false},null,null,{"$f":"IF(B11813=TRUE,DataInput!B11812,NA())","v":{"$error":"#N/A"}},{"$f":"IF($E11813=DataInput!$B11812,DataInput!C11812,NA())","v":{"$error":"#N/A"}},{"$f":"IF($E11813=DataInput!$B11812,DataInput!D11812,NA())","v":{"$error":"#N/A"}},{"$f":"IF($E11813=DataInput!$B11812,DataInput!E11812,NA())","v":{"$error":"#N/A"}},{"$f":"IF($E11813=DataInput!$B11812,DataInput!F11812,NA())","v":{"$error":"#N/A"}},{"$f":"IF($E11813=DataInput!$B11812,DataInput!G11812,NA())","v":{"$error":"#N/A"}},{"$f":"IF($E11813=DataInput!$B11812,DataInput!H11812,NA())","v":{"$error":"#N/A"}},{"$f":"IF($E11813=DataInput!$B11812,DataInput!I11812,NA())","v":{"$error":"#N/A"}},{"$f":"IF($E11813=DataInput!$B11812,DataInput!J11812,NA())","v":{"$error":"#N/A"}},{"$f":"IF($E11813=DataInput!$B11812,DataInput!K11812,NA())","v":{"$error":"#N/A"}},null,null,"  ",null,null,null,null,false,null,null,{"$error":"#N/A"},{"$error":"#N/A"},{"$error":"#N/A"},{"$error":"#N/A"},{"$error":"#N/A"},{"$error":"#N/A"},{"$error":"#N/A"},{"$error":"#N/A"},{"$error":"#N/A"},{"$error":"#N/A"}]
[null,{"$f":"IF(DataInput!B11859=$B$8,IF($B$9=$B$10,TRUE,IF(DataInput!E11859=$B$9,TRUE,FALSE)))","v":false},null,null,{"$f":"IF(B11860=TRUE,DataInput!B11859,NA())","v":{"$error":"#N/A"}},{"$f":"IF($E11860=DataInput!$B11859,DataInput!C11859,NA())","v":{"$error":"#N/A"}},{"$f":"IF($E11860=DataInput!$B11859,DataInput!D11859,NA())","v":{"$error":"#N/A"}},{"$f":"IF($E11860=DataInput!$B11859,DataInput!E11859,NA())","v":{"$error":"#N/A"}},{"$f":"IF($E11860=DataInput!$B11859,DataInput!F11859,NA())","v":{"$error":"#N/A"}},{"$f":"IF($E11860=DataInput!$B11859,DataInput!G11859,NA())","v":{"$error":"#N/A"}},{"$f":"IF($E11860=DataInput!$B11859,DataInput!H11859,NA())","v":{"$error":"#N/A"}},{"$f":"IF($E11860=DataInput!$B11859,DataInput!I11859,NA())","v":{"$error":"#N/A"}},{"$f":"IF($E11860=DataInput!$B11859,DataInput!J11859,NA())","v":{"$error":"#N/A"}},{"$f":"IF($E11860=DataInput!$B11859,DataInput!K11859,NA())","v":{"$error":"#N/A"}},null,null,"  ",null,null,null,null,false,null,null,{"$error":"#N/A"},{"$error":"#N/A"},{"$error":"#N/A"},{"$error":"#N/A"},{"$error":"#N/A"},{"$error":"#N/A"},{"$error":"#N/A"},{"$error":"#N/A"},{"$error":"#N/A"},{"$error":"#N/A"}]
[null,{"$f":"IF(DataInput!B11890=$B$8,IF($B$9=$B$10,TRUE,IF(DataInput!E11890=$B$9,TRUE,FALSE)))","v":false},null,null,{"$f":"IF(B11891=TRUE,DataInput!B11890,NA())","v":{"$error":"#N/A"}},{"$f":"IF($E11891=DataInput!$B11890,DataInput!C11890,NA())","v":{"$error":"#N/A"}},{"$f":"IF($E11891=DataInput!$B11890,DataInput!D11890,NA())","v":{"$error":"#N/A"}},{"$f":"IF($E11891=DataInput!$B11890,DataInput!E11890,NA())","v":{"$error":"#N/A"}},{"$f":"IF($E11891=DataInput!$B11890,DataInput!F11890,NA())","v":{"$error":"#N/A"}},{"$f":"IF($E11891=DataInput!$B11890,DataInput!G11890,NA())","v":{"$error":"#N/A"}},{"$f":"IF($E11891=DataInput!$B11890,DataInput!H11890,NA())","v":{"$error":"#N/A"}},{"$f":"IF($E11891=DataInput!$B11890,DataInput!I11890,NA())","v":{"$error":"#N/A"}},{"$f":"IF($E11891=DataInput!$B11890,DataInput!J11890,NA())","v":{"$error":"#N/A"}},{"$f":"IF($E11891=DataInput!$B11890,DataInput!K11890,NA())","v":{"$error":"#N/A"}},null,null,"  ",null,null,null,null,false,null,null,{"$error":"#N/A"},{"$error":"#N/A"},{"$error":"#N/A"},{"$error":"#N/A"},{"$error":"#N/A"},{"$error":"#N/A"},{"$error":"#N/A"},{"$error":"#N/A"},{"$error":"#N/A"},{"$error":"#N/A"}]
[null,{"$f":"IF(DataInput!B11901=$B$8,IF($B$9=$B$10,TRUE,IF(DataInput!E11901=$B$9,TRUE,FALSE)))","v":false},null,null,{"$f":"IF(B11902=TRUE,DataInput!B11901,NA())","v":{"$error":"#N/A"}},{"$f":"IF($E11902=DataInput!$B11901,DataInput!C11901,NA())","v":{"$error":"#N/A"}},{"$f":"IF($E11902=DataInput!$B11901,DataInput!D11901,NA())","v":{"$error":"#N/A"}},{"$f":"IF($E11902=DataInput!$B11901,DataInput!E11901,NA())","v":{"$error":"#N/A"}},{"$f":"IF($E11902=DataInput!$B11901,DataInput!F11901,NA())","v":{"$error":"#N/A"}},{"$f":"IF($E11902=DataInput!$B11901,DataInput!G11901,NA())","v":{"$error":"#N/A"}},{"$f":"IF($E11902=DataInput!$B11901,DataInput!H11901,NA())","v":{"$error":"#N/A"}},{"$f":"IF($E11902=DataInput!$B11901,DataInput!I11901,NA())","v":{"$error":"#N/A"}},{"$f":"IF($E11902=DataInput!$B11901,DataInput!J11901,NA())","v":{"$error":"#N/A"}},{"$f":"IF($E11902=DataInput!$B11901,DataInput!K11901,NA())","v":{"$error":"#N/A"}},null,null,"  ",null,null,null,null,false,null,null,{"$error":"#N/A"},{"$error":"#N/A"},{"$error":"#N/A"},{"$error":"#N/A"},{"$error":"#N/A"},{"$error":"#N/A"},{"$error":"#N/A"},{"$error":"#N/A"},{"$error":"#N/A"},{"$error":"#N/A"}]
[null,{"$f":"IF(DataInput!B11938=$B$8,IF($B$9=$B$10,TRUE,IF(DataInput!E11938=$B$9,TRUE,FALSE)))","v":false},null,null,{"$f":"IF(B11939=TRUE,DataInput!B11938,NA())","v":{"$error":"#N/A"}},{"$f":"IF($E11939=DataInput!$B11938,DataInput!C11938,NA())","v":{"$error":"#N/A"}},{"$f":"IF($E11939=DataInput!$B11938,DataInput!D11938,NA())","v":{"$error":"#N/A"}},{"$f":"IF($E11939=DataInput!$B11938,DataInput!E11938,NA())","v":{"$error":"#N/A"}},{"$f":"IF($E11939=DataInput!$B11938,DataInput!F11938,NA())","v":{"$error":"#N/A"}},{"$f":"IF($E11939=DataInput!$B11938,DataInput!G11938,NA())","v":{"$error":"#N/A"}},{"$f":"IF($E11939=DataInput!$B11938,DataInput!H11938,NA())","v":{"$error":"#N/A"}},{"$f":"IF($E11939=DataInput!$B11938,DataInput!I11938,NA())","v":{"$error":"#N/A"}},{"$f":"IF($E11939=DataInput!$B11938,DataInput!J11938,NA())","v":{"$error":"#N/A"}},{"$f":"IF($E11939=DataInput!$B11938,DataInput!K11938,NA())","v":{"$error":"#N/A"}},null,null,"  ",null,null,null,null,false,null,null,{"$error":"#N/A"},{"$error":"#N/A"},{"$error":"#N/A"},{"$error":"#N/A"},{"$error":"#N/A"},{"$error":"#N/A"},{"$error":"#N/A"},{"$error":"#N/A"},{"$error":"#N/A"},{"$error":"#N/A"}]
[null,{"$f":"IF(DataInput!B11969=$B$8,IF($B$9=$B$10,TRUE,IF(DataInput!E11969=$B$9,TRUE,FALSE)))","v":false},null,null,{"$f":"IF(B11970=TRUE,DataInput!B11969,NA())","v":{"$error":"#N/A"}},{"$f":"IF($E11970=DataInput!$B11969,DataInput!C11969,NA())","v":{"$error":"#N/A"}},{"$f":"IF($E11970=DataInput!$B11969,DataInput!D11969,NA())","v":{"$error":"#N/A"}},{"$f":"IF($E11970=DataInput!$B11969,DataInput!E11969,NA())","v":{"$error":"#N/A"}},{"$f":"IF($E11970=DataInput!$B11969,DataInput!F11969,NA())","v":{"$error":"#N/A"}},{"$f":"IF($E11970=DataInput!$B11969,DataInput!G11969,NA())","v":{"$error":"#N/A"}},{"$f":"IF($E11970=DataInput!$B11969,DataInput!H11969,NA())","v":{"$error":"#N/A"}},{"$f":"IF($E11970=DataInput!$B11969,DataInput!I11969,NA())","v":{"$error":"#N/A"}},{"$f":"IF($E11970=DataInput!$B11969,DataInput!J11969,NA())","v":{"$error":"#N/A"}},{"$f":"IF($E11970=DataInput!$B11969,DataInput!K11969,NA())","v":{"$error":"#N/A"}},null,null,"  ",null,null,null,null,false,null,null,{"$error":"#N/A"},{"$error":"#N/A"},{"$error":"#N/A"},{"$error":"#N/A"},{"$error":"#N/A"},{"$error":"#N/A"},{"$error":"#N/A"},{"$error":"#N/A"},{"$error":"#N/A"},{"$error":"#N/A"}]
[null,{"$f":"IF(DataInput!B12000=$B$8,IF($B$9=$B$10,TRUE,IF(DataInput!E12000=$B$9,TRUE,FALSE)))","v":false},null,null,{"$f":"IF(B12001=TRUE,DataInput!B12000,NA())","v":{"$error":"#N/A"}},{"$f":"IF($E12001=DataInput!$B12000,DataInput!C12000,NA())","v":{"$error":"#N/A"}},{"$f":"IF($E12001=DataInput!$B12000,DataInput!D12000,NA())","v":{"$error":"#N/A"}},{"$f":"IF($E12001=DataInput!$B12000,DataInput!E12000,NA())","v":{"$error":"#N/A"}},{"$f":"IF($E12001=DataInput!$B12000,DataInput!F12000,NA())","v":{"$error":"#N/A"}},{"$f":"IF($E12001=DataInput!$B12000,DataInput!G12000,NA())","v":{"$error":"#N/A"}},{"$f":"IF($E12001=DataInput!$B12000,DataInput!H12000,NA())","v":{"$error":"#N/A"}},{"$f":"IF($E12001=DataInput!$B12000,DataInput!I12000,NA())","v":{"$error":"#N/A"}},{"$f":"IF($E12001=DataInput!$B12000,DataInput!J12000,NA())","v":{"$error":"#N/A"}},{"$f":"IF($E12001=DataInput!$B12000,DataInput!K12000,NA())","v":{"$error":"#N/A"}},null,null,"  ",null,null,null,null,false,null,null,{"$error":"#N/A"},{"$error":"#N/A"},{"$error":"#N/A"},{"$error":"#N/A"},{"$error":"#N/A"},{"$error":"#N/A"},{"$error":"#N/A"},{"$error":"#N/A"},{"$error":"#N/A"},{"$error":"#N/A"}]
[null,{"$f":"IF(DataInput!B12028=$B$8,IF($B$9=$B$10,TRUE,IF(DataInput!E12028=$B$9,TRUE,FALSE)))","v":false},null,null,{"$f":"IF(B12029=TRUE,DataInput!B12028,NA())","v":{"$error":"#N/A"}},{"$f":"IF($E12029=DataInput!$B12028,DataInput!C12028,NA())","v":{"$error":"#N/A"}},{"$f":"IF($E12029=DataInput!$B12028,DataInput!D12028,NA())","v":{"$error":"#N/A"}},{"$f":"IF($E12029=DataInput!$B12028,DataInput!E12028,NA())","v":{"$error":"#N/A"}},{"$f":"IF($E12029=DataInput!$B12028,DataInput!F12028,NA())","v":{"$error":"#N/A"}},{"$f":"IF($E12029=DataInput!$B12028,DataInput!G12028,NA())","v":{"$error":"#N/A"}},{"$f":"IF($E12029=DataInput!$B12028,DataInput!H12028,NA())","v":{"$error":"#N/A"}},{"$f":"IF($E12029=DataInput!$B12028,DataInput!I12028,NA())","v":{"$error":"#N/A"}},{"$f":"IF($E12029=DataInput!$B12028,DataInput!J12028,NA())","v":{"$error":"#N/A"}},{"$f":"IF($E12029=DataInput!$B12028,DataInput!K12028,NA())","v":{"$error":"#N/A"}},null,null,"  ",null,null,null,null,false,null,null,{"$error":"#N/A"},{"$f":"IF($V12029=TRUE,F12029,NA())","v":{"$error":"#N/A"}},{"$f":"IF($V12029=TRUE,G12029,NA())","v":{"$error":"#N/A"}},{"$f":"IF($V12029=TRUE,H12029,NA())","v":{"$error":"#N/A"}},{"$f":"IF($V12029=TRUE,I12029,NA())","v":{"$error":"#N/A"}},{"$f":"IF($V12029=TRUE,J12029,NA())","v":{"$error":"#N/A"}},{"$f":"IF($V12029=TRUE,K12029,NA())","v":{"$error":"#N/A"}},{"$f":"IF($V12029=TRUE,L12029,NA())","v":{"$error":"#N/A"}},{"$f":"IF($V12029=TRUE,M12029,NA())","v":{"$error":"#N/A"}},{"$f":"IF($V12029=TRUE,N12029,NA())","v":{"$error":"#N/A"}}]
[null,{"$f":"IF(DataInput!B12048=$B$8,IF($B$9=$B$10,TRUE,IF(DataInput!E12048=$B$9,TRUE,FALSE)))","v":false},null,null,{"$f":"IF(B12049=TRUE,DataInput!B12048,NA())","v":{"$error":"#N/A"}},{"$f":"IF($E12049=DataInput!$B12048,DataInput!C12048,NA())","v":{"$error":"#N/A"}},{"$f":"IF($E12049=DataInput!$B12048,DataInput!D12048,NA())","v":{"$error":"#N/A"}},{"$f":"IF($E12049=DataInput!$B12048,DataInput!E12048,NA())","v":{"$error":"#N/A"}},{"$f":"IF($E12049=DataInput!$B12048,DataInput!F12048,NA())","v":{"$error":"#N/A"}},{"$f":"IF($E12049=DataInput!$B12048,DataInput!G12048,NA())","v":{"$error":"#N/A"}},{"$f":"IF($E12049=DataInput!$B12048,DataInput!H12048,NA())","v":{"$error":"#N/A"}},{"$f":"IF($E12049=DataInput!$B12048,DataInput!I12048,NA())","v":{"$error":"#N/A"}},{"$f":"IF($E12049=DataInput!$B12048,DataInput!J12048,NA())","v":{"$error":"#N/A"}},{"$f":"IF($E12049=DataInput!$B12048,DataInput!K12048,NA())","v":{"$error":"#N/A"}},null,null,"  ",null,null,null,null,false,null,null,{"$error":"#N/A"},{"$error":"#N/A"},{"$error":"#N/A"},{"$error":"#N/A"},{"$error":"#N/A"},{"$error":"#N/A"},{"$error":"#N/A"},{"$error":"#N/A"},{"$error":"#N/A"},{"$error":"#N/A"}]
[null,{"$f":"IF(DataInput!B12095=$B$8,IF($B$9=$B$10,TRUE,IF(DataInput!E12095=$B$9,TRUE,FALSE)))","v":false},null,null,{"$f":"IF(B12096=TRUE,DataInput!B12095,NA())","v":{"$error":"#N/A"}},{"$f":"IF($E12096=DataInput!$B12095,DataInput!C12095,NA())","v":{"$error":"#N/A"}},{"$f":"IF($E12096=DataInput!$B12095,DataInput!D12095,NA())","v":{"$error":"#N/A"}},{"$f":"IF($E12096=DataInput!$B12095,DataInput!E12095,NA())","v":{"$error":"#N/A"}},{"$f":"IF($E12096=DataInput!$B12095,DataInput!F12095,NA())","v":{"$error":"#N/A"}},{"$f":"IF($E12096=DataInput!$B12095,DataInput!G12095,NA())","v":{"$error":"#N/A"}},{"$f":"IF($E12096=DataInput!$B12095,DataInput!H12095,NA())","v":{"$error":"#N/A"}},{"$f":"IF($E12096=DataInput!$B12095,DataInput!I12095,NA())","v":{"$error":"#N/A"}},{"$f":"IF($E12096=DataInput!$B12095,DataInput!J12095,NA())","v":{"$error":"#N/A"}},{"$f":"IF($E12096=DataInput!$B12095,DataInput!K12095,NA())","v":{"$error":"#N/A"}},null,null,"  ",null,null,null,null,false,null,null,{"$error":"#N/A"},{"$error":"#N/A"},{"$error":"#N/A"},{"$error":"#N/A"},{"$error":"#N/A"},{"$error":"#N/A"},{"$error":"#N/A"},{"$error":"#N/A"},{"$error":"#N/A"},{"$error":"#N/A"}]
[null,{"$f":"IF(DataInput!B12126=$B$8,IF($B$9=$B$10,TRUE,IF(DataInput!E12126=$B$9,TRUE,FALSE)))","v":false},null,null,{"$f":"IF(B12127=TRUE,DataInput!B12126,NA())","v":{"$error":"#N/A"}},{"$f":"IF($E12127=DataInput!$B12126,DataInput!C12126,NA())","v":{"$error":"#N/A"}},{"$f":"IF($E12127=DataInput!$B12126,DataInput!D12126,NA())","v":{"$error":"#N/A"}},{"$f":"IF($E12127=DataInput!$B12126,DataInput!E12126,NA())","v":{"$error":"#N/A"}},{"$f":"IF($E12127=DataInput!$B12126,DataInput!F12126,NA())","v":{"$error":"#N/A"}},{"$f":"IF($E12127=DataInput!$B12126,DataInput!G12126,NA())","v":{"$error":"#N/A"}},{"$f":"IF($E12127=DataInput!$B12126,DataInput!H12126,NA())","v":{"$error":"#N/A"}},{"$f":"IF($E12127=DataInput!$B12126,DataInput!I12126,NA())","v":{"$error":"#N/A"}},{"$f":"IF($E12127=DataInput!$B12126,DataInput!J12126,NA())","v":{"$error":"#N/A"}},{"$f":"IF($E12127=DataInput!$B12126,DataInput!K12126,NA())","v":{"$error":"#N/A"}},null,null,"  ",null,null,null,null,false,null,null,{"$error":"#N/A"},{"$error":"#N/A"},{"$error":"#N/A"},{"$error":"#N/A"},{"$error":"#N/A"},{"$error":"#N/A"},{"$error":"#N/A"},{"$error":"#N/A"},{"$error":"#N/A"},{"$error":"#N/A"}]
[null,{"$f":"IF(DataInput!B12151=$B$8,IF($B$9=$B$10,TRUE,IF(DataInput!E12151=$B$9,TRUE,FALSE)))","v":false},null,null,{"$f":"IF(B12152=TRUE,DataInput!B12151,NA())","v":{"$error":"#N/A"}},{"$f":"IF($E12152=DataInput!$B12151,DataInput!C12151,NA())","v":{"$error":"#N/A"}},{"$f":"IF($E12152=DataInput!$B12151,DataInput!D12151,NA())","v":{"$error":"#N/A"}},{"$f":"IF($E12152=DataInput!$B12151,DataInput!E12151,NA())","v":{"$error":"#N/A"}},{"$f":"IF($E12152=DataInput!$B12151,DataInput!F12151,NA())","v":{"$error":"#N/A"}},{"$f":"IF($E12152=DataInput!$B12151,DataInput!G12151,NA())","v":{"$error":"#N/A"}},{"$f":"IF($E12152=DataInput!$B12151,DataInput!H12151,NA())","v":{"$error":"#N/A"}},{"$f":"IF($E12152=DataInput!$B12151,DataInput!I12151,NA())","v":{"$error":"#N/A"}},{"$f":"IF($E12152=DataInput!$B12151,DataInput!J12151,NA())","v":{"$error":"#N/A"}},{"$f":"IF($E12152=DataInput!$B12151,DataInput!K12151,NA())","v":{"$error":"#N/A"}},null,null,"  ",null,null,null,null,false,null,null,{"$error":"#N/A"},{"$error":"#N/A"},{"$error":"#N/A"},{"$error":"#N/A"},{"$error":"#N/A"},{"$error":"#N/A"},{"$error":"#N/A"},{"$error":"#N/A"},{"$error":"#N/A"},{"$error":"#N/A"}]
[null,{"$f":"IF(DataInput!B12174=$B$8,IF($B$9=$B$10,TRUE,IF(DataInput!E12174=$B$9,TRUE,FALSE)))","v":false},null,null,{"$f":"IF(B12175=TRUE,DataInput!B12174,NA())","v":{"$error":"#N/A"}},{"$f":"IF($E12175=DataInput!$B12174,DataInput!C12174,NA())","v":{"$error":"#N/A"}},{"$f":"IF($E12175=DataInput!$B12174,DataInput!D12174,NA())","v":{"$error":"#N/A"}},{"$f":"IF($E12175=DataInput!$B12174,DataInput!E12174,NA())","v":{"$error":"#N/A"}},{"$f":"IF($E12175=DataInput!$B12174,DataInput!F12174,NA())","v":{"$error":"#N/A"}},{"$f":"IF($E12175=DataInput!$B12174,DataInput!G12174,NA())","v":{"$error":"#N/A"}},{"$f":"IF($E12175=DataInput!$B12174,DataInput!H12174,NA())","v":{"$error":"#N/A"}},{"$f":"IF($E12175=DataInput!$B12174,DataInput!I12174,NA())","v":{"$error":"#N/A"}},{"$f":"IF($E12175=DataInput!$B12174,DataInput!J12174,NA())","v":{"$error":"#N/A"}},{"$f":"IF($E12175=DataInput!$B12174,DataInput!K12174,NA())","v":{"$error":"#N/A"}},null,null,"  ",null,null,null,null,false,null,null,{"$error":"#N/A"},{"$error":"#N/A"},{"$error":"#N/A"},{"$error":"#N/A"},{"$error":"#N/A"},{"$error":"#N/A"},{"$error":"#N/A"},{"$error":"#N/A"},{"$error":"#N/A"},{"$error":"#N/A"}]
[null,{"$f":"IF(DataInput!B12205=$B$8,IF($B$9=$B$10,TRUE,IF(DataInput!E12205=$B$9,TRUE,FALSE)))","v":false},null,null,{"$f":"IF(B12206=TRUE,DataInput!B12205,NA())","v":{"$error":"#N/A"}},{"$f":"IF($E12206=DataInput!$B12205,DataInput!C12205,NA())","v":{"$error":"#N/A"}},{"$f":"IF($E12206=DataInput!$B12205,DataInput!D12205,NA())","v":{"$error":"#N/A"}},{"$f":"IF($E12206=DataInput!$B12205,DataInput!E12205,NA())","v":{"$error":"#N/A"}},{"$f":"IF($E12206=DataInput!$B12205,DataInput!F12205,NA())","v":{"$error":"#N/A"}},{"$f":"IF($E12206=DataInput!$B12205,DataInput!G12205,NA())","v":{"$error":"#N/A"}},{"$f":"IF($E12206=DataInput!$B12205,DataInput!H12205,NA())","v":{"$error":"#N/A"}},{"$f":"IF($E12206=DataInput!$B12205,DataInput!I12205,NA())","v":{"$error":"#N/A"}},{"$f":"IF($E12206=DataInput!$B12205,DataInput!J12205,NA())","v":{"$error":"#N/A"}},{"$f":"IF($E12206=DataInput!$B12205,DataInput!K12205,NA())","v":{"$error":"#N/A"}},null,null,"  ",null,null,null,null,false,null,null,{"$error":"#N/A"},{"$error":"#N/A"},{"$error":"#N/A"},{"$error":"#N/A"},{"$error":"#N/A"},{"$error":"#N/A"},{"$error":"#N/A"},{"$error":"#N/A"},{"$error":"#N/A"},{"$error":"#N/A"}]
[null,{"$f":"IF(DataInput!B12236=$B$8,IF($B$9=$B$10,TRUE,IF(DataInput!E12236=$B$9,TRUE,FALSE)))","v":false},null,null,{"$f":"IF(B12237=TRUE,DataInput!B12236,NA())","v":{"$error":"#N/A"}},{"$f":"IF($E12237=DataInput!$B12236,DataInput!C12236,NA())","v":{"$error":"#N/A"}},{"$f":"IF($E12237=DataInput!$B12236,DataInput!D12236,NA())","v":{"$error":"#N/A"}},{"$f":"IF($E12237=DataInput!$B12236,DataInput!E12236,NA())","v":{"$error":"#N/A"}},{"$f":"IF($E12237=DataInput!$B12236,DataInput!F12236,NA())","v":{"$error":"#N/A"}},{"$f":"IF($E12237=DataInput!$B12236,DataInput!G12236,NA())","v":{"$error":"#N/A"}},{"$f":"IF($E12237=DataInput!$B12236,DataInput!H12236,NA())","v":{"$error":"#N/A"}},{"$f":"IF($E12237=DataInput!$B12236,DataInput!I12236,NA())","v":{"$error":"#N/A"}},{"$f":"IF($E12237=DataInput!$B12236,DataInput!J12236,NA())","v":{"$error":"#N/A"}},{"$f":"IF($E12237=DataInput!$B12236,DataInput!K12236,NA())","v":{"$error":"#N/A"}},null,null,"  ",null,null,null,null,false,null,null,{"$error":"#N/A"},{"$error":"#N/A"},{"$error":"#N/A"},{"$error":"#N/A"},{"$error":"#N/A"},{"$error":"#N/A"},{"$error":"#N/A"},{"$error":"#N/A"},{"$error":"#N/A"},{"$error":"#N/A"}]
[null,{"$f":"IF(DataInput!B12250=$B$8,IF($B$9=$B$10,TRUE,IF(DataInput!E12250=$B$9,TRUE,FALSE)))","v":false},null,null,{"$f":"IF(B12251=TRUE,DataInput!B12250,NA())","v":{"$error":"#N/A"}},{"$f":"IF($E12251=DataInput!$B12250,DataInput!C12250,NA())","v":{"$error":"#N/A"}},{"$f":"IF($E12251=DataInput!$B12250,DataInput!D12250,NA())","v":{"$error":"#N/A"}},{"$f":"IF($E12251=DataInput!$B12250,DataInput!E12250,NA())","v":{"$error":"#N/A"}},{"$f":"IF($E12251=DataInput!$B12250,DataInput!F12250,NA())","v":{"$error":"#N/A"}},{"$f":"IF($E12251=DataInput!$B12250,DataInput!G12250,NA())","v":{"$error":"#N/A"}},{"$f":"IF($E12251=DataInput!$B12250,DataInput!H12250,NA())","v":{"$error":"#N/A"}},{"$f":"IF($E12251=DataInput!$B12250,DataInput!I12250,NA())","v":{"$error":"#N/A"}},{"$f":"IF($E12251=DataInput!$B12250,DataInput!J12250,NA())","v":{"$error":"#N/A"}},{"$f":"IF($E12251=DataInput!$B12250,DataInput!K12250,NA())","v":{"$error":"#N/A"}},null,null,"  ",null,null,null,null,false,null,null,{"$error":"#N/A"},{"$error":"#N/A"},{"$error":"#N/A"},{"$error":"#N/A"},{"$error":"#N/A"},{"$error":"#N/A"},{"$error":"#N/A"},{"$error":"#N/A"},{"$error":"#N/A"},{"$error":"#N/A"}]
[null,{"$f":"IF(DataInput!B12284=$B$8,IF($B$9=$B$10,TRUE,IF(DataInput!E12284=$B$9,TRUE,FALSE)))","v":false},null,null,{"$f":"IF(B12285=TRUE,DataInput!B12284,NA())","v":{"$error":"#N/A"}},{"$f":"IF($E12285=DataInput!$B12284,DataInput!C12284,NA())","v":{"$error":"#N/A"}},{"$f":"IF($E12285=DataInput!$B12284,DataInput!D12284,NA())","v":{"$error":"#N/A"}},{"$f":"IF($E12285=DataInput!$B12284,DataInput!E12284,NA())","v":{"$error":"#N/A"}},{"$f":"IF($E12285=DataInput!$B12284,DataInput!F12284,NA())","v":{"$error":"#N/A"}},{"$f":"IF($E12285=DataInput!$B12284,DataInput!G12284,NA())","v":{"$error":"#N/A"}},{"$f":"IF($E12285=DataInput!$B12284,DataInput!H12284,NA())","v":{"$error":"#N/A"}},{"$f":"IF($E12285=DataInput!$B12284,DataInput!I12284,NA())","v":{"$error":"#N/A"}},{"$f":"IF($E12285=DataInput!$B12284,DataInput!J12284,NA())","v":{"$error":"#N/A"}},{"$f":"IF($E12285=DataInput!$B12284,DataInput!K12284,NA())","v":{"$error":"#N/A"}},null,null,"  ",null,null,null,null,false,null,null,{"$error":"#N/A"},{"$f":"IF($V12285=TRUE,F12285,NA())","v":{"$error":"#N/A"}},{"$f":"IF($V12285=TRUE,G12285,NA())","v":{"$error":"#N/A"}},{"$f":"IF($V12285=TRUE,H12285,NA())","v":{"$error":"#N/A"}},{"$f":"IF($V12285=TRUE,I12285,NA())","v":{"$error":"#N/A"}},{"$f":"IF($V12285=TRUE,J12285,NA())","v":{"$error":"#N/A"}},{"$f":"IF($V12285=TRUE,K12285,NA())","v":{"$error":"#N/A"}},{"$f":"IF($V12285=TRUE,L12285,NA())","v":{"$error":"#N/A"}},{"$f":"IF($V12285=TRUE,M12285,NA())","v":{"$error":"#N/A"}},{"$f":"IF($V12285=TRUE,N12285,NA())","v":{"$error":"#N/A"}}]
[null,{"$f":"IF(DataInput!B12302=$B$8,IF($B$9=$B$10,TRUE,IF(DataInput!E12302=$B$9,TRUE,FALSE)))","v":false},null,null,{"$f":"IF(B12303=TRUE,DataInput!B12302,NA())","v":{"$error":"#N/A"}},{"$f":"IF($E12303=DataInput!$B12302,DataInput!C12302,NA())","v":{"$error":"#N/A"}},{"$f":"IF($E12303=DataInput!$B12302,DataInput!D12302,NA())","v":{"$error":"#N/A"}},{"$f":"IF($E12303=DataInput!$B12302,DataInput!E12302,NA())","v":{"$error":"#N/A"}},{"$f":"IF($E12303=DataInput!$B12302,DataInput!F12302,NA())","v":{"$error":"#N/A"}},{"$f":"IF($E12303=DataInput!$B12302,DataInput!G12302,NA())","v":{"$error":"#N/A"}},{"$f":"IF($E12303=DataInput!$B12302,DataInput!H12302,NA())","v":{"$error":"#N/A"}},{"$f":"IF($E12303=DataInput!$B12302,DataInput!I12302,NA())","v":{"$error":"#N/A"}},{"$f":"IF($E12303=DataInput!$B12302,DataInput!J12302,NA())","v":{"$error":"#N/A"}},{"$f":"IF($E12303=DataInput!$B12302,DataInput!K12302,NA())","v":{"$error":"#N/A"}},null,null,"  ",null,null,null,null,false,null,null,{"$error":"#N/A"},{"$error":"#N/A"},{"$error":"#N/A"},{"$error":"#N/A"},{"$error":"#N/A"},{"$error":"#N/A"},{"$error":"#N/A"},{"$error":"#N/A"},{"$error":"#N/A"},{"$error":"#N/A"}]
[null,{"$f":"IF(DataInput!B12333=$B$8,IF($B$9=$B$10,TRUE,IF(DataInput!E12333=$B$9,TRUE,FALSE)))","v":false},null,null,{"$f":"IF(B12334=TRUE,DataInput!B12333,NA())","v":{"$error":"#N/A"}},{"$f":"IF($E12334=DataInput!$B12333,DataInput!C12333,NA())","v":{"$error":"#N/A"}},{"$f":"IF($E12334=DataInput!$B12333,DataInput!D12333,NA())","v":{"$error":"#N/A"}},{"$f":"IF($E12334=DataInput!$B12333,DataInput!E12333,NA())","v":{"$error":"#N/A"}},{"$f":"IF($E12334=DataInput!$B12333,DataInput!F12333,NA())","v":{"$error":"#N/A"}},{"$f":"IF($E12334=DataInput!$B12333,DataInput!G12333,NA())","v":{"$error":"#N/A"}},{"$f":"IF($E12334=DataInput!$B12333,DataInput!H12333,NA())","v":{"$error":"#N/A"}},{"$f":"IF($E12334=DataInput!$B12333,DataInput!I12333,NA())","v":{"$error":"#N/A"}},{"$f":"IF($E12334=DataInput!$B12333,DataInput!J12333,NA())","v":{"$error":"#N/A"}},{"$f":"IF($E12334=DataInput!$B12333,DataInput!K12333,NA())","v":{"$error":"#N/A"}},null,null,"  ",null,null,null,null,false,null,null,{"$error":"#N/A"},{"$error":"#N/A"},{"$error":"#N/A"},{"$error":"#N/A"},{"$error":"#N/A"},{"$error":"#N/A"},{"$error":"#N/A"},{"$error":"#N/A"},{"$error":"#N/A"},{"$error":"#N/A"}]
[null,{"$f":"IF(DataInput!B12373=$B$8,IF($B$9=$B$10,TRUE,IF(DataInput!E12373=$B$9,TRUE,FALSE)))","v":false},null,null,{"$f":"IF(B12374=TRUE,DataInput!B12373,NA())","v":{"$error":"#N/A"}},{"$f":"IF($E12374=DataInput!$B12373,DataInput!C12373,NA())","v":{"$error":"#N/A"}},{"$f":"IF($E12374=DataInput!$B12373,DataInput!D12373,NA())","v":{"$error":"#N/A"}},{"$f":"IF($E12374=DataInput!$B12373,DataInput!E12373,NA())","v":{"$error":"#N/A"}},{"$f":"IF($E12374=DataInput!$B12373,DataInput!F12373,NA())","v":{"$error":"#N/A"}},{"$f":"IF($E12374=DataInput!$B12373,DataInput!G12373,NA())","v":{"$error":"#N/A"}},{"$f":"IF($E12374=DataInput!$B12373,DataInput!H12373,NA())","v":{"$error":"#N/A"}},{"$f":"IF($E12374=DataInput!$B12373,DataInput!I12373,NA())","v":{"$error":"#N/A"}},{"$f":"IF($E12374=DataInput!$B12373,DataInput!J12373,NA())","v":{"$error":"#N/A"}},{"$f":"IF($E12374=DataInput!$B12373,DataInput!K12373,NA())","v":{"$error":"#N/A"}},null,null,"  ",null,null,null,null,false,null,null,{"$error":"#N/A"},{"$error":"#N/A"},{"$error":"#N/A"},{"$error":"#N/A"},{"$error":"#N/A"},{"$error":"#N/A"},{"$error":"#N/A"},{"$error":"#N/A"},{"$error":"#N/A"},{"$error":"#N/A"}]
[null,{"$f":"IF(DataInput!B12410=$B$8,IF($B$9=$B$10,TRUE,IF(DataInput!E12410=$B$9,TRUE,FALSE)))","v":false},null,null,{"$f":"IF(B12411=TRUE,DataInput!B12410,NA())","v":{"$error":"#N/A"}},{"$f":"IF($E12411=DataInput!$B12410,DataInput!C12410,NA())","v":{"$error":"#N/A"}},{"$f":"IF($E12411=DataInput!$B12410,DataInput!D12410,NA())","v":{"$error":"#N/A"}},{"$f":"IF($E12411=DataInput!$B12410,DataInput!E12410,NA())","v":{"$error":"#N/A"}},{"$f":"IF($E12411=DataInput!$B12410,DataInput!F12410,NA())","v":{"$error":"#N/A"}},{"$f":"IF($E12411=DataInput!$B12410,DataInput!G12410,NA())","v":{"$error":"#N/A"}},{"$f":"IF($E12411=DataInput!$B12410,DataInput!H12410,NA())","v":{"$error":"#N/A"}},{"$f":"IF($E12411=DataInput!$B12410,DataInput!I12410,NA())","v":{"$error":"#N/A"}},{"$f":"IF($E12411=DataInput!$B12410,DataInput!J12410,NA())","v":{"$error":"#N/A"}},{"$f":"IF($E12411=DataInput!$B12410,DataInput!K12410,NA())","v":{"$error":"#N/A"}},null,null,"  ",null,null,null,null,false,null,null,{"$error":"#N/A"},{"$error":"#N/A"},{"$error":"#N/A"},{"$error":"#N/A"},{"$error":"#N/A"},{"$error":"#N/A"},{"$error":"#N/A"},{"$error":"#N/A"},{"$error":"#N/A"},{"$error":"#N/A"}]
[null,{"$f":"IF(DataInput!B12441=$B$8,IF($B$9=$B$10,TRUE,IF(DataInput!E12441=$B$9,TRUE,FALSE)))","v":false},null,null,{"$f":"IF(B12442=TRUE,DataInput!B12441,NA())","v":{"$error":"#N/A"}},{"$f":"IF($E12442=DataInput!$B12441,DataInput!C12441,NA())","v":{"$error":"#N/A"}},{"$f":"IF($E12442=DataInput!$B12441,DataInput!D12441,NA())","v":{"$error":"#N/A"}},{"$f":"IF($E12442=DataInput!$B12441,DataInput!E12441,NA())","v":{"$error":"#N/A"}},{"$f":"IF($E12442=DataInput!$B12441,DataInput!F12441,NA())","v":{"$error":"#N/A"}},{"$f":"IF($E12442=DataInput!$B12441,DataInput!G12441,NA())","v":{"$error":"#N/A"}},{"$f":"IF($E12442=DataInput!$B12441,DataInput!H12441,NA())","v":{"$error":"#N/A"}},{"$f":"IF($E12442=DataInput!$B12441,DataInput!I12441,NA())","v":{"$error":"#N/A"}},{"$f":"IF($E12442=DataInput!$B12441,DataInput!J12441,NA())","v":{"$error":"#N/A"}},{"$f":"IF($E12442=DataInput!$B12441,DataInput!K12441,NA())","v":{"$error":"#N/A"}},null,null,"  ",null,null,null,null,false,null,null,{"$error":"#N/A"},{"$error":"#N/A"},{"$error":"#N/A"},{"$error":"#N/A"},{"$error":"#N/A"},{"$error":"#N/A"},{"$error":"#N/A"},{"$error":"#N/A"},{"$error":"#N/A"},{"$error":"#N/A"}]
[null,{"$f":"IF(DataInput!B12459=$B$8,IF($B$9=$B$10,TRUE,IF(DataInput!E12459=$B$9,TRUE,FALSE)))","v":false},null,null,{"$f":"IF(B12460=TRUE,DataInput!B12459,NA())","v":{"$error":"#N/A"}},{"$f":"IF($E12460=DataInput!$B12459,DataInput!C12459,NA())","v":{"$error":"#N/A"}},{"$f":"IF($E12460=DataInput!$B12459,DataInput!D12459,NA())","v":{"$error":"#N/A"}},{"$f":"IF($E12460=DataInput!$B12459,DataInput!E12459,NA())","v":{"$error":"#N/A"}},{"$f":"IF($E12460=DataInput!$B12459,DataInput!F12459,NA())","v":{"$error":"#N/A"}},{"$f":"IF($E12460=DataInput!$B12459,DataInput!G12459,NA())","v":{"$error":"#N/A"}},{"$f":"IF($E12460=DataInput!$B12459,DataInput!H12459,NA())","v":{"$error":"#N/A"}},{"$f":"IF($E12460=DataInput!$B12459,DataInput!I12459,NA())","v":{"$error":"#N/A"}},{"$f":"IF($E12460=DataInput!$B12459,DataInput!J12459,NA())","v":{"$error":"#N/A"}},{"$f":"IF($E12460=DataInput!$B12459,DataInput!K12459,NA())","v":{"$error":"#N/A"}},null,null,"  ",null,null,null,null,false,null,null,{"$error":"#N/A"},{"$error":"#N/A"},{"$error":"#N/A"},{"$error":"#N/A"},{"$error":"#N/A"},{"$error":"#N/A"},{"$error":"#N/A"},{"$error":"#N/A"},{"$error":"#N/A"},{"$error":"#N/A"}]
[null,{"$f":"IF(DataInput!B12472=$B$8,IF($B$9=$B$10,TRUE,IF(DataInput!E12472=$B$9,TRUE,FALSE)))","v":false},null,null,{"$f":"IF(B12473=TRUE,DataInput!B12472,NA())","v":{"$error":"#N/A"}},{"$f":"IF($E12473=DataInput!$B12472,DataInput!C12472,NA())","v":{"$error":"#N/A"}},{"$f":"IF($E12473=DataInput!$B12472,DataInput!D12472,NA())","v":{"$error":"#N/A"}},{"$f":"IF($E12473=DataInput!$B12472,DataInput!E12472,NA())","v":{"$error":"#N/A"}},{"$f":"IF($E12473=DataInput!$B12472,DataInput!F12472,NA())","v":{"$error":"#N/A"}},{"$f":"IF($E12473=DataInput!$B12472,DataInput!G12472,NA())","v":{"$error":"#N/A"}},{"$f":"IF($E12473=DataInput!$B12472,DataInput!H12472,NA())","v":{"$error":"#N/A"}},{"$f":"IF($E12473=DataInput!$B12472,DataInput!I12472,NA())","v":{"$error":"#N/A"}},{"$f":"IF($E12473=DataInput!$B12472,DataInput!J12472,NA())","v":{"$error":"#N/A"}},{"$f":"IF($E12473=DataInput!$B12472,DataInput!K12472,NA())","v":{"$error":"#N/A"}},null,null,"  ",null,null,null,null,false,null,null,{"$error":"#N/A"},{"$error":"#N/A"},{"$error":"#N/A"},{"$error":"#N/A"},{"$error":"#N/A"},{"$error":"#N/A"},{"$error":"#N/A"},{"$error":"#N/A"},{"$error":"#N/A"},{"$error":"#N/A"}]
[null,{"$f":"IF(DataInput!B12520=$B$8,IF($B$9=$B$10,TRUE,IF(DataInput!E12520=$B$9,TRUE,FALSE)))","v":false},null,null,{"$f":"IF(B12521=TRUE,DataInput!B12520,NA())","v":{"$error":"#N/A"}},{"$f":"IF($E12521=DataInput!$B12520,DataInput!C12520,NA())","v":{"$error":"#N/A"}},{"$f":"IF($E12521=DataInput!$B12520,DataInput!D12520,NA())","v":{"$error":"#N/A"}},{"$f":"IF($E12521=DataInput!$B12520,DataInput!E12520,NA())","v":{"$error":"#N/A"}},{"$f":"IF($E12521=DataInput!$B12520,DataInput!F12520,NA())","v":{"$error":"#N/A"}},{"$f":"IF($E12521=DataInput!$B12520,DataInput!G12520,NA())","v":{"$error":"#N/A"}},{"$f":"IF($E12521=DataInput!$B12520,DataInput!H12520,NA())","v":{"$error":"#N/A"}},{"$f":"IF($E12521=DataInput!$B12520,DataInput!I12520,NA())","v":{"$error":"#N/A"}},{"$f":"IF($E12521=DataInput!$B12520,DataInput!J12520,NA())","v":{"$error":"#N/A"}},{"$f":"IF($E12521=DataInput!$B12520,DataInput!K12520,NA())","v":{"$error":"#N/A"}},null,null,"  ",null,null,null,null,false,null,null,{"$error":"#N/A"},{"$error":"#N/A"},{"$error":"#N/A"},{"$error":"#N/A"},{"$error":"#N/A"},{"$error":"#N/A"},{"$error":"#N/A"},{"$error":"#N/A"},{"$error":"#N/A"},{"$error":"#N/A"}]
[null,{"$f":"IF(DataInput!B12538=$B$8,IF($B$9=$B$10,TRUE,IF(DataInput!E12538=$B$9,TRUE,FALSE)))","v":false},null,null,{"$f":"IF(B12539=TRUE,DataInput!B12538,NA())","v":{"$error":"#N/A"}},{"$f":"IF($E12539=DataInput!$B12538,DataInput!C12538,NA())","v":{"$error":"#N/A"}},{"$f":"IF($E12539=DataInput!$B12538,DataInput!D12538,NA())","v":{"$error":"#N/A"}},{"$f":"IF($E12539=DataInput!$B12538,DataInput!E12538,NA())","v":{"$error":"#N/A"}},{"$f":"IF($E12539=DataInput!$B12538,DataInput!F12538,NA())","v":{"$error":"#N/A"}},{"$f":"IF($E12539=DataInput!$B12538,DataInput!G12538,NA())","v":{"$error":"#N/A"}},{"$f":"IF($E12539=DataInput!$B12538,DataInput!H12538,NA())","v":{"$error":"#N/A"}},{"$f":"IF($E12539=DataInput!$B12538,DataInput!I12538,NA())","v":{"$error":"#N/A"}},{"$f":"IF($E12539=DataInput!$B12538,DataInput!J12538,NA())","v":{"$error":"#N/A"}},{"$f":"IF($E12539=DataInput!$B12538,DataInput!K12538,NA())","v":{"$error":"#N/A"}},null,null,"  ",null,null,null,null,false,null,null,{"$error":"#N/A"},{"$error":"#N/A"},{"$error":"#N/A"},{"$error":"#N/A"},{"$error":"#N/A"},{"$error":"#N/A"},{"$error":"#N/A"},{"$error":"#N/A"},{"$error":"#N/A"},{"$error":"#N/A"}]
[null,{"$f":"IF(DataInput!B12569=$B$8,IF($B$9=$B$10,TRUE,IF(DataInput!E12569=$B$9,TRUE,FALSE)))","v":false},null,null,{"$f":"IF(B12570=TRUE,DataInput!B12569,NA())","v":{"$error":"#N/A"}},{"$f":"IF($E12570=DataInput!$B12569,DataInput!C12569,NA())","v":{"$error":"#N/A"}},{"$f":"IF($E12570=DataInput!$B12569,DataInput!D12569,NA())","v":{"$error":"#N/A"}},{"$f":"IF($E12570=DataInput!$B12569,DataInput!E12569,NA())","v":{"$error":"#N/A"}},{"$f":"IF($E12570=DataInput!$B12569,DataInput!F12569,NA())","v":{"$error":"#N/A"}},{"$f":"IF($E12570=DataInput!$B12569,DataInput!G12569,NA())","v":{"$error":"#N/A"}},{"$f":"IF($E12570=DataInput!$B12569,DataInput!H12569,NA())","v":{"$error":"#N/A"}},{"$f":"IF($E12570=DataInput!$B12569,DataInput!I12569,NA())","v":{"$error":"#N/A"}},{"$f":"IF($E12570=DataInput!$B12569,DataInput!J12569,NA())","v":{"$error":"#N/A"}},{"$f":"IF($E12570=DataInput!$B12569,DataInput!K12569,NA())","v":{"$error":"#N/A"}},null,null,"  ",null,null,null,null,false,null,null,{"$error":"#N/A"},{"$error":"#N/A"},{"$error":"#N/A"},{"$error":"#N/A"},{"$error":"#N/A"},{"$error":"#N/A"},{"$error":"#N/A"},{"$error":"#N/A"},{"$error":"#N/A"},{"$error":"#N/A"}]
[null,{"$f":"IF(DataInput!B12595=$B$8,IF($B$9=$B$10,TRUE,IF(DataInput!E12595=$B$9,TRUE,FALSE)))","v":false},null,null,{"$f":"IF(B12596=TRUE,DataInput!B12595,NA())","v":{"$error":"#N/A"}},{"$f":"IF($E12596=DataInput!$B12595,DataInput!C12595,NA())","v":{"$error":"#N/A"}},{"$f":"IF($E12596=DataInput!$B12595,DataInput!D12595,NA())","v":{"$error":"#N/A"}},{"$f":"IF($E12596=DataInput!$B12595,DataInput!E12595,NA())","v":{"$error":"#N/A"}},{"$f":"IF($E12596=DataInput!$B12595,DataInput!F12595,NA())","v":{"$error":"#N/A"}},{"$f":"IF($E12596=DataInput!$B12595,DataInput!G12595,NA())","v":{"$error":"#N/A"}},{"$f":"IF($E12596=DataInput!$B12595,DataInput!H12595,NA())","v":{"$error":"#N/A"}},{"$f":"IF($E12596=DataInput!$B12595,DataInput!I12595,NA())","v":{"$error":"#N/A"}},{"$f":"IF($E12596=DataInput!$B12595,DataInput!J12595,NA())","v":{"$error":"#N/A"}},{"$f":"IF($E12596=DataInput!$B12595,DataInput!K12595,NA())","v":{"$error":"#N/A"}},null,null,"  ",null,null,null,null,false,null,null,{"$error":"#N/A"},{"$error":"#N/A"},{"$error":"#N/A"},{"$error":"#N/A"},{"$error":"#N/A"},{"$error":"#N/A"},{"$error":"#N/A"},{"$error":"#N/A"},{"$error":"#N/A"},{"$error":"#N/A"}]
[null,{"$f":"IF(DataInput!B12617=$B$8,IF($B$9=$B$10,TRUE,IF(DataInput!E12617=$B$9,TRUE,FALSE)))","v":false},null,null,{"$f":"IF(B12618=TRUE,DataInput!B12617,NA())","v":{"$error":"#N/A"}},{"$f":"IF($E12618=DataInput!$B12617,DataInput!C12617,NA())","v":{"$error":"#N/A"}},{"$f":"IF($E12618=DataInput!$B12617,DataInput!D12617,NA())","v":{"$error":"#N/A"}},{"$f":"IF($E12618=DataInput!$B12617,DataInput!E12617,NA())","v":{"$error":"#N/A"}},{"$f":"IF($E12618=DataInput!$B12617,DataInput!F12617,NA())","v":{"$error":"#N/A"}},{"$f":"IF($E12618=DataInput!$B12617,DataInput!G12617,NA())","v":{"$error":"#N/A"}},{"$f":"IF($E12618=DataInput!$B12617,DataInput!H12617,NA())","v":{"$error":"#N/A"}},{"$f":"IF($E12618=DataInput!$B12617,DataInput!I12617,NA())","v":{"$error":"#N/A"}},{"$f":"IF($E12618=DataInput!$B12617,DataInput!J12617,NA())","v":{"$error":"#N/A"}},{"$f":"IF($E12618=DataInput!$B12617,DataInput!K12617,NA())","v":{"$error":"#N/A"}},null,null,"  ",null,null,null,null,false,null,null,{"$error":"#N/A"},{"$error":"#N/A"},{"$error":"#N/A"},{"$error":"#N/A"},{"$error":"#N/A"},{"$error":"#N/A"},{"$error":"#N/A"},{"$error":"#N/A"},{"$error":"#N/A"},{"$error":"#N/A"}]
[null,{"$f":"IF(DataInput!B12648=$B$8,IF($B$9=$B$10,TRUE,IF(DataInput!E12648=$B$9,TRUE,FALSE)))","v":false},null,null,{"$f":"IF(B12649=TRUE,DataInput!B12648,NA())","v":{"$error":"#N/A"}},{"$f":"IF($E12649=DataInput!$B12648,DataInput!C12648,NA())","v":{"$error":"#N/A"}},{"$f":"IF($E12649=DataInput!$B12648,DataInput!D12648,NA())","v":{"$error":"#N/A"}},{"$f":"IF($E12649=DataInput!$B12648,DataInput!E12648,NA())","v":{"$error":"#N/A"}},{"$f":"IF($E12649=DataInput!$B12648,DataInput!F12648,NA())","v":{"$error":"#N/A"}},{"$f":"IF($E12649=DataInput!$B12648,DataInput!G12648,NA())","v":{"$error":"#N/A"}},{"$f":"IF($E12649=DataInput!$B12648,DataInput!H12648,NA())","v":{"$error":"#N/A"}},{"$f":"IF($E12649=DataInput!$B12648,DataInput!I12648,NA())","v":{"$error":"#N/A"}},{"$f":"IF($E12649=DataInput!$B12648,DataInput!J12648,NA())","v":{"$error":"#N/A"}},{"$f":"IF($E12649=DataInput!$B12648,DataInput!K12648,NA())","v":{"$error":"#N/A"}},null,null,"  ",null,null,null,null,false,null,null,{"$error":"#N/A"},{"$error":"#N/A"},{"$error":"#N/A"},{"$error":"#N/A"},{"$error":"#N/A"},{"$error":"#N/A"},{"$error":"#N/A"},{"$error":"#N/A"},{"$error":"#N/A"},{"$error":"#N/A"}]
[null,{"$f":"IF(DataInput!B12695=$B$8,IF($B$9=$B$10,TRUE,IF(DataInput!E12695=$B$9,TRUE,FALSE)))","v":false},null,null,{"$f":"IF(B12696=TRUE,DataInput!B12695,NA())","v":{"$error":"#N/A"}},{"$f":"IF($E12696=DataInput!$B12695,DataInput!C12695,NA())","v":{"$error":"#N/A"}},{"$f":"IF($E12696=DataInput!$B12695,DataInput!D12695,NA())","v":{"$error":"#N/A"}},{"$f":"IF($E12696=DataInput!$B12695,DataInput!E12695,NA())","v":{"$error":"#N/A"}},{"$f":"IF($E12696=DataInput!$B12695,DataInput!F12695,NA())","v":{"$error":"#N/A"}},{"$f":"IF($E12696=DataInput!$B12695,DataInput!G12695,NA())","v":{"$error":"#N/A"}},{"$f":"IF($E12696=DataInput!$B12695,DataInput!H12695,NA())","v":{"$error":"#N/A"}},{"$f":"IF($E12696=DataInput!$B12695,DataInput!I12695,NA())","v":{"$error":"#N/A"}},{"$f":"IF($E12696=DataInput!$B12695,DataInput!J12695,NA())","v":{"$error":"#N/A"}},{"$f":"IF($E12696=DataInput!$B12695,DataInput!K12695,NA())","v":{"$error":"#N/A"}},null,null,"  ",null,null,null,null,false,null,null,{"$error":"#N/A"},{"$error":"#N/A"},{"$error":"#N/A"},{"$error":"#N/A"},{"$error":"#N/A"},{"$error":"#N/A"},{"$error":"#N/A"},{"$error":"#N/A"},{"$error":"#N/A"},{"$error":"#N/A"}]
[null,{"$f":"IF(DataInput!B12722=$B$8,IF($B$9=$B$10,TRUE,IF(DataInput!E12722=$B$9,TRUE,FALSE)))","v":false},null,null,{"$f":"IF(B12723=TRUE,DataInput!B12722,NA())","v":{"$error":"#N/A"}},{"$f":"IF($E12723=DataInput!$B12722,DataInput!C12722,NA())","v":{"$error":"#N/A"}},{"$f":"IF($E12723=DataInput!$B12722,DataInput!D12722,NA())","v":{"$error":"#N/A"}},{"$f":"IF($E12723=DataInput!$B12722,DataInput!E12722,NA())","v":{"$error":"#N/A"}},{"$f":"IF($E12723=DataInput!$B12722,DataInput!F12722,NA())","v":{"$error":"#N/A"}},{"$f":"IF($E12723=DataInput!$B12722,DataInput!G12722,NA())","v":{"$error":"#N/A"}},{"$f":"IF($E12723=DataInput!$B12722,DataInput!H12722,NA())","v":{"$error":"#N/A"}},{"$f":"IF($E12723=DataInput!$B12722,DataInput!I12722,NA())","v":{"$error":"#N/A"}},{"$f":"IF($E12723=DataInput!$B12722,DataInput!J12722,NA())","v":{"$error":"#N/A"}},{"$f":"IF($E12723=DataInput!$B12722,DataInput!K12722,NA())","v":{"$error":"#N/A"}},null,null,"  ",null,null,null,null,false,null,null,{"$error":"#N/A"},{"$error":"#N/A"},{"$error":"#N/A"},{"$error":"#N/A"},{"$error":"#N/A"},{"$error":"#N/A"},{"$error":"#N/A"},{"$error":"#N/A"},{"$error":"#N/A"},{"$error":"#N/A"}]
[null,{"$f":"IF(DataInput!B12756=$B$8,IF($B$9=$B$10,TRUE,IF(DataInput!E12756=$B$9,TRUE,FALSE)))","v":false},null,null,{"$f":"IF(B12757=TRUE,DataInput!B12756,NA())","v":{"$error":"#N/A"}},{"$f":"IF($E12757=DataInput!$B12756,DataInput!C12756,NA())","v":{"$error":"#N/A"}},{"$f":"IF($E12757=DataInput!$B12756,DataInput!D12756,NA())","v":{"$error":"#N/A"}},{"$f":"IF($E12757=DataInput!$B12756,DataInput!E12756,NA())","v":{"$error":"#N/A"}},{"$f":"IF($E12757=DataInput!$B12756,DataInput!F12756,NA())","v":{"$error":"#N/A"}},{"$f":"IF($E12757=DataInput!$B12756,DataInput!G12756,NA())","v":{"$error":"#N/A"}},{"$f":"IF($E12757=DataInput!$B12756,DataInput!H12756,NA())","v":{"$error":"#N/A"}},{"$f":"IF($E12757=DataInput!$B12756,DataInput!I12756,NA())","v":{"$error":"#N/A"}},{"$f":"IF($E12757=DataInput!$B12756,DataInput!J12756,NA())","v":{"$error":"#N/A"}},{"$f":"IF($E12757=DataInput!$B12756,DataInput!K12756,NA())","v":{"$error":"#N/A"}},null,null,"  ",null,null,null,null,false,null,null,{"$error":"#N/A"},{"$error":"#N/A"},{"$error":"#N/A"},{"$error":"#N/A"},{"$error":"#N/A"},{"$error":"#N/A"},{"$error":"#N/A"},{"$error":"#N/A"},{"$error":"#N/A"},{"$error":"#N/A"}]
[null,{"$f":"IF(DataInput!B12774=$B$8,IF($B$9=$B$10,TRUE,IF(DataInput!E12774=$B$9,TRUE,FALSE)))","v":false},null,null,{"$f":"IF(B12775=TRUE,DataInput!B12774,NA())","v":{"$error":"#N/A"}},{"$f":"IF($E12775=DataInput!$B12774,DataInput!C12774,NA())","v":{"$error":"#N/A"}},{"$f":"IF($E12775=DataInput!$B12774,DataInput!D12774,NA())","v":{"$error":"#N/A"}},{"$f":"IF($E12775=DataInput!$B12774,DataInput!E12774,NA())","v":{"$error":"#N/A"}},{"$f":"IF($E12775=DataInput!$B12774,DataInput!F12774,NA())","v":{"$error":"#N/A"}},{"$f":"IF($E12775=DataInput!$B12774,DataInput!G12774,NA())","v":{"$error":"#N/A"}},{"$f":"IF($E12775=DataInput!$B12774,DataInput!H12774,NA())","v":{"$error":"#N/A"}},{"$f":"IF($E12775=DataInput!$B12774,DataInput!I12774,NA())","v":{"$error":"#N/A"}},{"$f":"IF($E12775=DataInput!$B12774,DataInput!J12774,NA())","v":{"$error":"#N/A"}},{"$f":"IF($E12775=DataInput!$B12774,DataInput!K12774,NA())","v":{"$error":"#N/A"}},null,null,"  ",null,null,null,null,false,null,null,{"$error":"#N/A"},{"$error":"#N/A"},{"$error":"#N/A"},{"$error":"#N/A"},{"$error":"#N/A"},{"$error":"#N/A"},{"$error":"#N/A"},{"$error":"#N/A"},{"$error":"#N/A"},{"$error":"#N/A"}]
[null,{"$f":"IF(DataInput!B12805=$B$8,IF($B$9=$B$10,TRUE,IF(DataInput!E12805=$B$9,TRUE,FALSE)))","v":false},null,null,{"$f":"IF(B12806=TRUE,DataInput!B12805,NA())","v":{"$error":"#N/A"}},{"$f":"IF($E12806=DataInput!$B12805,DataInput!C12805,NA())","v":{"$error":"#N/A"}},{"$f":"IF($E12806=DataInput!$B12805,DataInput!D12805,NA())","v":{"$error":"#N/A"}},{"$f":"IF($E12806=DataInput!$B12805,DataInput!E12805,NA())","v":{"$error":"#N/A"}},{"$f":"IF($E12806=DataInput!$B12805,DataInput!F12805,NA())","v":{"$error":"#N/A"}},{"$f":"IF($E12806=DataInput!$B12805,DataInput!G12805,NA())","v":{"$error":"#N/A"}},{"$f":"IF($E12806=DataInput!$B12805,DataInput!H12805,NA())","v":{"$error":"#N/A"}},{"$f":"IF($E12806=DataInput!$B12805,DataInput!I12805,NA())","v":{"$error":"#N/A"}},{"$f":"IF($E12806=DataInput!$B12805,DataInput!J12805,NA())","v":{"$error":"#N/A"}},{"$f":"IF($E12806=DataInput!$B12805,DataInput!K12805,NA())","v":{"$error":"#N/A"}},null,null,"  ",null,null,null,null,false,null,null,{"$error":"#N/A"},{"$error":"#N/A"},{"$error":"#N/A"},{"$error":"#N/A"},{"$error":"#N/A"},{"$error":"#N/A"},{"$error":"#N/A"},{"$error":"#N/A"},{"$error":"#N/A"},{"$error":"#N/A"}]
[null,{"$f":"IF(DataInput!B12817=$B$8,IF($B$9=$B$10,TRUE,IF(DataInput!E12817=$B$9,TRUE,FALSE)))","v":false},null,null,{"$f":"IF(B12818=TRUE,DataInput!B12817,NA())","v":{"$error":"#N/A"}},{"$f":"IF($E12818=DataInput!$B12817,DataInput!C12817,NA())","v":{"$error":"#N/A"}},{"$f":"IF($E12818=DataInput!$B12817,DataInput!D12817,NA())","v":{"$error":"#N/A"}},{"$f":"IF($E12818=DataInput!$B12817,DataInput!E12817,NA())","v":{"$error":"#N/A"}},{"$f":"IF($E12818=DataInput!$B12817,DataInput!F12817,NA())","v":{"$error":"#N/A"}},{"$f":"IF($E12818=DataInput!$B12817,DataInput!G12817,NA())","v":{"$error":"#N/A"}},{"$f":"IF($E12818=DataInput!$B12817,DataInput!H12817,NA())","v":{"$error":"#N/A"}},{"$f":"IF($E12818=DataInput!$B12817,DataInput!I12817,NA())","v":{"$error":"#N/A"}},{"$f":"IF($E12818=DataInput!$B12817,DataInput!J12817,NA())","v":{"$error":"#N/A"}},{"$f":"IF($E12818=DataInput!$B12817,DataInput!K12817,NA())","v":{"$error":"#N/A"}},null,null,"  ",null,null,null,null,false,null,null,{"$error":"#N/A"},{"$error":"#N/A"},{"$error":"#N/A"},{"$error":"#N/A"},{"$error":"#N/A"},{"$error":"#N/A"},{"$error":"#N/A"},{"$error":"#N/A"},{"$error":"#N/A"},{"$error":"#N/A"}]
[null,{"$f":"IF(DataInput!B12853=$B$8,IF($B$9=$B$10,TRUE,IF(DataInput!E12853=$B$9,TRUE,FALSE)))","v":false},null,null,{"$f":"IF(B12854=TRUE,DataInput!B12853,NA())","v":{"$error":"#N/A"}},{"$f":"IF($E12854=DataInput!$B12853,DataInput!C12853,NA())","v":{"$error":"#N/A"}},{"$f":"IF($E12854=DataInput!$B12853,DataInput!D12853,NA())","v":{"$error":"#N/A"}},{"$f":"IF($E12854=DataInput!$B12853,DataInput!E12853,NA())","v":{"$error":"#N/A"}},{"$f":"IF($E12854=DataInput!$B12853,DataInput!F12853,NA())","v":{"$error":"#N/A"}},{"$f":"IF($E12854=DataInput!$B12853,DataInput!G12853,NA())","v":{"$error":"#N/A"}},{"$f":"IF($E12854=DataInput!$B12853,DataInput!H12853,NA())","v":{"$error":"#N/A"}},{"$f":"IF($E12854=DataInput!$B12853,DataInput!I12853,NA())","v":{"$error":"#N/A"}},{"$f":"IF($E12854=DataInput!$B12853,DataInput!J12853,NA())","v":{"$error":"#N/A"}},{"$f":"IF($E12854=DataInput!$B12853,DataInput!K12853,NA())","v":{"$error":"#N/A"}},null,null,"  ",null,null,null,null,false,null,null,{"$error":"#N/A"},{"$error":"#N/A"},{"$error":"#N/A"},{"$error":"#N/A"},{"$error":"#N/A"},{"$error":"#N/A"},{"$error":"#N/A"},{"$error":"#N/A"},{"$error":"#N/A"},{"$error":"#N/A"}]
[null,{"$f":"IF(DataInput!B12884=$B$8,IF($B$9=$B$10,TRUE,IF(DataInput!E12884=$B$9,TRUE,FALSE)))","v":false},null,null,{"$f":"IF(B12885=TRUE,DataInput!B12884,NA())","v":{"$error":"#N/A"}},{"$f":"IF($E12885=DataInput!$B12884,DataInput!C12884,NA())","v":{"$error":"#N/A"}},{"$f":"IF($E12885=DataInput!$B12884,DataInput!D12884,NA())","v":{"$error":"#N/A"}},{"$f":"IF($E12885=DataInput!$B12884,DataInput!E12884,NA())","v":{"$error":"#N/A"}},{"$f":"IF($E12885=DataInput!$B12884,DataInput!F12884,NA())","v":{"$error":"#N/A"}},{"$f":"IF($E12885=DataInput!$B12884,DataInput!G12884,NA())","v":{"$error":"#N/A"}},{"$f":"IF($E12885=DataInput!$B12884,DataInput!H12884,NA())","v":{"$error":"#N/A"}},{"$f":"IF($E12885=DataInput!$B12884,DataInput!I12884,NA())","v":{"$error":"#N/A"}},{"$f":"IF($E12885=DataInput!$B12884,DataInput!J12884,NA())","v":{"$error":"#N/A"}},{"$f":"IF($E12885=DataInput!$B12884,DataInput!K12884,NA())","v":{"$error":"#N/A"}},null,null,"  ",null,null,null,null,false,null,null,{"$error":"#N/A"},{"$error":"#N/A"},{"$error":"#N/A"},{"$error":"#N/A"},{"$error":"#N/A"},{"$error":"#N/A"},{"$error":"#N/A"},{"$error":"#N/A"},{"$error":"#N/A"},{"$error":"#N/A"}]
[null,{"$f":"IF(DataInput!B12931=$B$8,IF($B$9=$B$10,TRUE,IF(DataInput!E12931=$B$9,TRUE,FALSE)))","v":false},null,null,{"$f":"IF(B12932=TRUE,DataInput!B12931,NA())","v":{"$error":"#N/A"}},{"$f":"IF($E12932=DataInput!$B12931,DataInput!C12931,NA())","v":{"$error":"#N/A"}},{"$f":"IF($E12932=DataInput!$B12931,DataInput!D12931,NA())","v":{"$error":"#N/A"}},{"$f":"IF($E12932=DataInput!$B12931,DataInput!E12931,NA())","v":{"$error":"#N/A"}},{"$f":"IF($E12932=DataInput!$B12931,DataInput!F12931,NA())","v":{"$error":"#N/A"}},{"$f":"IF($E12932=DataInput!$B12931,DataInput!G12931,NA())","v":{"$error":"#N/A"}},{"$f":"IF($E12932=DataInput!$B12931,DataInput!H12931,NA())","v":{"$error":"#N/A"}},{"$f":"IF($E12932=DataInput!$B12931,DataInput!I12931,NA())","v":{"$error":"#N/A"}},{"$f":"IF($E12932=DataInput!$B12931,DataInput!J12931,NA())","v":{"$error":"#N/A"}},{"$f":"IF($E12932=DataInput!$B12931,DataInput!K12931,NA())","v":{"$error":"#N/A"}},null,null,"  ",null,null,null,null,false,null,null,{"$error":"#N/A"},{"$error":"#N/A"},{"$error":"#N/A"},{"$error":"#N/A"},{"$error":"#N/A"},{"$error":"#N/A"},{"$error":"#N/A"},{"$error":"#N/A"},{"$error":"#N/A"},{"$error":"#N/A"}]
[null,{"$f":"IF(DataInput!B12944=$B$8,IF($B$9=$B$10,TRUE,IF(DataInput!E12944=$B$9,TRUE,FALSE)))","v":false},null,null,{"$f":"IF(B12945=TRUE,DataInput!B12944,NA())","v":{"$error":"#N/A"}},{"$f":"IF($E12945=DataInput!$B12944,DataInput!C12944,NA())","v":{"$error":"#N/A"}},{"$f":"IF($E12945=DataInput!$B12944,DataInput!D12944,NA())","v":{"$error":"#N/A"}},{"$f":"IF($E12945=DataInput!$B12944,DataInput!E12944,NA())","v":{"$error":"#N/A"}},{"$f":"IF($E12945=DataInput!$B12944,DataInput!F12944,NA())","v":{"$error":"#N/A"}},{"$f":"IF($E12945=DataInput!$B12944,DataInput!G12944,NA())","v":{"$error":"#N/A"}},{"$f":"IF($E12945=DataInput!$B12944,DataInput!H12944,NA())","v":{"$error":"#N/A"}},{"$f":"IF($E12945=DataInput!$B12944,DataInput!I12944,NA())","v":{"$error":"#N/A"}},{"$f":"IF($E12945=DataInput!$B12944,DataInput!J12944,NA())","v":{"$error":"#N/A"}},{"$f":"IF($E12945=DataInput!$B12944,DataInput!K12944,NA())","v":{"$error":"#N/A"}},null,null,"  ",null,null,null,null,false,null,null,{"$error":"#N/A"},{"$error":"#N/A"},{"$error":"#N/A"},{"$error":"#N/A"},{"$error":"#N/A"},{"$error":"#N/A"},{"$error":"#N/A"},{"$error":"#N/A"},{"$error":"#N/A"},{"$error":"#N/A"}]
[null,{"$f":"IF(DataInput!B12963=$B$8,IF($B$9=$B$10,TRUE,IF(DataInput!E12963=$B$9,TRUE,FALSE)))","v":false},null,null,{"$f":"IF(B12964=TRUE,DataInput!B12963,NA())","v":{"$error":"#N/A"}},{"$f":"IF($E12964=DataInput!$B12963,DataInput!C12963,NA())","v":{"$error":"#N/A"}},{"$f":"IF($E12964=DataInput!$B12963,DataInput!D12963,NA())","v":{"$error":"#N/A"}},{"$f":"IF($E12964=DataInput!$B12963,DataInput!E12963,NA())","v":{"$error":"#N/A"}},{"$f":"IF($E12964=DataInput!$B12963,DataInput!F12963,NA())","v":{"$error":"#N/A"}},{"$f":"IF($E12964=DataInput!$B12963,DataInput!G12963,NA())","v":{"$error":"#N/A"}},{"$f":"IF($E12964=DataInput!$B12963,DataInput!H12963,NA())","v":{"$error":"#N/A"}},{"$f":"IF($E12964=DataInput!$B12963,DataInput!I12963,NA())","v":{"$error":"#N/A"}},{"$f":"IF($E12964=DataInput!$B12963,DataInput!J12963,NA())","v":{"$error":"#N/A"}},{"$f":"IF($E12964=DataInput!$B12963,DataInput!K12963,NA())","v":{"$error":"#N/A"}},null,null,"  ",null,null,null,null,false,null,null,{"$error":"#N/A"},{"$error":"#N/A"},{"$error":"#N/A"},{"$error":"#N/A"},{"$error":"#N/A"},{"$error":"#N/A"},{"$error":"#N/A"},{"$error":"#N/A"},{"$error":"#N/A"},{"$error":"#N/A"}]
[null,{"$f":"IF(DataInput!B13010=$B$8,IF($B$9=$B$10,TRUE,IF(DataInput!E13010=$B$9,TRUE,FALSE)))","v":false},null,null,{"$f":"IF(B13011=TRUE,DataInput!B13010,NA())","v":{"$error":"#N/A"}},{"$f":"IF($E13011=DataInput!$B13010,DataInput!C13010,NA())","v":{"$error":"#N/A"}},{"$f":"IF($E13011=DataInput!$B13010,DataInput!D13010,NA())","v":{"$error":"#N/A"}},{"$f":"IF($E13011=DataInput!$B13010,DataInput!E13010,NA())","v":{"$error":"#N/A"}},{"$f":"IF($E13011=DataInput!$B13010,DataInput!F13010,NA())","v":{"$error":"#N/A"}},{"$f":"IF($E13011=DataInput!$B13010,DataInput!G13010,NA())","v":{"$error":"#N/A"}},{"$f":"IF($E13011=DataInput!$B13010,DataInput!H13010,NA())","v":{"$error":"#N/A"}},{"$f":"IF($E13011=DataInput!$B13010,DataInput!I13010,NA())","v":{"$error":"#N/A"}},{"$f":"IF($E13011=DataInput!$B13010,DataInput!J13010,NA())","v":{"$error":"#N/A"}},{"$f":"IF($E13011=DataInput!$B13010,DataInput!K13010,NA())","v":{"$error":"#N/A"}},null,null,"  ",null,null,null,null,false,null,null,{"$error":"#N/A"},{"$error":"#N/A"},{"$error":"#N/A"},{"$error":"#N/A"},{"$error":"#N/A"},{"$error":"#N/A"},{"$error":"#N/A"},{"$error":"#N/A"},{"$error":"#N/A"},{"$error":"#N/A"}]
[null,{"$f":"IF(DataInput!B13041=$B$8,IF($B$9=$B$10,TRUE,IF(DataInput!E13041=$B$9,TRUE,FALSE)))","v":false},null,null,{"$f":"IF(B13042=TRUE,DataInput!B13041,NA())","v":{"$error":"#N/A"}},{"$f":"IF($E13042=DataInput!$B13041,DataInput!C13041,NA())","v":{"$error":"#N/A"}},{"$f":"IF($E13042=DataInput!$B13041,DataInput!D13041,NA())","v":{"$error":"#N/A"}},{"$f":"IF($E13042=DataInput!$B13041,DataInput!E13041,NA())","v":{"$error":"#N/A"}},{"$f":"IF($E13042=DataInput!$B13041,DataInput!F13041,NA())","v":{"$error":"#N/A"}},{"$f":"IF($E13042=DataInput!$B13041,DataInput!G13041,NA())","v":{"$error":"#N/A"}},{"$f":"IF($E13042=DataInput!$B13041,DataInput!H13041,NA())","v":{"$error":"#N/A"}},{"$f":"IF($E13042=DataInput!$B13041,DataInput!I13041,NA())","v":{"$error":"#N/A"}},{"$f":"IF($E13042=DataInput!$B13041,DataInput!J13041,NA())","v":{"$error":"#N/A"}},{"$f":"IF($E13042=DataInput!$B13041,DataInput!K13041,NA())","v":{"$error":"#N/A"}},null,null,"  ",null,null,null,null,false,null,null,{"$error":"#N/A"},{"$error":"#N/A"},{"$error":"#N/A"},{"$error":"#N/A"},{"$error":"#N/A"},{"$error":"#N/A"},{"$error":"#N/A"},{"$error":"#N/A"},{"$error":"#N/A"},{"$error":"#N/A"}]
[null,{"$f":"IF(DataInput!B13071=$B$8,IF($B$9=$B$10,TRUE,IF(DataInput!E13071=$B$9,TRUE,FALSE)))","v":false},null,null,{"$f":"IF(B13072=TRUE,DataInput!B13071,NA())","v":{"$error":"#N/A"}},{"$f":"IF($E13072=DataInput!$B13071,DataInput!C13071,NA())","v":{"$error":"#N/A"}},{"$f":"IF($E13072=DataInput!$B13071,DataInput!D13071,NA())","v":{"$error":"#N/A"}},{"$f":"IF($E13072=DataInput!$B13071,DataInput!E13071,NA())","v":{"$error":"#N/A"}},{"$f":"IF($E13072=DataInput!$B13071,DataInput!F13071,NA())","v":{"$error":"#N/A"}},{"$f":"IF($E13072=DataInput!$B13071,DataInput!G13071,NA())","v":{"$error":"#N/A"}},{"$f":"IF($E13072=DataInput!$B13071,DataInput!H13071,NA())","v":{"$error":"#N/A"}},{"$f":"IF($E13072=DataInput!$B13071,DataInput!I13071,NA())","v":{"$error":"#N/A"}},{"$f":"IF($E13072=DataInput!$B13071,DataInput!J13071,NA())","v":{"$error":"#N/A"}},{"$f":"IF($E13072=DataInput!$B13071,DataInput!K13071,NA())","v":{"$error":"#N/A"}},null,null,"  ",null,null,null,null,false,null,null,{"$error":"#N/A"},{"$error":"#N/A"},{"$error":"#N/A"},{"$error":"#N/A"},{"$error":"#N/A"},{"$error":"#N/A"},{"$error":"#N/A"},{"$error":"#N/A"},{"$error":"#N/A"},{"$error":"#N/A"}]
[null,{"$f":"IF(DataInput!B13089=$B$8,IF($B$9=$B$10,TRUE,IF(DataInput!E13089=$B$9,TRUE,FALSE)))","v":false},null,null,{"$f":"IF(B13090=TRUE,DataInput!B13089,NA())","v":{"$error":"#N/A"}},{"$f":"IF($E13090=DataInput!$B13089,DataInput!C13089,NA())","v":{"$error":"#N/A"}},{"$f":"IF($E13090=DataInput!$B13089,DataInput!D13089,NA())","v":{"$error":"#N/A"}},{"$f":"IF($E13090=DataInput!$B13089,DataInput!E13089,NA())","v":{"$error":"#N/A"}},{"$f":"IF($E13090=DataInput!$B13089,DataInput!F13089,NA())","v":{"$error":"#N/A"}},{"$f":"IF($E13090=DataInput!$B13089,DataInput!G13089,NA())","v":{"$error":"#N/A"}},{"$f":"IF($E13090=DataInput!$B13089,DataInput!H13089,NA())","v":{"$error":"#N/A"}},{"$f":"IF($E13090=DataInput!$B13089,DataInput!I13089,NA())","v":{"$error":"#N/A"}},{"$f":"IF($E13090=DataInput!$B13089,DataInput!J13089,NA())","v":{"$error":"#N/A"}},{"$f":"IF($E13090=DataInput!$B13089,DataInput!K13089,NA())","v":{"$error":"#N/A"}},null,null,"  ",null,null,null,null,false,null,null,{"$error":"#N/A"},{"$error":"#N/A"},{"$error":"#N/A"},{"$error":"#N/A"},{"$error":"#N/A"},{"$error":"#N/A"},{"$error":"#N/A"},{"$error":"#N/A"},{"$error":"#N/A"},{"$error":"#N/A"}]
[null,{"$f":"IF(DataInput!B13120=$B$8,IF($B$9=$B$10,TRUE,IF(DataInput!E13120=$B$9,TRUE,FALSE)))","v":false},null,null,{"$f":"IF(B13121=TRUE,DataInput!B13120,NA())","v":{"$error":"#N/A"}},{"$f":"IF($E13121=DataInput!$B13120,DataInput!C13120,NA())","v":{"$error":"#N/A"}},{"$f":"IF($E13121=DataInput!$B13120,DataInput!D13120,NA())","v":{"$error":"#N/A"}},{"$f":"IF($E13121=DataInput!$B13120,DataInput!E13120,NA())","v":{"$error":"#N/A"}},{"$f":"IF($E13121=DataInput!$B13120,DataInput!F13120,NA())","v":{"$error":"#N/A"}},{"$f":"IF($E13121=DataInput!$B13120,DataInput!G13120,NA())","v":{"$error":"#N/A"}},{"$f":"IF($E13121=DataInput!$B13120,DataInput!H13120,NA())","v":{"$error":"#N/A"}},{"$f":"IF($E13121=DataInput!$B13120,DataInput!I13120,NA())","v":{"$error":"#N/A"}},{"$f":"IF($E13121=DataInput!$B13120,DataInput!J13120,NA())","v":{"$error":"#N/A"}},{"$f":"IF($E13121=DataInput!$B13120,DataInput!K13120,NA())","v":{"$error":"#N/A"}},null,null,"  ",null,null,null,null,false,null,null,{"$error":"#N/A"},{"$error":"#N/A"},{"$error":"#N/A"},{"$error":"#N/A"},{"$error":"#N/A"},{"$error":"#N/A"},{"$error":"#N/A"},{"$error":"#N/A"},{"$error":"#N/A"},{"$error":"#N/A"}]
[null,{"$f":"IF(DataInput!B13138=$B$8,IF($B$9=$B$10,TRUE,IF(DataInput!E13138=$B$9,TRUE,FALSE)))","v":false},null,null,{"$f":"IF(B13139=TRUE,DataInput!B13138,NA())","v":{"$error":"#N/A"}},{"$f":"IF($E13139=DataInput!$B13138,DataInput!C13138,NA())","v":{"$error":"#N/A"}},{"$f":"IF($E13139=DataInput!$B13138,DataInput!D13138,NA())","v":{"$error":"#N/A"}},{"$f":"IF($E13139=DataInput!$B13138,DataInput!E13138,NA())","v":{"$error":"#N/A"}},{"$f":"IF($E13139=DataInput!$B13138,DataInput!F13138,NA())","v":{"$error":"#N/A"}},{"$f":"IF($E13139=DataInput!$B13138,DataInput!G13138,NA())","v":{"$error":"#N/A"}},{"$f":"IF($E13139=DataInput!$B13138,DataInput!H13138,NA())","v":{"$error":"#N/A"}},{"$f":"IF($E13139=DataInput!$B13138,DataInput!I13138,NA())","v":{"$error":"#N/A"}},{"$f":"IF($E13139=DataInput!$B13138,DataInput!J13138,NA())","v":{"$error":"#N/A"}},{"$f":"IF($E13139=DataInput!$B13138,DataInput!K13138,NA())","v":{"$error":"#N/A"}},null,null,"  ",null,null,null,null,false,null,null,{"$error":"#N/A"},{"$error":"#N/A"},{"$error":"#N/A"},{"$error":"#N/A"},{"$error":"#N/A"},{"$error":"#N/A"},{"$error":"#N/A"},{"$error":"#N/A"},{"$error":"#N/A"},{"$error":"#N/A"}]
[null,{"$f":"IF(DataInput!B13166=$B$8,IF($B$9=$B$10,TRUE,IF(DataInput!E13166=$B$9,TRUE,FALSE)))","v":false},null,null,{"$f":"IF(B13167=TRUE,DataInput!B13166,NA())","v":{"$error":"#N/A"}},{"$f":"IF($E13167=DataInput!$B13166,DataInput!C13166,NA())","v":{"$error":"#N/A"}},{"$f":"IF($E13167=DataInput!$B13166,DataInput!D13166,NA())","v":{"$error":"#N/A"}},{"$f":"IF($E13167=DataInput!$B13166,DataInput!E13166,NA())","v":{"$error":"#N/A"}},{"$f":"IF($E13167=DataInput!$B13166,DataInput!F13166,NA())","v":{"$error":"#N/A"}},{"$f":"IF($E13167=DataInput!$B13166,DataInput!G13166,NA())","v":{"$error":"#N/A"}},{"$f":"IF($E13167=DataInput!$B13166,DataInput!H13166,NA())","v":{"$error":"#N/A"}},{"$f":"IF($E13167=DataInput!$B13166,DataInput!I13166,NA())","v":{"$error":"#N/A"}},{"$f":"IF($E13167=DataInput!$B13166,DataInput!J13166,NA())","v":{"$error":"#N/A"}},{"$f":"IF($E13167=DataInput!$B13166,DataInput!K13166,NA())","v":{"$error":"#N/A"}},null,null,"  ",null,null,null,null,false,null,null,{"$error":"#N/A"},{"$error":"#N/A"},{"$error":"#N/A"},{"$error":"#N/A"},{"$error":"#N/A"},{"$error":"#N/A"},{"$error":"#N/A"},{"$error":"#N/A"},{"$error":"#N/A"},{"$error":"#N/A"}]
[null,{"$f":"IF(DataInput!B13199=$B$8,IF($B$9=$B$10,TRUE,IF(DataInput!E13199=$B$9,TRUE,FALSE)))","v":false},null,null,{"$f":"IF(B13200=TRUE,DataInput!B13199,NA())","v":{"$error":"#N/A"}},{"$f":"IF($E13200=DataInput!$B13199,DataInput!C13199,NA())","v":{"$error":"#N/A"}},{"$f":"IF($E13200=DataInput!$B13199,DataInput!D13199,NA())","v":{"$error":"#N/A"}},{"$f":"IF($E13200=DataInput!$B13199,DataInput!E13199,NA())","v":{"$error":"#N/A"}},{"$f":"IF($E13200=DataInput!$B13199,DataInput!F13199,NA())","v":{"$error":"#N/A"}},{"$f":"IF($E13200=DataInput!$B13199,DataInput!G13199,NA())","v":{"$error":"#N/A"}},{"$f":"IF($E13200=DataInput!$B13199,DataInput!H13199,NA())","v":{"$error":"#N/A"}},{"$f":"IF($E13200=DataInput!$B13199,DataInput!I13199,NA())","v":{"$error":"#N/A"}},{"$f":"IF($E13200=DataInput!$B13199,DataInput!J13199,NA())","v":{"$error":"#N/A"}},{"$f":"IF($E13200=DataInput!$B13199,DataInput!K13199,NA())","v":{"$error":"#N/A"}},null,null,"  ",null,null,null,null,false,null,null,{"$error":"#N/A"},{"$error":"#N/A"},{"$error":"#N/A"},{"$error":"#N/A"},{"$error":"#N/A"},{"$error":"#N/A"},{"$error":"#N/A"},{"$error":"#N/A"},{"$error":"#N/A"},{"$error":"#N/A"}]
[null,{"$f":"IF(DataInput!B13246=$B$8,IF($B$9=$B$10,TRUE,IF(DataInput!E13246=$B$9,TRUE,FALSE)))","v":false},null,null,{"$f":"IF(B13247=TRUE,DataInput!B13246,NA())","v":{"$error":"#N/A"}},{"$f":"IF($E13247=DataInput!$B13246,DataInput!C13246,NA())","v":{"$error":"#N/A"}},{"$f":"IF($E13247=DataInput!$B13246,DataInput!D13246,NA())","v":{"$error":"#N/A"}},{"$f":"IF($E13247=DataInput!$B13246,DataInput!E13246,NA())","v":{"$error":"#N/A"}},{"$f":"IF($E13247=DataInput!$B13246,DataInput!F13246,NA())","v":{"$error":"#N/A"}},{"$f":"IF($E13247=DataInput!$B13246,DataInput!G13246,NA())","v":{"$error":"#N/A"}},{"$f":"IF($E13247=DataInput!$B13246,DataInput!H13246,NA())","v":{"$error":"#N/A"}},{"$f":"IF($E13247=DataInput!$B13246,DataInput!I13246,NA())","v":{"$error":"#N/A"}},{"$f":"IF($E13247=DataInput!$B13246,DataInput!J13246,NA())","v":{"$error":"#N/A"}},{"$f":"IF($E13247=DataInput!$B13246,DataInput!K13246,NA())","v":{"$error":"#N/A"}},null,null,"  ",null,null,null,null,false,null,null,{"$error":"#N/A"},{"$error":"#N/A"},{"$error":"#N/A"},{"$error":"#N/A"},{"$error":"#N/A"},{"$error":"#N/A"},{"$error":"#N/A"},{"$error":"#N/A"},{"$error":"#N/A"},{"$error":"#N/A"}]
[null,{"$f":"IF(DataInput!B13248=$B$8,IF($B$9=$B$10,TRUE,IF(DataInput!E13248=$B$9,TRUE,FALSE)))","v":false},null,null,{"$f":"IF(B13249=TRUE,DataInput!B13248,NA())","v":{"$error":"#N/A"}},{"$f":"IF($E13249=DataInput!$B13248,DataInput!C13248,NA())","v":{"$error":"#N/A"}},{"$f":"IF($E13249=DataInput!$B13248,DataInput!D13248,NA())","v":{"$error":"#N/A"}},{"$f":"IF($E13249=DataInput!$B13248,DataInput!E13248,NA())","v":{"$error":"#N/A"}},{"$f":"IF($E13249=DataInput!$B13248,DataInput!F13248,NA())","v":{"$error":"#N/A"}},{"$f":"IF($E13249=DataInput!$B13248,DataInput!G13248,NA())","v":{"$error":"#N/A"}},{"$f":"IF($E13249=DataInput!$B13248,DataInput!H13248,NA())","v":{"$error":"#N/A"}},{"$f":"IF($E13249=DataInput!$B13248,DataInput!I13248,NA())","v":{"$error":"#N/A"}},{"$f":"IF($E13249=DataInput!$B13248,DataInput!J13248,NA())","v":{"$error":"#N/A"}},{"$f":"IF($E13249=DataInput!$B13248,DataInput!K13248,NA())","v":{"$error":"#N/A"}},null,null,"  ",null,null,null,null,false,null,null,{"$error":"#N/A"},{"$error":"#N/A"},{"$error":"#N/A"},{"$error":"#N/A"},{"$error":"#N/A"},{"$error":"#N/A"},{"$error":"#N/A"},{"$error":"#N/A"},{"$error":"#N/A"},{"$error":"#N/A"}]
[null,{"$f":"IF(DataInput!B13293=$B$8,IF($B$9=$B$10,TRUE,IF(DataInput!E13293=$B$9,TRUE,FALSE)))","v":false},null,null,{"$f":"IF(B13294=TRUE,DataInput!B13293,NA())","v":{"$error":"#N/A"}},{"$f":"IF($E13294=DataInput!$B13293,DataInput!C13293,NA())","v":{"$error":"#N/A"}},{"$f":"IF($E13294=DataInput!$B13293,DataInput!D13293,NA())","v":{"$error":"#N/A"}},{"$f":"IF($E13294=DataInput!$B13293,DataInput!E13293,NA())","v":{"$error":"#N/A"}},{"$f":"IF($E13294=DataInput!$B13293,DataInput!F13293,NA())","v":{"$error":"#N/A"}},{"$f":"IF($E13294=DataInput!$B13293,DataInput!G13293,NA())","v":{"$error":"#N/A"}},{"$f":"IF($E13294=DataInput!$B13293,DataInput!H13293,NA())","v":{"$error":"#N/A"}},{"$f":"IF($E13294=DataInput!$B13293,DataInput!I13293,NA())","v":{"$error":"#N/A"}},{"$f":"IF($E13294=DataInput!$B13293,DataInput!J13293,NA())","v":{"$error":"#N/A"}},{"$f":"IF($E13294=DataInput!$B13293,DataInput!K13293,NA())","v":{"$error":"#N/A"}},null,null,"  ",null,null,null,null,false,null,null,{"$error":"#N/A"},{"$error":"#N/A"},{"$error":"#N/A"},{"$error":"#N/A"},{"$error":"#N/A"},{"$error":"#N/A"},{"$error":"#N/A"},{"$error":"#N/A"},{"$error":"#N/A"},{"$error":"#N/A"}]
[null,{"$f":"IF(DataInput!B13325=$B$8,IF($B$9=$B$10,TRUE,IF(DataInput!E13325=$B$9,TRUE,FALSE)))","v":false},null,null,{"$f":"IF(B13326=TRUE,DataInput!B13325,NA())","v":{"$error":"#N/A"}},{"$f":"IF($E13326=DataInput!$B13325,DataInput!C13325,NA())","v":{"$error":"#N/A"}},{"$f":"IF($E13326=DataInput!$B13325,DataInput!D13325,NA())","v":{"$error":"#N/A"}},{"$f":"IF($E13326=DataInput!$B13325,DataInput!E13325,NA())","v":{"$error":"#N/A"}},{"$f":"IF($E13326=DataInput!$B13325,DataInput!F13325,NA())","v":{"$error":"#N/A"}},{"$f":"IF($E13326=DataInput!$B13325,DataInput!G13325,NA())","v":{"$error":"#N/A"}},{"$f":"IF($E13326=DataInput!$B13325,DataInput!H13325,NA())","v":{"$error":"#N/A"}},{"$f":"IF($E13326=DataInput!$B13325,DataInput!I13325,NA())","v":{"$error":"#N/A"}},{"$f":"IF($E13326=DataInput!$B13325,DataInput!J13325,NA())","v":{"$error":"#N/A"}},{"$f":"IF($E13326=DataInput!$B13325,DataInput!K13325,NA())","v":{"$error":"#N/A"}},null,null,"  ",null,null,null,null,false,null,null,{"$error":"#N/A"},{"$error":"#N/A"},{"$error":"#N/A"},{"$error":"#N/A"},{"$error":"#N/A"},{"$error":"#N/A"},{"$error":"#N/A"},{"$error":"#N/A"},{"$error":"#N/A"},{"$error":"#N/A"}]
[null,{"$f":"IF(DataInput!B13356=$B$8,IF($B$9=$B$10,TRUE,IF(DataInput!E13356=$B$9,TRUE,FALSE)))","v":false},null,null,{"$f":"IF(B13357=TRUE,DataInput!B13356,NA())","v":{"$error":"#N/A"}},{"$f":"IF($E13357=DataInput!$B13356,DataInput!C13356,NA())","v":{"$error":"#N/A"}},{"$f":"IF($E13357=DataInput!$B13356,DataInput!D13356,NA())","v":{"$error":"#N/A"}},{"$f":"IF($E13357=DataInput!$B13356,DataInput!E13356,NA())","v":{"$error":"#N/A"}},{"$f":"IF($E13357=DataInput!$B13356,DataInput!F13356,NA())","v":{"$error":"#N/A"}},{"$f":"IF($E13357=DataInput!$B13356,DataInput!G13356,NA())","v":{"$error":"#N/A"}},{"$f":"IF($E13357=DataInput!$B13356,DataInput!H13356,NA())","v":{"$error":"#N/A"}},{"$f":"IF($E13357=DataInput!$B13356,DataInput!I13356,NA())","v":{"$error":"#N/A"}},{"$f":"IF($E13357=DataInput!$B13356,DataInput!J13356,NA())","v":{"$error":"#N/A"}},{"$f":"IF($E13357=DataInput!$B13356,DataInput!K13356,NA())","v":{"$error":"#N/A"}},null,null,"  ",null,null,null,null,false,null,null,{"$error":"#N/A"},{"$error":"#N/A"},{"$error":"#N/A"},{"$error":"#N/A"},{"$error":"#N/A"},{"$error":"#N/A"},{"$error":"#N/A"},{"$error":"#N/A"},{"$error":"#N/A"},{"$error":"#N/A"}]
[null,{"$f":"IF(DataInput!B13374=$B$8,IF($B$9=$B$10,TRUE,IF(DataInput!E13374=$B$9,TRUE,FALSE)))","v":false},null,null,{"$f":"IF(B13375=TRUE,DataInput!B13374,NA())","v":{"$error":"#N/A"}},{"$f":"IF($E13375=DataInput!$B13374,DataInput!C13374,NA())","v":{"$error":"#N/A"}},{"$f":"IF($E13375=DataInput!$B13374,DataInput!D13374,NA())","v":{"$error":"#N/A"}},{"$f":"IF($E13375=DataInput!$B13374,DataInput!E13374,NA())","v":{"$error":"#N/A"}},{"$f":"IF($E13375=DataInput!$B13374,DataInput!F13374,NA())","v":{"$error":"#N/A"}},{"$f":"IF($E13375=DataInput!$B13374,DataInput!G13374,NA())","v":{"$error":"#N/A"}},{"$f":"IF($E13375=DataInput!$B13374,DataInput!H13374,NA())","v":{"$error":"#N/A"}},{"$f":"IF($E13375=DataInput!$B13374,DataInput!I13374,NA())","v":{"$error":"#N/A"}},{"$f":"IF($E13375=DataInput!$B13374,DataInput!J13374,NA())","v":{"$error":"#N/A"}},{"$f":"IF($E13375=DataInput!$B13374,DataInput!K13374,NA())","v":{"$error":"#N/A"}},null,null,"  ",null,null,null,null,false,null,null,{"$error":"#N/A"},{"$error":"#N/A"},{"$error":"#N/A"},{"$error":"#N/A"},{"$error":"#N/A"},{"$error":"#N/A"},{"$error":"#N/A"},{"$error":"#N/A"},{"$error":"#N/A"},{"$error":"#N/A"}]
[null,{"$f":"IF(DataInput!B13416=$B$8,IF($B$9=$B$10,TRUE,IF(DataInput!E13416=$B$9,TRUE,FALSE)))","v":false},null,null,{"$f":"IF(B13417=TRUE,DataInput!B13416,NA())","v":{"$error":"#N/A"}},{"$f":"IF($E13417=DataInput!$B13416,DataInput!C13416,NA())","v":{"$error":"#N/A"}},{"$f":"IF($E13417=DataInput!$B13416,DataInput!D13416,NA())","v":{"$error":"#N/A"}},{"$f":"IF($E13417=DataInput!$B13416,DataInput!E13416,NA())","v":{"$error":"#N/A"}},{"$f":"IF($E13417=DataInput!$B13416,DataInput!F13416,NA())","v":{"$error":"#N/A"}},{"$f":"IF($E13417=DataInput!$B13416,DataInput!G13416,NA())","v":{"$error":"#N/A"}},{"$f":"IF($E13417=DataInput!$B13416,DataInput!H13416,NA())","v":{"$error":"#N/A"}},{"$f":"IF($E13417=DataInput!$B13416,DataInput!I13416,NA())","v":{"$error":"#N/A"}},{"$f":"IF($E13417=DataInput!$B13416,DataInput!J13416,NA())","v":{"$error":"#N/A"}},{"$f":"IF($E13417=DataInput!$B13416,DataInput!K13416,NA())","v":{"$error":"#N/A"}},null,null,"  ",null,null,null,null,false,null,null,{"$error":"#N/A"},{"$error":"#N/A"},{"$error":"#N/A"},{"$error":"#N/A"},{"$error":"#N/A"},{"$error":"#N/A"},{"$error":"#N/A"},{"$error":"#N/A"},{"$error":"#N/A"},{"$error":"#N/A"}]
[null,{"$f":"IF(DataInput!B13422=$B$8,IF($B$9=$B$10,TRUE,IF(DataInput!E13422=$B$9,TRUE,FALSE)))","v":false},null,null,{"$f":"IF(B13423=TRUE,DataInput!B13422,NA())","v":{"$error":"#N/A"}},{"$f":"IF($E13423=DataInput!$B13422,DataInput!C13422,NA())","v":{"$error":"#N/A"}},{"$f":"IF($E13423=DataInput!$B13422,DataInput!D13422,NA())","v":{"$error":"#N/A"}},{"$f":"IF($E13423=DataInput!$B13422,DataInput!E13422,NA())","v":{"$error":"#N/A"}},{"$f":"IF($E13423=DataInput!$B13422,DataInput!F13422,NA())","v":{"$error":"#N/A"}},{"$f":"IF($E13423=DataInput!$B13422,DataInput!G13422,NA())","v":{"$error":"#N/A"}},{"$f":"IF($E13423=DataInput!$B13422,DataInput!H13422,NA())","v":{"$error":"#N/A"}},{"$f":"IF($E13423=DataInput!$B13422,DataInput!I13422,NA())","v":{"$error":"#N/A"}},{"$f":"IF($E13423=DataInput!$B13422,DataInput!J13422,NA())","v":{"$error":"#N/A"}},{"$f":"IF($E13423=DataInput!$B13422,DataInput!K13422,NA())","v":{"$error":"#N/A"}},null,null,"  ",null,null,null,null,false,null,null,{"$error":"#N/A"},{"$error":"#N/A"},{"$error":"#N/A"},{"$error":"#N/A"},{"$error":"#N/A"},{"$error":"#N/A"},{"$error":"#N/A"},{"$error":"#N/A"},{"$error":"#N/A"},{"$error":"#N/A"}]
[null,{"$f":"IF(DataInput!B13453=$B$8,IF($B$9=$B$10,TRUE,IF(DataInput!E13453=$B$9,TRUE,FALSE)))","v":false},null,null,{"$f":"IF(B13454=TRUE,DataInput!B13453,NA())","v":{"$error":"#N/A"}},{"$f":"IF($E13454=DataInput!$B13453,DataInput!C13453,NA())","v":{"$error":"#N/A"}},{"$f":"IF($E13454=DataInput!$B13453,DataInput!D13453,NA())","v":{"$error":"#N/A"}},{"$f":"IF($E13454=DataInput!$B13453,DataInput!E13453,NA())","v":{"$error":"#N/A"}},{"$f":"IF($E13454=DataInput!$B13453,DataInput!F13453,NA())","v":{"$error":"#N/A"}},{"$f":"IF($E13454=DataInput!$B13453,DataInput!G13453,NA())","v":{"$error":"#N/A"}},{"$f":"IF($E13454=DataInput!$B13453,DataInput!H13453,NA())","v":{"$error":"#N/A"}},{"$f":"IF($E13454=DataInput!$B13453,DataInput!I13453,NA())","v":{"$error":"#N/A"}},{"$f":"IF($E13454=DataInput!$B13453,DataInput!J13453,NA())","v":{"$error":"#N/A"}},{"$f":"IF($E13454=DataInput!$B13453,DataInput!K13453,NA())","v":{"$error":"#N/A"}},null,null,"  ",null,null,null,null,false,null,null,{"$error":"#N/A"},{"$error":"#N/A"},{"$error":"#N/A"},{"$error":"#N/A"},{"$error":"#N/A"},{"$error":"#N/A"},{"$error":"#N/A"},{"$error":"#N/A"},{"$error":"#N/A"},{"$error":"#N/A"}]
[null,{"$f":"IF(DataInput!B13484=$B$8,IF($B$9=$B$10,TRUE,IF(DataInput!E13484=$B$9,TRUE,FALSE)))","v":false},null,null,{"$f":"IF(B13485=TRUE,DataInput!B13484,NA())","v":{"$error":"#N/A"}},{"$f":"IF($E13485=DataInput!$B13484,DataInput!C13484,NA())","v":{"$error":"#N/A"}},{"$f":"IF($E13485=DataInput!$B13484,DataInput!D13484,NA())","v":{"$error":"#N/A"}},{"$f":"IF($E13485=DataInput!$B13484,DataInput!E13484,NA())","v":{"$error":"#N/A"}},{"$f":"IF($E13485=DataInput!$B13484,DataInput!F13484,NA())","v":{"$error":"#N/A"}},{"$f":"IF($E13485=DataInput!$B13484,DataInput!G13484,NA())","v":{"$error":"#N/A"}},{"$f":"IF($E13485=DataInput!$B13484,DataInput!H13484,NA())","v":{"$error":"#N/A"}},{"$f":"IF($E13485=DataInput!$B13484,DataInput!I13484,NA())","v":{"$error":"#N/A"}},{"$f":"IF($E13485=DataInput!$B13484,DataInput!J13484,NA())","v":{"$error":"#N/A"}},{"$f":"IF($E13485=DataInput!$B13484,DataInput!K13484,NA())","v":{"$error":"#N/A"}},null,null,"  ",null,null,null,null,false,null,null,{"$error":"#N/A"},{"$error":"#N/A"},{"$error":"#N/A"},{"$error":"#N/A"},{"$error":"#N/A"},{"$error":"#N/A"},{"$error":"#N/A"},{"$error":"#N/A"},{"$error":"#N/A"},{"$error":"#N/A"}]
[null,{"$f":"IF(DataInput!B13515=$B$8,IF($B$9=$B$10,TRUE,IF(DataInput!E13515=$B$9,TRUE,FALSE)))","v":false},null,null,{"$f":"IF(B13516=TRUE,DataInput!B13515,NA())","v":{"$error":"#N/A"}},{"$f":"IF($E13516=DataInput!$B13515,DataInput!C13515,NA())","v":{"$error":"#N/A"}},{"$f":"IF($E13516=DataInput!$B13515,DataInput!D13515,NA())","v":{"$error":"#N/A"}},{"$f":"IF($E13516=DataInput!$B13515,DataInput!E13515,NA())","v":{"$error":"#N/A"}},{"$f":"IF($E13516=DataInput!$B13515,DataInput!F13515,NA())","v":{"$error":"#N/A"}},{"$f":"IF($E13516=DataInput!$B13515,DataInput!G13515,NA())","v":{"$error":"#N/A"}},{"$f":"IF($E13516=DataInput!$B13515,DataInput!H13515,NA())","v":{"$error":"#N/A"}},{"$f":"IF($E13516=DataInput!$B13515,DataInput!I13515,NA())","v":{"$error":"#N/A"}},{"$f":"IF($E13516=DataInput!$B13515,DataInput!J13515,NA())","v":{"$error":"#N/A"}},{"$f":"IF($E13516=DataInput!$B13515,DataInput!K13515,NA())","v":{"$error":"#N/A"}},null,null,"  ",null,null,null,null,{"$f":"IF(ISERROR(G13516),FALSE,IF($V$9=G13516,TRUE,FALSE))","v":false},null,null,{"$error":"#N/A"},{"$error":"#N/A"},{"$error":"#N/A"},{"$error":"#N/A"},{"$error":"#N/A"},{"$error":"#N/A"},{"$error":"#N/A"},{"$error":"#N/A"},{"$error":"#N/A"},{"$error":"#N/A"}]
[null,{"$f":"IF(DataInput!B13561=$B$8,IF($B$9=$B$10,TRUE,IF(DataInput!E13561=$B$9,TRUE,FALSE)))","v":false},null,null,{"$f":"IF(B13562=TRUE,DataInput!B13561,NA())","v":{"$error":"#N/A"}},{"$f":"IF($E13562=DataInput!$B13561,DataInput!C13561,NA())","v":{"$error":"#N/A"}},{"$f":"IF($E13562=DataInput!$B13561,DataInput!D13561,NA())","v":{"$error":"#N/A"}},{"$f":"IF($E13562=DataInput!$B13561,DataInput!E13561,NA())","v":{"$error":"#N/A"}},{"$f":"IF($E13562=DataInput!$B13561,DataInput!F13561,NA())","v":{"$error":"#N/A"}},{"$f":"IF($E13562=DataInput!$B13561,DataInput!G13561,NA())","v":{"$error":"#N/A"}},{"$f":"IF($E13562=DataInput!$B13561,DataInput!H13561,NA())","v":{"$error":"#N/A"}},{"$f":"IF($E13562=DataInput!$B13561,DataInput!I13561,NA())","v":{"$error":"#N/A"}},{"$f":"IF($E13562=DataInput!$B13561,DataInput!J13561,NA())","v":{"$error":"#N/A"}},{"$f":"IF($E13562=DataInput!$B13561,DataInput!K13561,NA())","v":{"$error":"#N/A"}},null,null,"  ",null,null,null,null,false,null,null,{"$error":"#N/A"},{"$error":"#N/A"},{"$error":"#N/A"},{"$error":"#N/A"},{"$error":"#N/A"},{"$error":"#N/A"},{"$error":"#N/A"},{"$error":"#N/A"},{"$error":"#N/A"},{"$error":"#N/A"}]
[null,{"$f":"IF(DataInput!B13592=$B$8,IF($B$9=$B$10,TRUE,IF(DataInput!E13592=$B$9,TRUE,FALSE)))","v":false},null,null,{"$f":"IF(B13593=TRUE,DataInput!B13592,NA())","v":{"$error":"#N/A"}},{"$f":"IF($E13593=DataInput!$B13592,DataInput!C13592,NA())","v":{"$error":"#N/A"}},{"$f":"IF($E13593=DataInput!$B13592,DataInput!D13592,NA())","v":{"$error":"#N/A"}},{"$f":"IF($E13593=DataInput!$B13592,DataInput!E13592,NA())","v":{"$error":"#N/A"}},{"$f":"IF($E13593=DataInput!$B13592,DataInput!F13592,NA())","v":{"$error":"#N/A"}},{"$f":"IF($E13593=DataInput!$B13592,DataInput!G13592,NA())","v":{"$error":"#N/A"}},{"$f":"IF($E13593=DataInput!$B13592,DataInput!H13592,NA())","v":{"$error":"#N/A"}},{"$f":"IF($E13593=DataInput!$B13592,DataInput!I13592,NA())","v":{"$error":"#N/A"}},{"$f":"IF($E13593=DataInput!$B13592,DataInput!J13592,NA())","v":{"$error":"#N/A"}},{"$f":"IF($E13593=DataInput!$B13592,DataInput!K13592,NA())","v":{"$error":"#N/A"}},null,null,"  ",null,null,null,null,false,null,null,{"$error":"#N/A"},{"$error":"#N/A"},{"$error":"#N/A"},{"$error":"#N/A"},{"$error":"#N/A"},{"$error":"#N/A"},{"$error":"#N/A"},{"$error":"#N/A"},{"$error":"#N/A"},{"$error":"#N/A"}]
[null,{"$f":"IF(DataInput!B13610=$B$8,IF($B$9=$B$10,TRUE,IF(DataInput!E13610=$B$9,TRUE,FALSE)))","v":false},null,null,{"$f":"IF(B13611=TRUE,DataInput!B13610,NA())","v":{"$error":"#N/A"}},{"$f":"IF($E13611=DataInput!$B13610,DataInput!C13610,NA())","v":{"$error":"#N/A"}},{"$f":"IF($E13611=DataInput!$B13610,DataInput!D13610,NA())","v":{"$error":"#N/A"}},{"$f":"IF($E13611=DataInput!$B13610,DataInput!E13610,NA())","v":{"$error":"#N/A"}},{"$f":"IF($E13611=DataInput!$B13610,DataInput!F13610,NA())","v":{"$error":"#N/A"}},{"$f":"IF($E13611=DataInput!$B13610,DataInput!G13610,NA())","v":{"$error":"#N/A"}},{"$f":"IF($E13611=DataInput!$B13610,DataInput!H13610,NA())","v":{"$error":"#N/A"}},{"$f":"IF($E13611=DataInput!$B13610,DataInput!I13610,NA())","v":{"$error":"#N/A"}},{"$f":"IF($E13611=DataInput!$B13610,DataInput!J13610,NA())","v":{"$error":"#N/A"}},{"$f":"IF($E13611=DataInput!$B13610,DataInput!K13610,NA())","v":{"$error":"#N/A"}},null,null,"  ",null,null,null,null,false,null,null,{"$error":"#N/A"},{"$error":"#N/A"},{"$error":"#N/A"},{"$error":"#N/A"},{"$error":"#N/A"},{"$error":"#N/A"},{"$error":"#N/A"},{"$error":"#N/A"},{"$error":"#N/A"},{"$error":"#N/A"}]
[null,{"$f":"IF(DataInput!B13638=$B$8,IF($B$9=$B$10,TRUE,IF(DataInput!E13638=$B$9,TRUE,FALSE)))","v":false},null,null,{"$f":"IF(B13639=TRUE,DataInput!B13638,NA())","v":{"$error":"#N/A"}},{"$f":"IF($E13639=DataInput!$B13638,DataInput!C13638,NA())","v":{"$error":"#N/A"}},{"$f":"IF($E13639=DataInput!$B13638,DataInput!D13638,NA())","v":{"$error":"#N/A"}},{"$f":"IF($E13639=DataInput!$B13638,DataInput!E13638,NA())","v":{"$error":"#N/A"}},{"$f":"IF($E13639=DataInput!$B13638,DataInput!F13638,NA())","v":{"$error":"#N/A"}},{"$f":"IF($E13639=DataInput!$B13638,DataInput!G13638,NA())","v":{"$error":"#N/A"}},{"$f":"IF($E13639=DataInput!$B13638,DataInput!H13638,NA())","v":{"$error":"#N/A"}},{"$f":"IF($E13639=DataInput!$B13638,DataInput!I13638,NA())","v":{"$error":"#N/A"}},{"$f":"IF($E13639=DataInput!$B13638,DataInput!J13638,NA())","v":{"$error":"#N/A"}},{"$f":"IF($E13639=DataInput!$B13638,DataInput!K13638,NA())","v":{"$error":"#N/A"}},null,null,"  ",null,null,null,null,false,null,null,{"$error":"#N/A"},{"$error":"#N/A"},{"$error":"#N/A"},{"$error":"#N/A"},{"$error":"#N/A"},{"$error":"#N/A"},{"$error":"#N/A"},{"$error":"#N/A"},{"$error":"#N/A"},{"$error":"#N/A"}]
[null,{"$f":"IF(DataInput!B13658=$B$8,IF($B$9=$B$10,TRUE,IF(DataInput!E13658=$B$9,TRUE,FALSE)))","v":false},null,null,{"$f":"IF(B13659=TRUE,DataInput!B13658,NA())","v":{"$error":"#N/A"}},{"$f":"IF($E13659=DataInput!$B13658,DataInput!C13658,NA())","v":{"$error":"#N/A"}},{"$f":"IF($E13659=DataInput!$B13658,DataInput!D13658,NA())","v":{"$error":"#N/A"}},{"$f":"IF($E13659=DataInput!$B13658,DataInput!E13658,NA())","v":{"$error":"#N/A"}},{"$f":"IF($E13659=DataInput!$B13658,DataInput!F13658,NA())","v":{"$error":"#N/A"}},{"$f":"IF($E13659=DataInput!$B13658,DataInput!G13658,NA())","v":{"$error":"#N/A"}},{"$f":"IF($E13659=DataInput!$B13658,DataInput!H13658,NA())","v":{"$error":"#N/A"}},{"$f":"IF($E13659=DataInput!$B13658,DataInput!I13658,NA())","v":{"$error":"#N/A"}},{"$f":"IF($E13659=DataInput!$B13658,DataInput!J13658,NA())","v":{"$error":"#N/A"}},{"$f":"IF($E13659=DataInput!$B13658,DataInput!K13658,NA())","v":{"$error":"#N/A"}},null,null,{"$f":"IF(OR(ISERROR(E13659),ISERROR(G13659)),\"  \",E13659&\" \"&G13659)","v":"  "},null,null,null,null,false,null,null,{"$error":"#N/A"},{"$error":"#N/A"},{"$error":"#N/A"},{"$error":"#N/A"},{"$error":"#N/A"},{"$error":"#N/A"},{"$error":"#N/A"},{"$error":"#N/A"},{"$error":"#N/A"},{"$error":"#N/A"}]
[null,{"$f":"IF(DataInput!B13689=$B$8,IF($B$9=$B$10,TRUE,IF(DataInput!E13689=$B$9,TRUE,FALSE)))","v":false},null,null,{"$f":"IF(B13690=TRUE,DataInput!B13689,NA())","v":{"$error":"#N/A"}},{"$f":"IF($E13690=DataInput!$B13689,DataInput!C13689,NA())","v":{"$error":"#N/A"}},{"$f":"IF($E13690=DataInput!$B13689,DataInput!D13689,NA())","v":{"$error":"#N/A"}},{"$f":"IF($E13690=DataInput!$B13689,DataInput!E13689,NA())","v":{"$error":"#N/A"}},{"$f":"IF($E13690=DataInput!$B13689,DataInput!F13689,NA())","v":{"$error":"#N/A"}},{"$f":"IF($E13690=DataInput!$B13689,DataInput!G13689,NA())","v":{"$error":"#N/A"}},{"$f":"IF($E13690=DataInput!$B13689,DataInput!H13689,NA())","v":{"$error":"#N/A"}},{"$f":"IF($E13690=DataInput!$B13689,DataInput!I13689,NA())","v":{"$error":"#N/A"}},{"$f":"IF($E13690=DataInput!$B13689,DataInput!J13689,NA())","v":{"$error":"#N/A"}},{"$f":"IF($E13690=DataInput!$B13689,DataInput!K13689,NA())","v":{"$error":"#N/A"}},null,null,"  ",null,null,null,null,false,null,null,{"$error":"#N/A"},{"$error":"#N/A"},{"$error":"#N/A"},{"$error":"#N/A"},{"$error":"#N/A"},{"$error":"#N/A"},{"$error":"#N/A"},{"$error":"#N/A"},{"$error":"#N/A"},{"$error":"#N/A"}]
[null,{"$f":"IF(DataInput!B13720=$B$8,IF($B$9=$B$10,TRUE,IF(DataInput!E13720=$B$9,TRUE,FALSE)))","v":false},null,null,{"$f":"IF(B13721=TRUE,DataInput!B13720,NA())","v":{"$error":"#N/A"}},{"$f":"IF($E13721=DataInput!$B13720,DataInput!C13720,NA())","v":{"$error":"#N/A"}},{"$f":"IF($E13721=DataInput!$B13720,DataInput!D13720,NA())","v":{"$error":"#N/A"}},{"$f":"IF($E13721=DataInput!$B13720,DataInput!E13720,NA())","v":{"$error":"#N/A"}},{"$f":"IF($E13721=DataInput!$B13720,DataInput!F13720,NA())","v":{"$error":"#N/A"}},{"$f":"IF($E13721=DataInput!$B13720,DataInput!G13720,NA())","v":{"$error":"#N/A"}},{"$f":"IF($E13721=DataInput!$B13720,DataInput!H13720,NA())","v":{"$error":"#N/A"}},{"$f":"IF($E13721=DataInput!$B13720,DataInput!I13720,NA())","v":{"$error":"#N/A"}},{"$f":"IF($E13721=DataInput!$B13720,DataInput!J13720,NA())","v":{"$error":"#N/A"}},{"$f":"IF($E13721=DataInput!$B13720,DataInput!K13720,NA())","v":{"$error":"#N/A"}},null,null,"  ",null,null,null,null,false,null,null,{"$error":"#N/A"},{"$error":"#N/A"},{"$error":"#N/A"},{"$error":"#N/A"},{"$error":"#N/A"},{"$error":"#N/A"},{"$error":"#N/A"},{"$error":"#N/A"},{"$error":"#N/A"},{"$error":"#N/A"}]
[null,{"$f":"IF(DataInput!B13737=$B$8,IF($B$9=$B$10,TRUE,IF(DataInput!E13737=$B$9,TRUE,FALSE)))","v":false},null,null,{"$f":"IF(B13738=TRUE,DataInput!B13737,NA())","v":{"$error":"#N/A"}},{"$f":"IF($E13738=DataInput!$B13737,DataInput!C13737,NA())","v":{"$error":"#N/A"}},{"$f":"IF($E13738=DataInput!$B13737,DataInput!D13737,NA())","v":{"$error":"#N/A"}},{"$f":"IF($E13738=DataInput!$B13737,DataInput!E13737,NA())","v":{"$error":"#N/A"}},{"$f":"IF($E13738=DataInput!$B13737,DataInput!F13737,NA())","v":{"$error":"#N/A"}},{"$f":"IF($E13738=DataInput!$B13737,DataInput!G13737,NA())","v":{"$error":"#N/A"}},{"$f":"IF($E13738=DataInput!$B13737,DataInput!H13737,NA())","v":{"$error":"#N/A"}},{"$f":"IF($E13738=DataInput!$B13737,DataInput!I13737,NA())","v":{"$error":"#N/A"}},{"$f":"IF($E13738=DataInput!$B13737,DataInput!J13737,NA())","v":{"$error":"#N/A"}},{"$f":"IF($E13738=DataInput!$B13737,DataInput!K13737,NA())","v":{"$error":"#N/A"}},null,null,"  ",null,null,null,null,false,null,null,{"$error":"#N/A"},{"$error":"#N/A"},{"$error":"#N/A"},{"$error":"#N/A"},{"$error":"#N/A"},{"$error":"#N/A"},{"$error":"#N/A"},{"$error":"#N/A"},{"$error":"#N/A"},{"$error":"#N/A"}]
[null,{"$f":"IF(DataInput!B13768=$B$8,IF($B$9=$B$10,TRUE,IF(DataInput!E13768=$B$9,TRUE,FALSE)))","v":false},null,null,{"$f":"IF(B13769=TRUE,DataInput!B13768,NA())","v":{"$error":"#N/A"}},{"$f":"IF($E13769=DataInput!$B13768,DataInput!C13768,NA())","v":{"$error":"#N/A"}},{"$f":"IF($E13769=DataInput!$B13768,DataInput!D13768,NA())","v":{"$error":"#N/A"}},{"$f":"IF($E13769=DataInput!$B13768,DataInput!E13768,NA())","v":{"$error":"#N/A"}},{"$f":"IF($E13769=DataInput!$B13768,DataInput!F13768,NA())","v":{"$error":"#N/A"}},{"$f":"IF($E13769=DataInput!$B13768,DataInput!G13768,NA())","v":{"$error":"#N/A"}},{"$f":"IF($E13769=DataInput!$B13768,DataInput!H13768,NA())","v":{"$error":"#N/A"}},{"$f":"IF($E13769=DataInput!$B13768,DataInput!I13768,NA())","v":{"$error":"#N/A"}},{"$f":"IF($E13769=DataInput!$B13768,DataInput!J13768,NA())","v":{"$error":"#N/A"}},{"$f":"IF($E13769=DataInput!$B13768,DataInput!K13768,NA())","v":{"$error":"#N/A"}},null,null,"  ",null,null,null,null,false,null,null,{"$error":"#N/A"},{"$error":"#N/A"},{"$error":"#N/A"},{"$error":"#N/A"},{"$error":"#N/A"},{"$error":"#N/A"},{"$error":"#N/A"},{"$error":"#N/A"},{"$error":"#N/A"},{"$error":"#N/A"}]
[null,{"$f":"IF(DataInput!B13799=$B$8,IF($B$9=$B$10,TRUE,IF(DataInput!E13799=$B$9,TRUE,FALSE)))","v":false},null,null,{"$f":"IF(B13800=TRUE,DataInput!B13799,NA())","v":{"$error":"#N/A"}},{"$f":"IF($E13800=DataInput!$B13799,DataInput!C13799,NA())","v":{"$error":"#N/A"}},{"$f":"IF($E13800=DataInput!$B13799,DataInput!D13799,NA())","v":{"$error":"#N/A"}},{"$f":"IF($E13800=DataInput!$B13799,DataInput!E13799,NA())","v":{"$error":"#N/A"}},{"$f":"IF($E13800=DataInput!$B13799,DataInput!F13799,NA())","v":{"$error":"#N/A"}},{"$f":"IF($E13800=DataInput!$B13799,DataInput!G13799,NA())","v":{"$error":"#N/A"}},{"$f":"IF($E13800=DataInput!$B13799,DataInput!H13799,NA())","v":{"$error":"#N/A"}},{"$f":"IF($E13800=DataInput!$B13799,DataInput!I13799,NA())","v":{"$error":"#N/A"}},{"$f":"IF($E13800=DataInput!$B13799,DataInput!J13799,NA())","v":{"$error":"#N/A"}},{"$f":"IF($E13800=DataInput!$B13799,DataInput!K13799,NA())","v":{"$error":"#N/A"}},null,null,"  ",null,null,null,null,false,null,null,{"$error":"#N/A"},{"$error":"#N/A"},{"$error":"#N/A"},{"$error":"#N/A"},{"$error":"#N/A"},{"$error":"#N/A"},{"$error":"#N/A"},{"$error":"#N/A"},{"$error":"#N/A"},{"$error":"#N/A"}]
[null,{"$f":"IF(DataInput!B13846=$B$8,IF($B$9=$B$10,TRUE,IF(DataInput!E13846=$B$9,TRUE,FALSE)))","v":false},null,null,{"$f":"IF(B13847=TRUE,DataInput!B13846,NA())","v":{"$error":"#N/A"}},{"$f":"IF($E13847=DataInput!$B13846,DataInput!C13846,NA())","v":{"$error":"#N/A"}},{"$f":"IF($E13847=DataInput!$B13846,DataInput!D13846,NA())","v":{"$error":"#N/A"}},{"$f":"IF($E13847=DataInput!$B13846,DataInput!E13846,NA())","v":{"$error":"#N/A"}},{"$f":"IF($E13847=DataInput!$B13846,DataInput!F13846,NA())","v":{"$error":"#N/A"}},{"$f":"IF($E13847=DataInput!$B13846,DataInput!G13846,NA())","v":{"$error":"#N/A"}},{"$f":"IF($E13847=DataInput!$B13846,DataInput!H13846,NA())","v":{"$error":"#N/A"}},{"$f":"IF($E13847=DataInput!$B13846,DataInput!I13846,NA())","v":{"$error":"#N/A"}},{"$f":"IF($E13847=DataInput!$B13846,DataInput!J13846,NA())","v":{"$error":"#N/A"}},{"$f":"IF($E13847=DataInput!$B13846,DataInput!K13846,NA())","v":{"$error":"#N/A"}},null,null,"  ",null,null,null,null,false,null,null,{"$error":"#N/A"},{"$error":"#N/A"},{"$error":"#N/A"},{"$error":"#N/A"},{"$error":"#N/A"},{"$error":"#N/A"},{"$error":"#N/A"},{"$error":"#N/A"},{"$error":"#N/A"},{"$error":"#N/A"}]
[null,{"$f":"IF(DataInput!B13860=$B$8,IF($B$9=$B$10,TRUE,IF(DataInput!E13860=$B$9,TRUE,FALSE)))","v":false},null,null,{"$f":"IF(B13861=TRUE,DataInput!B13860,NA())","v":{"$error":"#N/A"}},{"$f":"IF($E13861=DataInput!$B13860,DataInput!C13860,NA())","v":{"$error":"#N/A"}},{"$f":"IF($E13861=DataInput!$B13860,DataInput!D13860,NA())","v":{"$error":"#N/A"}},{"$f":"IF($E13861=DataInput!$B13860,DataInput!E13860,NA())","v":{"$error":"#N/A"}},{"$f":"IF($E13861=DataInput!$B13860,DataInput!F13860,NA())","v":{"$error":"#N/A"}},{"$f":"IF($E13861=DataInput!$B13860,DataInput!G13860,NA())","v":{"$error":"#N/A"}},{"$f":"IF($E13861=DataInput!$B13860,DataInput!H13860,NA())","v":{"$error":"#N/A"}},{"$f":"IF($E13861=DataInput!$B13860,DataInput!I13860,NA())","v":{"$error":"#N/A"}},{"$f":"IF($E13861=DataInput!$B13860,DataInput!J13860,NA())","v":{"$error":"#N/A"}},{"$f":"IF($E13861=DataInput!$B13860,DataInput!K13860,NA())","v":{"$error":"#N/A"}},null,null,"  ",null,null,null,null,false,null,null,{"$error":"#N/A"},{"$error":"#N/A"},{"$error":"#N/A"},{"$error":"#N/A"},{"$error":"#N/A"},{"$error":"#N/A"},{"$error":"#N/A"},{"$error":"#N/A"},{"$error":"#N/A"},{"$error":"#N/A"}]
[null,{"$f":"IF(DataInput!B13894=$B$8,IF($B$9=$B$10,TRUE,IF(DataInput!E13894=$B$9,TRUE,FALSE)))","v":false},null,null,{"$f":"IF(B13895=TRUE,DataInput!B13894,NA())","v":{"$error":"#N/A"}},{"$f":"IF($E13895=DataInput!$B13894,DataInput!C13894,NA())","v":{"$error":"#N/A"}},{"$f":"IF($E13895=DataInput!$B13894,DataInput!D13894,NA())","v":{"$error":"#N/A"}},{"$f":"IF($E13895=DataInput!$B13894,DataInput!E13894,NA())","v":{"$error":"#N/A"}},{"$f":"IF($E13895=DataInput!$B13894,DataInput!F13894,NA())","v":{"$error":"#N/A"}},{"$f":"IF($E13895=DataInput!$B13894,DataInput!G13894,NA())","v":{"$error":"#N/A"}},{"$f":"IF($E13895=DataInput!$B13894,DataInput!H13894,NA())","v":{"$error":"#N/A"}},{"$f":"IF($E13895=DataInput!$B13894,DataInput!I13894,NA())","v":{"$error":"#N/A"}},{"$f":"IF($E13895=DataInput!$B13894,DataInput!J13894,NA())","v":{"$error":"#N/A"}},{"$f":"IF($E13895=DataInput!$B13894,DataInput!K13894,NA())","v":{"$error":"#N/A"}},null,null,"  ",null,null,null,null,false,null,null,{"$error":"#N/A"},{"$error":"#N/A"},{"$error":"#N/A"},{"$error":"#N/A"},{"$error":"#N/A"},{"$error":"#N/A"},{"$error":"#N/A"},{"$error":"#N/A"},{"$error":"#N/A"},{"$error":"#N/A"}]
[null,{"$f":"IF(DataInput!B13925=$B$8,IF($B$9=$B$10,TRUE,IF(DataInput!E13925=$B$9,TRUE,FALSE)))","v":false},null,null,{"$f":"IF(B13926=TRUE,DataInput!B13925,NA())","v":{"$error":"#N/A"}},{"$f":"IF($E13926=DataInput!$B13925,DataInput!C13925,NA())","v":{"$error":"#N/A"}},{"$f":"IF($E13926=DataInput!$B13925,DataInput!D13925,NA())","v":{"$error":"#N/A"}},{"$f":"IF($E13926=DataInput!$B13925,DataInput!E13925,NA())","v":{"$error":"#N/A"}},{"$f":"IF($E13926=DataInput!$B13925,DataInput!F13925,NA())","v":{"$error":"#N/A"}},{"$f":"IF($E13926=DataInput!$B13925,DataInput!G13925,NA())","v":{"$error":"#N/A"}},{"$f":"IF($E13926=DataInput!$B13925,DataInput!H13925,NA())","v":{"$error":"#N/A"}},{"$f":"IF($E13926=DataInput!$B13925,DataInput!I13925,NA())","v":{"$error":"#N/A"}},{"$f":"IF($E13926=DataInput!$B13925,DataInput!J13925,NA())","v":{"$error":"#N/A"}},{"$f":"IF($E13926=DataInput!$B13925,DataInput!K13925,NA())","v":{"$error":"#N/A"}},null,null,"  ",null,null,null,null,false,null,null,{"$error":"#N/A"},{"$error":"#N/A"},{"$error":"#N/A"},{"$error":"#N/A"},{"$error":"#N/A"},{"$error":"#N/A"},{"$error":"#N/A"},{"$error":"#N/A"},{"$error":"#N/A"},{"$error":"#N/A"}]
[null,{"$f":"IF(DataInput!B13956=$B$8,IF($B$9=$B$10,TRUE,IF(DataInput!E13956=$B$9,TRUE,FALSE)))","v":false},null,null,{"$f":"IF(B13957=TRUE,DataInput!B13956,NA())","v":{"$error":"#N/A"}},{"$f":"IF($E13957=DataInput!$B13956,DataInput!C13956,NA())","v":{"$error":"#N/A"}},{"$f":"IF($E13957=DataInput!$B13956,DataInput!D13956,NA())","v":{"$error":"#N/A"}},{"$f":"IF($E13957=DataInput!$B13956,DataInput!E13956,NA())","v":{"$error":"#N/A"}},{"$f":"IF($E13957=DataInput!$B13956,DataInput!F13956,NA())","v":{"$error":"#N/A"}},{"$f":"IF($E13957=DataInput!$B13956,DataInput!G13956,NA())","v":{"$error":"#N/A"}},{"$f":"IF($E13957=DataInput!$B13956,DataInput!H13956,NA())","v":{"$error":"#N/A"}},{"$f":"IF($E13957=DataInput!$B13956,DataInput!I13956,NA())","v":{"$error":"#N/A"}},{"$f":"IF($E13957=DataInput!$B13956,DataInput!J13956,NA())","v":{"$error":"#N/A"}},{"$f":"IF($E13957=DataInput!$B13956,DataInput!K13956,NA())","v":{"$error":"#N/A"}},null,null,"  ",null,null,null,null,false,null,null,{"$error":"#N/A"},{"$error":"#N/A"},{"$error":"#N/A"},{"$error":"#N/A"},{"$error":"#N/A"},{"$error":"#N/A"},{"$error":"#N/A"},{"$error":"#N/A"},{"$error":"#N/A"},{"$error":"#N/A"}]
[null,{"$f":"IF(DataInput!B13987=$B$8,IF($B$9=$B$10,TRUE,IF(DataInput!E13987=$B$9,TRUE,FALSE)))","v":false},null,null,{"$f":"IF(B13988=TRUE,DataInput!B13987,NA())","v":{"$error":"#N/A"}},{"$f":"IF($E13988=DataInput!$B13987,DataInput!C13987,NA())","v":{"$error":"#N/A"}},{"$f":"IF($E13988=DataInput!$B13987,DataInput!D13987,NA())","v":{"$error":"#N/A"}},{"$f":"IF($E13988=DataInput!$B13987,DataInput!E13987,NA())","v":{"$error":"#N/A"}},{"$f":"IF($E13988=DataInput!$B13987,DataInput!F13987,NA())","v":{"$error":"#N/A"}},{"$f":"IF($E13988=DataInput!$B13987,DataInput!G13987,NA())","v":{"$error":"#N/A"}},{"$f":"IF($E13988=DataInput!$B13987,DataInput!H13987,NA())","v":{"$error":"#N/A"}},{"$f":"IF($E13988=DataInput!$B13987,DataInput!I13987,NA())","v":{"$error":"#N/A"}},{"$f":"IF($E13988=DataInput!$B13987,DataInput!J13987,NA())","v":{"$error":"#N/A"}},{"$f":"IF($E13988=DataInput!$B13987,DataInput!K13987,NA())","v":{"$error":"#N/A"}},null,null,"  ",null,null,null,null,false,null,null,{"$error":"#N/A"},{"$error":"#N/A"},{"$error":"#N/A"},{"$error":"#N/A"},{"$error":"#N/A"},{"$error":"#N/A"},{"$error":"#N/A"},{"$error":"#N/A"},{"$error":"#N/A"},{"$error":"#N/A"}]
[null,{"$f":"IF(DataInput!B14004=$B$8,IF($B$9=$B$10,TRUE,IF(DataInput!E14004=$B$9,TRUE,FALSE)))","v":false},null,null,{"$f":"IF(B14005=TRUE,DataInput!B14004,NA())","v":{"$error":"#N/A"}},{"$f":"IF($E14005=DataInput!$B14004,DataInput!C14004,NA())","v":{"$error":"#N/A"}},{"$f":"IF($E14005=DataInput!$B14004,DataInput!D14004,NA())","v":{"$error":"#N/A"}},{"$f":"IF($E14005=DataInput!$B14004,DataInput!E14004,NA())","v":{"$error":"#N/A"}},{"$f":"IF($E14005=DataInput!$B14004,DataInput!F14004,NA())","v":{"$error":"#N/A"}},{"$f":"IF($E14005=DataInput!$B14004,DataInput!G14004,NA())","v":{"$error":"#N/A"}},{"$f":"IF($E14005=DataInput!$B14004,DataInput!H14004,NA())","v":{"$error":"#N/A"}},{"$f":"IF($E14005=DataInput!$B14004,DataInput!I14004,NA())","v":{"$error":"#N/A"}},{"$f":"IF($E14005=DataInput!$B14004,DataInput!J14004,NA())","v":{"$error":"#N/A"}},{"$f":"IF($E14005=DataInput!$B14004,DataInput!K14004,NA())","v":{"$error":"#N/A"}},null,null,"  ",null,null,null,null,false,null,null,{"$error":"#N/A"},{"$error":"#N/A"},{"$error":"#N/A"},{"$error":"#N/A"},{"$error":"#N/A"},{"$error":"#N/A"},{"$error":"#N/A"},{"$error":"#N/A"},{"$error":"#N/A"},{"$error":"#N/A"}]
[null,{"$f":"IF(DataInput!B14051=$B$8,IF($B$9=$B$10,TRUE,IF(DataInput!E14051=$B$9,TRUE,FALSE)))","v":false},null,null,{"$f":"IF(B14052=TRUE,DataInput!B14051,NA())","v":{"$error":"#N/A"}},{"$f":"IF($E14052=DataInput!$B14051,DataInput!C14051,NA())","v":{"$error":"#N/A"}},{"$f":"IF($E14052=DataInput!$B14051,DataInput!D14051,NA())","v":{"$error":"#N/A"}},{"$f":"IF($E14052=DataInput!$B14051,DataInput!E14051,NA())","v":{"$error":"#N/A"}},{"$f":"IF($E14052=DataInput!$B14051,DataInput!F14051,NA())","v":{"$error":"#N/A"}},{"$f":"IF($E14052=DataInput!$B14051,DataInput!G14051,NA())","v":{"$error":"#N/A"}},{"$f":"IF($E14052=DataInput!$B14051,DataInput!H14051,NA())","v":{"$error":"#N/A"}},{"$f":"IF($E14052=DataInput!$B14051,DataInput!I14051,NA())","v":{"$error":"#N/A"}},{"$f":"IF($E14052=DataInput!$B14051,DataInput!J14051,NA())","v":{"$error":"#N/A"}},{"$f":"IF($E14052=DataInput!$B14051,DataInput!K14051,NA())","v":{"$error":"#N/A"}},null,null,"  ",null,null,null,null,false,null,null,{"$error":"#N/A"},{"$error":"#N/A"},{"$error":"#N/A"},{"$error":"#N/A"},{"$error":"#N/A"},{"$error":"#N/A"},{"$error":"#N/A"},{"$error":"#N/A"},{"$error":"#N/A"},{"$error":"#N/A"}]
[null,{"$f":"IF(DataInput!B14053=$B$8,IF($B$9=$B$10,TRUE,IF(DataInput!E14053=$B$9,TRUE,FALSE)))","v":false},null,null,{"$f":"IF(B14054=TRUE,DataInput!B14053,NA())","v":{"$error":"#N/A"}},{"$f":"IF($E14054=DataInput!$B14053,DataInput!C14053,NA())","v":{"$error":"#N/A"}},{"$f":"IF($E14054=DataInput!$B14053,DataInput!D14053,NA())","v":{"$error":"#N/A"}},{"$f":"IF($E14054=DataInput!$B14053,DataInput!E14053,NA())","v":{"$error":"#N/A"}},{"$f":"IF($E14054=DataInput!$B14053,DataInput!F14053,NA())","v":{"$error":"#N/A"}},{"$f":"IF($E14054=DataInput!$B14053,DataInput!G14053,NA())","v":{"$error":"#N/A"}},{"$f":"IF($E14054=DataInput!$B14053,DataInput!H14053,NA())","v":{"$error":"#N/A"}},{"$f":"IF($E14054=DataInput!$B14053,DataInput!I14053,NA())","v":{"$error":"#N/A"}},{"$f":"IF($E14054=DataInput!$B14053,DataInput!J14053,NA())","v":{"$error":"#N/A"}},{"$f":"IF($E14054=DataInput!$B14053,DataInput!K14053,NA())","v":{"$error":"#N/A"}},null,null,"  ",null,null,null,null,false,null,null,{"$error":"#N/A"},{"$error":"#N/A"},{"$error":"#N/A"},{"$error":"#N/A"},{"$error":"#N/A"},{"$error":"#N/A"},{"$error":"#N/A"},{"$error":"#N/A"},{"$error":"#N/A"},{"$error":"#N/A"}]
[null,{"$f":"IF(DataInput!B14082=$B$8,IF($B$9=$B$10,TRUE,IF(DataInput!E14082=$B$9,TRUE,FALSE)))","v":false},null,null,{"$f":"IF(B14083=TRUE,DataInput!B14082,NA())","v":{"$error":"#N/A"}},{"$f":"IF($E14083=DataInput!$B14082,DataInput!C14082,NA())","v":{"$error":"#N/A"}},{"$f":"IF($E14083=DataInput!$B14082,DataInput!D14082,NA())","v":{"$error":"#N/A"}},{"$f":"IF($E14083=DataInput!$B14082,DataInput!E14082,NA())","v":{"$error":"#N/A"}},{"$f":"IF($E14083=DataInput!$B14082,DataInput!F14082,NA())","v":{"$error":"#N/A"}},{"$f":"IF($E14083=DataInput!$B14082,DataInput!G14082,NA())","v":{"$error":"#N/A"}},{"$f":"IF($E14083=DataInput!$B14082,DataInput!H14082,NA())","v":{"$error":"#N/A"}},{"$f":"IF($E14083=DataInput!$B14082,DataInput!I14082,NA())","v":{"$error":"#N/A"}},{"$f":"IF($E14083=DataInput!$B14082,DataInput!J14082,NA())","v":{"$error":"#N/A"}},{"$f":"IF($E14083=DataInput!$B14082,DataInput!K14082,NA())","v":{"$error":"#N/A"}},null,null,"  ",null,null,null,null,false,null,null,{"$error":"#N/A"},{"$error":"#N/A"},{"$error":"#N/A"},{"$error":"#N/A"},{"$error":"#N/A"},{"$error":"#N/A"},{"$error":"#N/A"},{"$error":"#N/A"},{"$error":"#N/A"},{"$error":"#N/A"}]
[null,{"$f":"IF(DataInput!B14130=$B$8,IF($B$9=$B$10,TRUE,IF(DataInput!E14130=$B$9,TRUE,FALSE)))","v":false},null,null,{"$f":"IF(B14131=TRUE,DataInput!B14130,NA())","v":{"$error":"#N/A"}},{"$f":"IF($E14131=DataInput!$B14130,DataInput!C14130,NA())","v":{"$error":"#N/A"}},{"$f":"IF($E14131=DataInput!$B14130,DataInput!D14130,NA())","v":{"$error":"#N/A"}},{"$f":"IF($E14131=DataInput!$B14130,DataInput!E14130,NA())","v":{"$error":"#N/A"}},{"$f":"IF($E14131=DataInput!$B14130,DataInput!F14130,NA())","v":{"$error":"#N/A"}},{"$f":"IF($E14131=DataInput!$B14130,DataInput!G14130,NA())","v":{"$error":"#N/A"}},{"$f":"IF($E14131=DataInput!$B14130,DataInput!H14130,NA())","v":{"$error":"#N/A"}},{"$f":"IF($E14131=DataInput!$B14130,DataInput!I14130,NA())","v":{"$error":"#N/A"}},{"$f":"IF($E14131=DataInput!$B14130,DataInput!J14130,NA())","v":{"$error":"#N/A"}},{"$f":"IF($E14131=DataInput!$B14130,DataInput!K14130,NA())","v":{"$error":"#N/A"}},null,null,"  ",null,null,null,null,false,null,null,{"$error":"#N/A"},{"$error":"#N/A"},{"$error":"#N/A"},{"$error":"#N/A"},{"$error":"#N/A"},{"$error":"#N/A"},{"$error":"#N/A"},{"$error":"#N/A"},{"$error":"#N/A"},{"$error":"#N/A"}]
[null,{"$f":"IF(DataInput!B14161=$B$8,IF($B$9=$B$10,TRUE,IF(DataInput!E14161=$B$9,TRUE,FALSE)))","v":false},null,null,{"$f":"IF(B14162=TRUE,DataInput!B14161,NA())","v":{"$error":"#N/A"}},{"$f":"IF($E14162=DataInput!$B14161,DataInput!C14161,NA())","v":{"$error":"#N/A"}},{"$f":"IF($E14162=DataInput!$B14161,DataInput!D14161,NA())","v":{"$error":"#N/A"}},{"$f":"IF($E14162=DataInput!$B14161,DataInput!E14161,NA())","v":{"$error":"#N/A"}},{"$f":"IF($E14162=DataInput!$B14161,DataInput!F14161,NA())","v":{"$error":"#N/A"}},{"$f":"IF($E14162=DataInput!$B14161,DataInput!G14161,NA())","v":{"$error":"#N/A"}},{"$f":"IF($E14162=DataInput!$B14161,DataInput!H14161,NA())","v":{"$error":"#N/A"}},{"$f":"IF($E14162=DataInput!$B14161,DataInput!I14161,NA())","v":{"$error":"#N/A"}},{"$f":"IF($E14162=DataInput!$B14161,DataInput!J14161,NA())","v":{"$error":"#N/A"}},{"$f":"IF($E14162=DataInput!$B14161,DataInput!K14161,NA())","v":{"$error":"#N/A"}},null,null,"  ",null,null,null,null,false,null,null,{"$error":"#N/A"},{"$error":"#N/A"},{"$error":"#N/A"},{"$error":"#N/A"},{"$error":"#N/A"},{"$error":"#N/A"},{"$error":"#N/A"},{"$error":"#N/A"},{"$error":"#N/A"},{"$error":"#N/A"}]
[null,{"$f":"IF(DataInput!B14192=$B$8,IF($B$9=$B$10,TRUE,IF(DataInput!E14192=$B$9,TRUE,FALSE)))","v":false},null,null,{"$f":"IF(B14193=TRUE,DataInput!B14192,NA())","v":{"$error":"#N/A"}},{"$f":"IF($E14193=DataInput!$B14192,DataInput!C14192,NA())","v":{"$error":"#N/A"}},{"$f":"IF($E14193=DataInput!$B14192,DataInput!D14192,NA())","v":{"$error":"#N/A"}},{"$f":"IF($E14193=DataInput!$B14192,DataInput!E14192,NA())","v":{"$error":"#N/A"}},{"$f":"IF($E14193=DataInput!$B14192,DataInput!F14192,NA())","v":{"$error":"#N/A"}},{"$f":"IF($E14193=DataInput!$B14192,DataInput!G14192,NA())","v":{"$error":"#N/A"}},{"$f":"IF($E14193=DataInput!$B14192,DataInput!H14192,NA())","v":{"$error":"#N/A"}},{"$f":"IF($E14193=DataInput!$B14192,DataInput!I14192,NA())","v":{"$error":"#N/A"}},{"$f":"IF($E14193=DataInput!$B14192,DataInput!J14192,NA())","v":{"$error":"#N/A"}},{"$f":"IF($E14193=DataInput!$B14192,DataInput!K14192,NA())","v":{"$error":"#N/A"}},null,null,"  ",null,null,null,null,false,null,null,{"$error":"#N/A"},{"$error":"#N/A"},{"$error":"#N/A"},{"$error":"#N/A"},{"$error":"#N/A"},{"$error":"#N/A"},{"$error":"#N/A"},{"$error":"#N/A"},{"$error":"#N/A"},{"$error":"#N/A"}]
[null,{"$f":"IF(DataInput!B14209=$B$8,IF($B$9=$B$10,TRUE,IF(DataInput!E14209=$B$9,TRUE,FALSE)))","v":false},null,null,{"$f":"IF(B14210=TRUE,DataInput!B14209,NA())","v":{"$error":"#N/A"}},{"$f":"IF($E14210=DataInput!$B14209,DataInput!C14209,NA())","v":{"$error":"#N/A"}},{"$f":"IF($E14210=DataInput!$B14209,DataInput!D14209,NA())","v":{"$error":"#N/A"}},{"$f":"IF($E14210=DataInput!$B14209,DataInput!E14209,NA())","v":{"$error":"#N/A"}},{"$f":"IF($E14210=DataInput!$B14209,DataInput!F14209,NA())","v":{"$error":"#N/A"}},{"$f":"IF($E14210=DataInput!$B14209,DataInput!G14209,NA())","v":{"$error":"#N/A"}},{"$f":"IF($E14210=DataInput!$B14209,DataInput!H14209,NA())","v":{"$error":"#N/A"}},{"$f":"IF($E14210=DataInput!$B14209,DataInput!I14209,NA())","v":{"$error":"#N/A"}},{"$f":"IF($E14210=DataInput!$B14209,DataInput!J14209,NA())","v":{"$error":"#N/A"}},{"$f":"IF($E14210=DataInput!$B14209,DataInput!K14209,NA())","v":{"$error":"#N/A"}},null,null,"  ",null,null,null,null,false,null,null,{"$error":"#N/A"},{"$error":"#N/A"},{"$error":"#N/A"},{"$error":"#N/A"},{"$error":"#N/A"},{"$error":"#N/A"},{"$error":"#N/A"},{"$error":"#N/A"},{"$error":"#N/A"},{"$error":"#N/A"}]
[null,{"$f":"IF(DataInput!B14240=$B$8,IF($B$9=$B$10,TRUE,IF(DataInput!E14240=$B$9,TRUE,FALSE)))","v":false},null,null,{"$f":"IF(B14241=TRUE,DataInput!B14240,NA())","v":{"$error":"#N/A"}},{"$f":"IF($E14241=DataInput!$B14240,DataInput!C14240,NA())","v":{"$error":"#N/A"}},{"$f":"IF($E14241=DataInput!$B14240,DataInput!D14240,NA())","v":{"$error":"#N/A"}},{"$f":"IF($E14241=DataInput!$B14240,DataInput!E14240,NA())","v":{"$error":"#N/A"}},{"$f":"IF($E14241=DataInput!$B14240,DataInput!F14240,NA())","v":{"$error":"#N/A"}},{"$f":"IF($E14241=DataInput!$B14240,DataInput!G14240,NA())","v":{"$error":"#N/A"}},{"$f":"IF($E14241=DataInput!$B14240,DataInput!H14240,NA())","v":{"$error":"#N/A"}},{"$f":"IF($E14241=DataInput!$B14240,DataInput!I14240,NA())","v":{"$error":"#N/A"}},{"$f":"IF($E14241=DataInput!$B14240,DataInput!J14240,NA())","v":{"$error":"#N/A"}},{"$f":"IF($E14241=DataInput!$B14240,DataInput!K14240,NA())","v":{"$error":"#N/A"}},null,null,"  ",null,null,null,null,false,null,null,{"$error":"#N/A"},{"$error":"#N/A"},{"$error":"#N/A"},{"$error":"#N/A"},{"$error":"#N/A"},{"$error":"#N/A"},{"$error":"#N/A"},{"$error":"#N/A"},{"$error":"#N/A"},{"$error":"#N/A"}]
[null,{"$f":"IF(DataInput!B14258=$B$8,IF($B$9=$B$10,TRUE,IF(DataInput!E14258=$B$9,TRUE,FALSE)))","v":false},null,null,{"$f":"IF(B14259=TRUE,DataInput!B14258,NA())","v":{"$error":"#N/A"}},{"$f":"IF($E14259=DataInput!$B14258,DataInput!C14258,NA())","v":{"$error":"#N/A"}},{"$f":"IF($E14259=DataInput!$B14258,DataInput!D14258,NA())","v":{"$error":"#N/A"}},{"$f":"IF($E14259=DataInput!$B14258,DataInput!E14258,NA())","v":{"$error":"#N/A"}},{"$f":"IF($E14259=DataInput!$B14258,DataInput!F14258,NA())","v":{"$error":"#N/A"}},{"$f":"IF($E14259=DataInput!$B14258,DataInput!G14258,NA())","v":{"$error":"#N/A"}},{"$f":"IF($E14259=DataInput!$B14258,DataInput!H14258,NA())","v":{"$error":"#N/A"}},{"$f":"IF($E14259=DataInput!$B14258,DataInput!I14258,NA())","v":{"$error":"#N/A"}},{"$f":"IF($E14259=DataInput!$B14258,DataInput!J14258,NA())","v":{"$error":"#N/A"}},{"$f":"IF($E14259=DataInput!$B14258,DataInput!K14258,NA())","v":{"$error":"#N/A"}},null,null,"  ",null,null,null,null,false,null,null,{"$error":"#N/A"},{"$error":"#N/A"},{"$error":"#N/A"},{"$error":"#N/A"},{"$error":"#N/A"},{"$error":"#N/A"},{"$error":"#N/A"},{"$error":"#N/A"},{"$error":"#N/A"},{"$error":"#N/A"}]
[null,{"$f":"IF(DataInput!B14289=$B$8,IF($B$9=$B$10,TRUE,IF(DataInput!E14289=$B$9,TRUE,FALSE)))","v":false},null,null,{"$f":"IF(B14290=TRUE,DataInput!B14289,NA())","v":{"$error":"#N/A"}},{"$f":"IF($E14290=DataInput!$B14289,DataInput!C14289,NA())","v":{"$error":"#N/A"}},{"$f":"IF($E14290=DataInput!$B14289,DataInput!D14289,NA())","v":{"$error":"#N/A"}},{"$f":"IF($E14290=DataInput!$B14289,DataInput!E14289,NA())","v":{"$error":"#N/A"}},{"$f":"IF($E14290=DataInput!$B14289,DataInput!F14289,NA())","v":{"$error":"#N/A"}},{"$f":"IF($E14290=DataInput!$B14289,DataInput!G14289,NA())","v":{"$error":"#N/A"}},{"$f":"IF($E14290=DataInput!$B14289,DataInput!H14289,NA())","v":{"$error":"#N/A"}},{"$f":"IF($E14290=DataInput!$B14289,DataInput!I14289,NA())","v":{"$error":"#N/A"}},{"$f":"IF($E14290=DataInput!$B14289,DataInput!J14289,NA())","v":{"$error":"#N/A"}},{"$f":"IF($E14290=DataInput!$B14289,DataInput!K14289,NA())","v":{"$error":"#N/A"}},null,null,"  ",null,null,null,null,false,null,null,{"$error":"#N/A"},{"$error":"#N/A"},{"$error":"#N/A"},{"$error":"#N/A"},{"$error":"#N/A"},{"$error":"#N/A"},{"$error":"#N/A"},{"$error":"#N/A"},{"$error":"#N/A"},{"$error":"#N/A"}]
[null,{"$f":"IF(DataInput!B14332=$B$8,IF($B$9=$B$10,TRUE,IF(DataInput!E14332=$B$9,TRUE,FALSE)))","v":false},null,null,{"$f":"IF(B14333=TRUE,DataInput!B14332,NA())","v":{"$error":"#N/A"}},{"$f":"IF($E14333=DataInput!$B14332,DataInput!C14332,NA())","v":{"$error":"#N/A"}},{"$f":"IF($E14333=DataInput!$B14332,DataInput!D14332,NA())","v":{"$error":"#N/A"}},{"$f":"IF($E14333=DataInput!$B14332,DataInput!E14332,NA())","v":{"$error":"#N/A"}},{"$f":"IF($E14333=DataInput!$B14332,DataInput!F14332,NA())","v":{"$error":"#N/A"}},{"$f":"IF($E14333=DataInput!$B14332,DataInput!G14332,NA())","v":{"$error":"#N/A"}},{"$f":"IF($E14333=DataInput!$B14332,DataInput!H14332,NA())","v":{"$error":"#N/A"}},{"$f":"IF($E14333=DataInput!$B14332,DataInput!I14332,NA())","v":{"$error":"#N/A"}},{"$f":"IF($E14333=DataInput!$B14332,DataInput!J14332,NA())","v":{"$error":"#N/A"}},{"$f":"IF($E14333=DataInput!$B14332,DataInput!K14332,NA())","v":{"$error":"#N/A"}},null,null,"  ",null,null,null,null,false,null,null,{"$error":"#N/A"},{"$f":"IF($V14333=TRUE,F14333,NA())","v":{"$error":"#N/A"}},{"$f":"IF($V14333=TRUE,G14333,NA())","v":{"$error":"#N/A"}},{"$f":"IF($V14333=TRUE,H14333,NA())","v":{"$error":"#N/A"}},{"$f":"IF($V14333=TRUE,I14333,NA())","v":{"$error":"#N/A"}},{"$f":"IF($V14333=TRUE,J14333,NA())","v":{"$error":"#N/A"}},{"$f":"IF($V14333=TRUE,K14333,NA())","v":{"$error":"#N/A"}},{"$f":"IF($V14333=TRUE,L14333,NA())","v":{"$error":"#N/A"}},{"$f":"IF($V14333=TRUE,M14333,NA())","v":{"$error":"#N/A"}},{"$f":"IF($V14333=TRUE,N14333,NA())","v":{"$error":"#N/A"}}]
[null,{"$f":"IF(DataInput!B14366=$B$8,IF($B$9=$B$10,TRUE,IF(DataInput!E14366=$B$9,TRUE,FALSE)))","v":false},null,null,{"$f":"IF(B14367=TRUE,DataInput!B14366,NA())","v":{"$error":"#N/A"}},{"$f":"IF($E14367=DataInput!$B14366,DataInput!C14366,NA())","v":{"$error":"#N/A"}},{"$f":"IF($E14367=DataInput!$B14366,DataInput!D14366,NA())","v":{"$error":"#N/A"}},{"$f":"IF($E14367=DataInput!$B14366,DataInput!E14366,NA())","v":{"$error":"#N/A"}},{"$f":"IF($E14367=DataInput!$B14366,DataInput!F14366,NA())","v":{"$error":"#N/A"}},{"$f":"IF($E14367=DataInput!$B14366,DataInput!G14366,NA())","v":{"$error":"#N/A"}},{"$f":"IF($E14367=DataInput!$B14366,DataInput!H14366,NA())","v":{"$error":"#N/A"}},{"$f":"IF($E14367=DataInput!$B14366,DataInput!I14366,NA())","v":{"$error":"#N/A"}},{"$f":"IF($E14367=DataInput!$B14366,DataInput!J14366,NA())","v":{"$error":"#N/A"}},{"$f":"IF($E14367=DataInput!$B14366,DataInput!K14366,NA())","v":{"$error":"#N/A"}},null,null,"  ",null,null,null,null,false,null,null,{"$error":"#N/A"},{"$error":"#N/A"},{"$error":"#N/A"},{"$error":"#N/A"},{"$error":"#N/A"},{"$error":"#N/A"},{"$error":"#N/A"},{"$error":"#N/A"},{"$error":"#N/A"},{"$error":"#N/A"}]
[null,{"$f":"IF(DataInput!B14397=$B$8,IF($B$9=$B$10,TRUE,IF(DataInput!E14397=$B$9,TRUE,FALSE)))","v":false},null,null,{"$f":"IF(B14398=TRUE,DataInput!B14397,NA())","v":{"$error":"#N/A"}},{"$f":"IF($E14398=DataInput!$B14397,DataInput!C14397,NA())","v":{"$error":"#N/A"}},{"$f":"IF($E14398=DataInput!$B14397,DataInput!D14397,NA())","v":{"$error":"#N/A"}},{"$f":"IF($E14398=DataInput!$B14397,DataInput!E14397,NA())","v":{"$error":"#N/A"}},{"$f":"IF($E14398=DataInput!$B14397,DataInput!F14397,NA())","v":{"$error":"#N/A"}},{"$f":"IF($E14398=DataInput!$B14397,DataInput!G14397,NA())","v":{"$error":"#N/A"}},{"$f":"IF($E14398=DataInput!$B14397,DataInput!H14397,NA())","v":{"$error":"#N/A"}},{"$f":"IF($E14398=DataInput!$B14397,DataInput!I14397,NA())","v":{"$error":"#N/A"}},{"$f":"IF($E14398=DataInput!$B14397,DataInput!J14397,NA())","v":{"$error":"#N/A"}},{"$f":"IF($E14398=DataInput!$B14397,DataInput!K14397,NA())","v":{"$error":"#N/A"}},null,null,"  ",null,null,null,null,false,null,null,{"$error":"#N/A"},{"$error":"#N/A"},{"$error":"#N/A"},{"$error":"#N/A"},{"$error":"#N/A"},{"$error":"#N/A"},{"$error":"#N/A"},{"$error":"#N/A"},{"$error":"#N/A"},{"$error":"#N/A"}]
[null,{"$f":"IF(DataInput!B14399=$B$8,IF($B$9=$B$10,TRUE,IF(DataInput!E14399=$B$9,TRUE,FALSE)))","v":false},null,null,{"$f":"IF(B14400=TRUE,DataInput!B14399,NA())","v":{"$error":"#N/A"}},{"$f":"IF($E14400=DataInput!$B14399,DataInput!C14399,NA())","v":{"$error":"#N/A"}},{"$f":"IF($E14400=DataInput!$B14399,DataInput!D14399,NA())","v":{"$error":"#N/A"}},{"$f":"IF($E14400=DataInput!$B14399,DataInput!E14399,NA())","v":{"$error":"#N/A"}},{"$f":"IF($E14400=DataInput!$B14399,DataInput!F14399,NA())","v":{"$error":"#N/A"}},{"$f":"IF($E14400=DataInput!$B14399,DataInput!G14399,NA())","v":{"$error":"#N/A"}},{"$f":"IF($E14400=DataInput!$B14399,DataInput!H14399,NA())","v":{"$error":"#N/A"}},{"$f":"IF($E14400=DataInput!$B14399,DataInput!I14399,NA())","v":{"$error":"#N/A"}},{"$f":"IF($E14400=DataInput!$B14399,DataInput!J14399,NA())","v":{"$error":"#N/A"}},{"$f":"IF($E14400=DataInput!$B14399,DataInput!K14399,NA())","v":{"$error":"#N/A"}},null,null,"  ",null,null,null,null,false,null,null,{"$error":"#N/A"},{"$error":"#N/A"},{"$error":"#N/A"},{"$error":"#N/A"},{"$error":"#N/A"},{"$error":"#N/A"},{"$error":"#N/A"},{"$error":"#N/A"},{"$error":"#N/A"},{"$error":"#N/A"}]
[null,{"$f":"IF(DataInput!B14431=$B$8,IF($B$9=$B$10,TRUE,IF(DataInput!E14431=$B$9,TRUE,FALSE)))","v":false},null,null,{"$f":"IF(B14432=TRUE,DataInput!B14431,NA())","v":{"$error":"#N/A"}},{"$f":"IF($E14432=DataInput!$B14431,DataInput!C14431,NA())","v":{"$error":"#N/A"}},{"$f":"IF($E14432=DataInput!$B14431,DataInput!D14431,NA())","v":{"$error":"#N/A"}},{"$f":"IF($E14432=DataInput!$B14431,DataInput!E14431,NA())","v":{"$error":"#N/A"}},{"$f":"IF($E14432=DataInput!$B14431,DataInput!F14431,NA())","v":{"$error":"#N/A"}},{"$f":"IF($E14432=DataInput!$B14431,DataInput!G14431,NA())","v":{"$error":"#N/A"}},{"$f":"IF($E14432=DataInput!$B14431,DataInput!H14431,NA())","v":{"$error":"#N/A"}},{"$f":"IF($E14432=DataInput!$B14431,DataInput!I14431,NA())","v":{"$error":"#N/A"}},{"$f":"IF($E14432=DataInput!$B14431,DataInput!J14431,NA())","v":{"$error":"#N/A"}},{"$f":"IF($E14432=DataInput!$B14431,DataInput!K14431,NA())","v":{"$error":"#N/A"}},null,null,"  ",null,null,null,null,false,null,null,{"$error":"#N/A"},{"$error":"#N/A"},{"$error":"#N/A"},{"$error":"#N/A"},{"$error":"#N/A"},{"$error":"#N/A"},{"$error":"#N/A"},{"$error":"#N/A"},{"$error":"#N/A"},{"$error":"#N/A"}]
[null,{"$f":"IF(DataInput!B14476=$B$8,IF($B$9=$B$10,TRUE,IF(DataInput!E14476=$B$9,TRUE,FALSE)))","v":false},null,null,{"$f":"IF(B14477=TRUE,DataInput!B14476,NA())","v":{"$error":"#N/A"}},{"$f":"IF($E14477=DataInput!$B14476,DataInput!C14476,NA())","v":{"$error":"#N/A"}},{"$f":"IF($E14477=DataInput!$B14476,DataInput!D14476,NA())","v":{"$error":"#N/A"}},{"$f":"IF($E14477=DataInput!$B14476,DataInput!E14476,NA())","v":{"$error":"#N/A"}},{"$f":"IF($E14477=DataInput!$B14476,DataInput!F14476,NA())","v":{"$error":"#N/A"}},{"$f":"IF($E14477=DataInput!$B14476,DataInput!G14476,NA())","v":{"$error":"#N/A"}},{"$f":"IF($E14477=DataInput!$B14476,DataInput!H14476,NA())","v":{"$error":"#N/A"}},{"$f":"IF($E14477=DataInput!$B14476,DataInput!I14476,NA())","v":{"$error":"#N/A"}},{"$f":"IF($E14477=DataInput!$B14476,DataInput!J14476,NA())","v":{"$error":"#N/A"}},{"$f":"IF($E14477=DataInput!$B14476,DataInput!K14476,NA())","v":{"$error":"#N/A"}},null,null,"  ",null,null,null,null,false,null,null,{"$error":"#N/A"},{"$error":"#N/A"},{"$error":"#N/A"},{"$error":"#N/A"},{"$error":"#N/A"},{"$error":"#N/A"},{"$error":"#N/A"},{"$error":"#N/A"},{"$error":"#N/A"},{"$error":"#N/A"}]
[null,{"$f":"IF(DataInput!B14494=$B$8,IF($B$9=$B$10,TRUE,IF(DataInput!E14494=$B$9,TRUE,FALSE)))","v":false},null,null,{"$f":"IF(B14495=TRUE,DataInput!B14494,NA())","v":{"$error":"#N/A"}},{"$f":"IF($E14495=DataInput!$B14494,DataInput!C14494,NA())","v":{"$error":"#N/A"}},{"$f":"IF($E14495=DataInput!$B14494,DataInput!D14494,NA())","v":{"$error":"#N/A"}},{"$f":"IF($E14495=DataInput!$B14494,DataInput!E14494,NA())","v":{"$error":"#N/A"}},{"$f":"IF($E14495=DataInput!$B14494,DataInput!F14494,NA())","v":{"$error":"#N/A"}},{"$f":"IF($E14495=DataInput!$B14494,DataInput!G14494,NA())","v":{"$error":"#N/A"}},{"$f":"IF($E14495=DataInput!$B14494,DataInput!H14494,NA())","v":{"$error":"#N/A"}},{"$f":"IF($E14495=DataInput!$B14494,DataInput!I14494,NA())","v":{"$error":"#N/A"}},{"$f":"IF($E14495=DataInput!$B14494,DataInput!J14494,NA())","v":{"$error":"#N/A"}},{"$f":"IF($E14495=DataInput!$B14494,DataInput!K14494,NA())","v":{"$error":"#N/A"}},null,null,"  ",null,null,null,null,false,null,null,{"$error":"#N/A"},{"$error":"#N/A"},{"$error":"#N/A"},{"$error":"#N/A"},{"$error":"#N/A"},{"$error":"#N/A"},{"$error":"#N/A"},{"$error":"#N/A"},{"$error":"#N/A"},{"$error":"#N/A"}]
[null,{"$f":"IF(DataInput!B14525=$B$8,IF($B$9=$B$10,TRUE,IF(DataInput!E14525=$B$9,TRUE,FALSE)))","v":false},null,null,{"$f":"IF(B14526=TRUE,DataInput!B14525,NA())","v":{"$error":"#N/A"}},{"$f":"IF($E14526=DataInput!$B14525,DataInput!C14525,NA())","v":{"$error":"#N/A"}},{"$f":"IF($E14526=DataInput!$B14525,DataInput!D14525,NA())","v":{"$error":"#N/A"}},{"$f":"IF($E14526=DataInput!$B14525,DataInput!E14525,NA())","v":{"$error":"#N/A"}},{"$f":"IF($E14526=DataInput!$B14525,DataInput!F14525,NA())","v":{"$error":"#N/A"}},{"$f":"IF($E14526=DataInput!$B14525,DataInput!G14525,NA())","v":{"$error":"#N/A"}},{"$f":"IF($E14526=DataInput!$B14525,DataInput!H14525,NA())","v":{"$error":"#N/A"}},{"$f":"IF($E14526=DataInput!$B14525,DataInput!I14525,NA())","v":{"$error":"#N/A"}},{"$f":"IF($E14526=DataInput!$B14525,DataInput!J14525,NA())","v":{"$error":"#N/A"}},{"$f":"IF($E14526=DataInput!$B14525,DataInput!K14525,NA())","v":{"$error":"#N/A"}},null,null,"  ",null,null,null,null,false,null,null,{"$error":"#N/A"},{"$error":"#N/A"},{"$error":"#N/A"},{"$error":"#N/A"},{"$error":"#N/A"},{"$error":"#N/A"},{"$error":"#N/A"},{"$error":"#N/A"},{"$error":"#N/A"},{"$error":"#N/A"}]
[null,{"$f":"IF(DataInput!B14554=$B$8,IF($B$9=$B$10,TRUE,IF(DataInput!E14554=$B$9,TRUE,FALSE)))","v":false},null,null,{"$f":"IF(B14555=TRUE,DataInput!B14554,NA())","v":{"$error":"#N/A"}},{"$f":"IF($E14555=DataInput!$B14554,DataInput!C14554,NA())","v":{"$error":"#N/A"}},{"$f":"IF($E14555=DataInput!$B14554,DataInput!D14554,NA())","v":{"$error":"#N/A"}},{"$f":"IF($E14555=DataInput!$B14554,DataInput!E14554,NA())","v":{"$error":"#N/A"}},{"$f":"IF($E14555=DataInput!$B14554,DataInput!F14554,NA())","v":{"$error":"#N/A"}},{"$f":"IF($E14555=DataInput!$B14554,DataInput!G14554,NA())","v":{"$error":"#N/A"}},{"$f":"IF($E14555=DataInput!$B14554,DataInput!H14554,NA())","v":{"$error":"#N/A"}},{"$f":"IF($E14555=DataInput!$B14554,DataInput!I14554,NA())","v":{"$error":"#N/A"}},{"$f":"IF($E14555=DataInput!$B14554,DataInput!J14554,NA())","v":{"$error":"#N/A"}},{"$f":"IF($E14555=DataInput!$B14554,DataInput!K14554,NA())","v":{"$error":"#N/A"}},null,null,"  ",null,null,null,null,false,null,null,{"$error":"#N/A"},{"$error":"#N/A"},{"$error":"#N/A"},{"$error":"#N/A"},{"$error":"#N/A"},{"$error":"#N/A"},{"$error":"#N/A"},{"$error":"#N/A"},{"$error":"#N/A"},{"$error":"#N/A"}]
[null,{"$f":"IF(DataInput!B14573=$B$8,IF($B$9=$B$10,TRUE,IF(DataInput!E14573=$B$9,TRUE,FALSE)))","v":false},null,null,{"$f":"IF(B14574=TRUE,DataInput!B14573,NA())","v":{"$error":"#N/A"}},{"$f":"IF($E14574=DataInput!$B14573,DataInput!C14573,NA())","v":{"$error":"#N/A"}},{"$f":"IF($E14574=DataInput!$B14573,DataInput!D14573,NA())","v":{"$error":"#N/A"}},{"$f":"IF($E14574=DataInput!$B14573,DataInput!E14573,NA())","v":{"$error":"#N/A"}},{"$f":"IF($E14574=DataInput!$B14573,DataInput!F14573,NA())","v":{"$error":"#N/A"}},{"$f":"IF($E14574=DataInput!$B14573,DataInput!G14573,NA())","v":{"$error":"#N/A"}},{"$f":"IF($E14574=DataInput!$B14573,DataInput!H14573,NA())","v":{"$error":"#N/A"}},{"$f":"IF($E14574=DataInput!$B14573,DataInput!I14573,NA())","v":{"$error":"#N/A"}},{"$f":"IF($E14574=DataInput!$B14573,DataInput!J14573,NA())","v":{"$error":"#N/A"}},{"$f":"IF($E14574=DataInput!$B14573,DataInput!K14573,NA())","v":{"$error":"#N/A"}},null,null,"  ",null,null,null,null,false,null,null,{"$error":"#N/A"},{"$error":"#N/A"},{"$error":"#N/A"},{"$error":"#N/A"},{"$error":"#N/A"},{"$error":"#N/A"},{"$error":"#N/A"},{"$error":"#N/A"},{"$error":"#N/A"},{"$error":"#N/A"}]
[null,{"$f":"IF(DataInput!B14604=$B$8,IF($B$9=$B$10,TRUE,IF(DataInput!E14604=$B$9,TRUE,FALSE)))","v":false},null,null,{"$f":"IF(B14605=TRUE,DataInput!B14604,NA())","v":{"$error":"#N/A"}},{"$f":"IF($E14605=DataInput!$B14604,DataInput!C14604,NA())","v":{"$error":"#N/A"}},{"$f":"IF($E14605=DataInput!$B14604,DataInput!D14604,NA())","v":{"$error":"#N/A"}},{"$f":"IF($E14605=DataInput!$B14604,DataInput!E14604,NA())","v":{"$error":"#N/A"}},{"$f":"IF($E14605=DataInput!$B14604,DataInput!F14604,NA())","v":{"$error":"#N/A"}},{"$f":"IF($E14605=DataInput!$B14604,DataInput!G14604,NA())","v":{"$error":"#N/A"}},{"$f":"IF($E14605=DataInput!$B14604,DataInput!H14604,NA())","v":{"$error":"#N/A"}},{"$f":"IF($E14605=DataInput!$B14604,DataInput!I14604,NA())","v":{"$error":"#N/A"}},{"$f":"IF($E14605=DataInput!$B14604,DataInput!J14604,NA())","v":{"$error":"#N/A"}},{"$f":"IF($E14605=DataInput!$B14604,DataInput!K14604,NA())","v":{"$error":"#N/A"}},null,null,"  ",null,null,null,null,false,null,null,{"$error":"#N/A"},{"$error":"#N/A"},{"$error":"#N/A"},{"$error":"#N/A"},{"$error":"#N/A"},{"$error":"#N/A"},{"$error":"#N/A"},{"$error":"#N/A"},{"$error":"#N/A"},{"$error":"#N/A"}]
[null,{"$f":"IF(DataInput!B14651=$B$8,IF($B$9=$B$10,TRUE,IF(DataInput!E14651=$B$9,TRUE,FALSE)))","v":false},null,null,{"$f":"IF(B14652=TRUE,DataInput!B14651,NA())","v":{"$error":"#N/A"}},{"$f":"IF($E14652=DataInput!$B14651,DataInput!C14651,NA())","v":{"$error":"#N/A"}},{"$f":"IF($E14652=DataInput!$B14651,DataInput!D14651,NA())","v":{"$error":"#N/A"}},{"$f":"IF($E14652=DataInput!$B14651,DataInput!E14651,NA())","v":{"$error":"#N/A"}},{"$f":"IF($E14652=DataInput!$B14651,DataInput!F14651,NA())","v":{"$error":"#N/A"}},{"$f":"IF($E14652=DataInput!$B14651,DataInput!G14651,NA())","v":{"$error":"#N/A"}},{"$f":"IF($E14652=DataInput!$B14651,DataInput!H14651,NA())","v":{"$error":"#N/A"}},{"$f":"IF($E14652=DataInput!$B14651,DataInput!I14651,NA())","v":{"$error":"#N/A"}},{"$f":"IF($E14652=DataInput!$B14651,DataInput!J14651,NA())","v":{"$error":"#N/A"}},{"$f":"IF($E14652=DataInput!$B14651,DataInput!K14651,NA())","v":{"$error":"#N/A"}},null,null,"  ",null,null,null,null,false,null,null,{"$f":"IF($V14652=TRUE,E14652,NA())","v":{"$error":"#N/A"}},{"$error":"#N/A"},{"$error":"#N/A"},{"$error":"#N/A"},{"$error":"#N/A"},{"$error":"#N/A"},{"$error":"#N/A"},{"$error":"#N/A"},{"$error":"#N/A"},{"$error":"#N/A"}]
[null,{"$f":"IF(DataInput!B14681=$B$8,IF($B$9=$B$10,TRUE,IF(DataInput!E14681=$B$9,TRUE,FALSE)))","v":false},null,null,{"$f":"IF(B14682=TRUE,DataInput!B14681,NA())","v":{"$error":"#N/A"}},{"$f":"IF($E14682=DataInput!$B14681,DataInput!C14681,NA())","v":{"$error":"#N/A"}},{"$f":"IF($E14682=DataInput!$B14681,DataInput!D14681,NA())","v":{"$error":"#N/A"}},{"$f":"IF($E14682=DataInput!$B14681,DataInput!E14681,NA())","v":{"$error":"#N/A"}},{"$f":"IF($E14682=DataInput!$B14681,DataInput!F14681,NA())","v":{"$error":"#N/A"}},{"$f":"IF($E14682=DataInput!$B14681,DataInput!G14681,NA())","v":{"$error":"#N/A"}},{"$f":"IF($E14682=DataInput!$B14681,DataInput!H14681,NA())","v":{"$error":"#N/A"}},{"$f":"IF($E14682=DataInput!$B14681,DataInput!I14681,NA())","v":{"$error":"#N/A"}},{"$f":"IF($E14682=DataInput!$B14681,DataInput!J14681,NA())","v":{"$error":"#N/A"}},{"$f":"IF($E14682=DataInput!$B14681,DataInput!K14681,NA())","v":{"$error":"#N/A"}},null,null,"  ",null,null,null,null,false,null,null,{"$error":"#N/A"},{"$error":"#N/A"},{"$error":"#N/A"},{"$error":"#N/A"},{"$error":"#N/A"},{"$error":"#N/A"},{"$error":"#N/A"},{"$error":"#N/A"},{"$error":"#N/A"},{"$error":"#N/A"}]
[null,{"$f":"IF(DataInput!B14712=$B$8,IF($B$9=$B$10,TRUE,IF(DataInput!E14712=$B$9,TRUE,FALSE)))","v":false},null,null,{"$f":"IF(B14713=TRUE,DataInput!B14712,NA())","v":{"$error":"#N/A"}},{"$f":"IF($E14713=DataInput!$B14712,DataInput!C14712,NA())","v":{"$error":"#N/A"}},{"$f":"IF($E14713=DataInput!$B14712,DataInput!D14712,NA())","v":{"$error":"#N/A"}},{"$f":"IF($E14713=DataInput!$B14712,DataInput!E14712,NA())","v":{"$error":"#N/A"}},{"$f":"IF($E14713=DataInput!$B14712,DataInput!F14712,NA())","v":{"$error":"#N/A"}},{"$f":"IF($E14713=DataInput!$B14712,DataInput!G14712,NA())","v":{"$error":"#N/A"}},{"$f":"IF($E14713=DataInput!$B14712,DataInput!H14712,NA())","v":{"$error":"#N/A"}},{"$f":"IF($E14713=DataInput!$B14712,DataInput!I14712,NA())","v":{"$error":"#N/A"}},{"$f":"IF($E14713=DataInput!$B14712,DataInput!J14712,NA())","v":{"$error":"#N/A"}},{"$f":"IF($E14713=DataInput!$B14712,DataInput!K14712,NA())","v":{"$error":"#N/A"}},null,null,"  ",null,null,null,null,false,null,null,{"$error":"#N/A"},{"$error":"#N/A"},{"$error":"#N/A"},{"$error":"#N/A"},{"$error":"#N/A"},{"$error":"#N/A"},{"$error":"#N/A"},{"$error":"#N/A"},{"$error":"#N/A"},{"$error":"#N/A"}]
[null,{"$f":"IF(DataInput!B14730=$B$8,IF($B$9=$B$10,TRUE,IF(DataInput!E14730=$B$9,TRUE,FALSE)))","v":false},null,null,{"$f":"IF(B14731=TRUE,DataInput!B14730,NA())","v":{"$error":"#N/A"}},{"$f":"IF($E14731=DataInput!$B14730,DataInput!C14730,NA())","v":{"$error":"#N/A"}},{"$f":"IF($E14731=DataInput!$B14730,DataInput!D14730,NA())","v":{"$error":"#N/A"}},{"$f":"IF($E14731=DataInput!$B14730,DataInput!E14730,NA())","v":{"$error":"#N/A"}},{"$f":"IF($E14731=DataInput!$B14730,DataInput!F14730,NA())","v":{"$error":"#N/A"}},{"$f":"IF($E14731=DataInput!$B14730,DataInput!G14730,NA())","v":{"$error":"#N/A"}},{"$f":"IF($E14731=DataInput!$B14730,DataInput!H14730,NA())","v":{"$error":"#N/A"}},{"$f":"IF($E14731=DataInput!$B14730,DataInput!I14730,NA())","v":{"$error":"#N/A"}},{"$f":"IF($E14731=DataInput!$B14730,DataInput!J14730,NA())","v":{"$error":"#N/A"}},{"$f":"IF($E14731=DataInput!$B14730,DataInput!K14730,NA())","v":{"$error":"#N/A"}},null,null,"  ",null,null,null,null,false,null,null,{"$error":"#N/A"},{"$error":"#N/A"},{"$error":"#N/A"},{"$error":"#N/A"},{"$error":"#N/A"},{"$error":"#N/A"},{"$error":"#N/A"},{"$error":"#N/A"},{"$error":"#N/A"},{"$error":"#N/A"}]
[null,{"$f":"IF(DataInput!B14761=$B$8,IF($B$9=$B$10,TRUE,IF(DataInput!E14761=$B$9,TRUE,FALSE)))","v":false},null,null,{"$f":"IF(B14762=TRUE,DataInput!B14761,NA())","v":{"$error":"#N/A"}},{"$f":"IF($E14762=DataInput!$B14761,DataInput!C14761,NA())","v":{"$error":"#N/A"}},{"$f":"IF($E14762=DataInput!$B14761,DataInput!D14761,NA())","v":{"$error":"#N/A"}},{"$f":"IF($E14762=DataInput!$B14761,DataInput!E14761,NA())","v":{"$error":"#N/A"}},{"$f":"IF($E14762=DataInput!$B14761,DataInput!F14761,NA())","v":{"$error":"#N/A"}},{"$f":"IF($E14762=DataInput!$B14761,DataInput!G14761,NA())","v":{"$error":"#N/A"}},{"$f":"IF($E14762=DataInput!$B14761,DataInput!H14761,NA())","v":{"$error":"#N/A"}},{"$f":"IF($E14762=DataInput!$B14761,DataInput!I14761,NA())","v":{"$error":"#N/A"}},{"$f":"IF($E14762=DataInput!$B14761,DataInput!J14761,NA())","v":{"$error":"#N/A"}},{"$f":"IF($E14762=DataInput!$B14761,DataInput!K14761,NA())","v":{"$error":"#N/A"}},null,null,"  ",null,null,null,null,false,null,null,{"$error":"#N/A"},{"$error":"#N/A"},{"$error":"#N/A"},{"$error":"#N/A"},{"$error":"#N/A"},{"$error":"#N/A"},{"$error":"#N/A"},{"$error":"#N/A"},{"$error":"#N/A"},{"$error":"#N/A"}]
[null,{"$f":"IF(DataInput!B14776=$B$8,IF($B$9=$B$10,TRUE,IF(DataInput!E14776=$B$9,TRUE,FALSE)))","v":false},null,null,{"$f":"IF(B14777=TRUE,DataInput!B14776,NA())","v":{"$error":"#N/A"}},{"$f":"IF($E14777=DataInput!$B14776,DataInput!C14776,NA())","v":{"$error":"#N/A"}},{"$f":"IF($E14777=DataInput!$B14776,DataInput!D14776,NA())","v":{"$error":"#N/A"}},{"$f":"IF($E14777=DataInput!$B14776,DataInput!E14776,NA())","v":{"$error":"#N/A"}},{"$f":"IF($E14777=DataInput!$B14776,DataInput!F14776,NA())","v":{"$error":"#N/A"}},{"$f":"IF($E14777=DataInput!$B14776,DataInput!G14776,NA())","v":{"$error":"#N/A"}},{"$f":"IF($E14777=DataInput!$B14776,DataInput!H14776,NA())","v":{"$error":"#N/A"}},{"$f":"IF($E14777=DataInput!$B14776,DataInput!I14776,NA())","v":{"$error":"#N/A"}},{"$f":"IF($E14777=DataInput!$B14776,DataInput!J14776,NA())","v":{"$error":"#N/A"}},{"$f":"IF($E14777=DataInput!$B14776,DataInput!K14776,NA())","v":{"$error":"#N/A"}},null,null,"  ",null,null,null,null,false,null,null,{"$error":"#N/A"},{"$error":"#N/A"},{"$error":"#N/A"},{"$error":"#N/A"},{"$error":"#N/A"},{"$error":"#N/A"},{"$error":"#N/A"},{"$error":"#N/A"},{"$error":"#N/A"},{"$error":"#N/A"}]
[null,null,null,null,null,null,null,null,null,null,null,null,null,null,null,null," ",null,null,null,null,false,null,null,{"$error":"#N/A"},{"$error":"#N/A"},{"$error":"#N/A"},{"$error":"#N/A"},{"$error":"#N/A"},{"$error":"#N/A"},{"$error":"#N/A"},{"$error":"#N/A"},{"$error":"#N/A"},{"$error":"#N/A"}]
[null,null,null,null,null,null,null,null,null,null,null,null,null,null,null,null," ",null,null,null,null,false,null,null,{"$error":"#N/A"},{"$error":"#N/A"},{"$error":"#N/A"},{"$error":"#N/A"},{"$error":"#N/A"},{"$error":"#N/A"},{"$error":"#N/A"},{"$error":"#N/A"},{"$error":"#N/A"},{"$error":"#N/A"}]
[null,null,null,null,null,null,null,null,null,null,null,null,null,null,null,null," ",null,null,null,null,false,null,null,{"$error":"#N/A"},{"$error":"#N/A"},{"$error":"#N/A"},{"$error":"#N/A"},{"$error":"#N/A"},{"$error":"#N/A"},{"$error":"#N/A"},{"$error":"#N/A"},{"$error":"#N/A"},{"$error":"#N/A"}]
[null,null,null,null,null,null,null,null,null,null,null,null,null,null,null,null," ",null,null,null,null,false,null,null,{"$error":"#N/A"},{"$error":"#N/A"},{"$error":"#N/A"},{"$error":"#N/A"},{"$error":"#N/A"},{"$error":"#N/A"},{"$error":"#N/A"},{"$error":"#N/A"},{"$error":"#N/A"},{"$error":"#N/A"}]
[null,null,null,null,null,null,null,null,null,null,null,null,null,null,null,null," ",null,null,null,null,false,null,null,{"$error":"#N/A"},{"$error":"#N/A"},{"$error":"#N/A"},{"$error":"#N/A"},{"$error":"#N/A"},{"$error":"#N/A"},{"$error":"#N/A"},{"$error":"#N/A"},{"$error":"#N/A"},{"$error":"#N/A"}]
[null,null,null,null,null,null,null,null,null,null,null,null,null,null,null,null," ",null,null,null,null,false,null,null,{"$error":"#N/A"},{"$error":"#N/A"},{"$error":"#N/A"},{"$error":"#N/A"},{"$error":"#N/A"},{"$error":"#N/A"},{"$error":"#N/A"},{"$error":"#N/A"},{"$error":"#N/A"},{"$error":"#N/A"}]
[null,null,null,null,null,null,null,null,null,null,null,null,null,null,null,null," ",null,null,null,null,false,null,null,{"$error":"#N/A"},{"$error":"#N/A"},{"$error":"#N/A"},{"$error":"#N/A"},{"$error":"#N/A"},{"$error":"#N/A"},{"$error":"#N/A"},{"$error":"#N/A"},{"$error":"#N/A"},{"$error":"#N/A"}]
[null,null,null,null,null,null,null,null,null,null,null,null,null,null,null,null," ",null,null,null,null,false,null,null,{"$error":"#N/A"},{"$error":"#N/A"},{"$error":"#N/A"},{"$error":"#N/A"},{"$error":"#N/A"},{"$error":"#N/A"},{"$error":"#N/A"},{"$error":"#N/A"},{"$error":"#N/A"},{"$error":"#N/A"}]
[null,null,null,null,null,null,null,null,null,null,null,null,null,null,null,null," ",null,null,null,null,false,null,null,{"$error":"#N/A"},{"$error":"#N/A"},{"$error":"#N/A"},{"$error":"#N/A"},{"$error":"#N/A"},{"$error":"#N/A"},{"$error":"#N/A"},{"$error":"#N/A"},{"$error":"#N/A"},{"$error":"#N/A"}]
[null,null,null,null,null,null,null,null,null,null,null,null,null,null,null,null," ",null,null,null,null,false,null,null,{"$error":"#N/A"},{"$error":"#N/A"},{"$error":"#N/A"},{"$error":"#N/A"},{"$error":"#N/A"},{"$error":"#N/A"},{"$error":"#N/A"},{"$error":"#N/A"},{"$error":"#N/A"},{"$error":"#N/A"}]
[null,null,null,null,null,null,null,null,null,null,null,null,null,null,null,null," ",null,null,null,null,false,null,null,{"$error":"#N/A"},{"$error":"#N/A"},{"$error":"#N/A"},{"$error":"#N/A"},{"$error":"#N/A"},{"$error":"#N/A"},{"$error":"#N/A"},{"$error":"#N/A"},{"$error":"#N/A"},{"$error":"#N/A"}]
[null,null,null,null,null,null,null,null,null,null,null,null,null,null,null,null," ",null,null,null,null,false,null,null,{"$error":"#N/A"},{"$error":"#N/A"},{"$error":"#N/A"},{"$error":"#N/A"},{"$error":"#N/A"},{"$error":"#N/A"},{"$error":"#N/A"},{"$error":"#N/A"},{"$error":"#N/A"},{"$error":"#N/A"}]
[null,null,null,null,null,null,null,null,null,null,null,null,null,null,null,null," ",null,null,null,null,false,null,null,{"$error":"#N/A"},{"$error":"#N/A"},{"$error":"#N/A"},{"$error":"#N/A"},{"$error":"#N/A"},{"$error":"#N/A"},{"$error":"#N/A"},{"$error":"#N/A"},{"$error":"#N/A"},{"$error":"#N/A"}]
[null,null,null,null,null,null,null,null,null,null,null,null,null,null,null,null," ",null,null,null,null,false,null,null,{"$error":"#N/A"},{"$error":"#N/A"},{"$error":"#N/A"},{"$error":"#N/A"},{"$error":"#N/A"},{"$error":"#N/A"},{"$error":"#N/A"},{"$error":"#N/A"},{"$error":"#N/A"},{"$error":"#N/A"}]
[null,null,null,null,null,null,null,null,null,null,null,null,null,null,null,null," ",null,null,null,null,false,null,null,{"$error":"#N/A"},{"$error":"#N/A"},{"$error":"#N/A"},{"$error":"#N/A"},{"$error":"#N/A"},{"$error":"#N/A"},{"$error":"#N/A"},{"$error":"#N/A"},{"$error":"#N/A"},{"$error":"#N/A"}]
[null,null,null,null,null,null,null,null,null,null,null,null,null,null,null,null," ",null,null,null,null,false,null,null,{"$error":"#N/A"},{"$error":"#N/A"},{"$error":"#N/A"},{"$error":"#N/A"},{"$error":"#N/A"},{"$error":"#N/A"},{"$error":"#N/A"},{"$error":"#N/A"},{"$error":"#N/A"},{"$error":"#N/A"}]
[null,null,null,null,null,null,null,null,null,null,null,null,null,null,null,null," ",null,null,null,null,false,null,null,{"$error":"#N/A"},{"$error":"#N/A"},{"$error":"#N/A"},{"$error":"#N/A"},{"$error":"#N/A"},{"$error":"#N/A"},{"$error":"#N/A"},{"$error":"#N/A"},{"$error":"#N/A"},{"$error":"#N/A"}]
[null,null,null,null,null,null,null,null,null,null,null,null,null,null,null,null," ",null,null,null,null,false,null,null,{"$error":"#N/A"},{"$error":"#N/A"},{"$error":"#N/A"},{"$error":"#N/A"},{"$error":"#N/A"},{"$error":"#N/A"},{"$error":"#N/A"},{"$error":"#N/A"},{"$error":"#N/A"},{"$error":"#N/A"}]
[null,null,null,null,null,null,null,null,null,null,null,null,null,null,null,null," ",null,null,null,null,false,null,null,{"$error":"#N/A"},{"$error":"#N/A"},{"$error":"#N/A"},{"$error":"#N/A"},{"$error":"#N/A"},{"$error":"#N/A"},{"$error":"#N/A"},{"$error":"#N/A"},{"$error":"#N/A"},{"$error":"#N/A"}]
[null,null,null,null,null,null,null,null,null,null,null,null,null,null,null,null," ",null,null,null,null,false,null,null,{"$error":"#N/A"},{"$error":"#N/A"},{"$error":"#N/A"},{"$error":"#N/A"},{"$error":"#N/A"},{"$error":"#N/A"},{"$error":"#N/A"},{"$error":"#N/A"},{"$error":"#N/A"},{"$error":"#N/A"}]
[null,null,null,null,null,null,null,null,null,null,null,null,null,null,null,null," ",null,null,null,null,false,null,null,{"$error":"#N/A"},{"$error":"#N/A"},{"$error":"#N/A"},{"$error":"#N/A"},{"$error":"#N/A"},{"$error":"#N/A"},{"$error":"#N/A"},{"$error":"#N/A"},{"$error":"#N/A"},{"$error":"#N/A"}]
[null,null,null,null,null,null,null,null,null,null,null,null,null,null,null,null," ",null,null,null,null,false,null,null,{"$error":"#N/A"},{"$error":"#N/A"},{"$error":"#N/A"},{"$error":"#N/A"},{"$error":"#N/A"},{"$error":"#N/A"},{"$error":"#N/A"},{"$error":"#N/A"},{"$error":"#N/A"},{"$error":"#N/A"}]
[null,null,null,null,null,null,null,null,null,null,null,null,null,null,null,null," ",null,null,null,null,false,null,null,{"$error":"#N/A"},{"$error":"#N/A"},{"$error":"#N/A"},{"$error":"#N/A"},{"$error":"#N/A"},{"$error":"#N/A"},{"$error":"#N/A"},{"$error":"#N/A"},{"$error":"#N/A"},{"$error":"#N/A"}]
[null,null,null,null,null,null,null,null,null,null,null,null,null,null,null,null," ",null,null,null,null,false,null,null,{"$error":"#N/A"},{"$error":"#N/A"},{"$error":"#N/A"},{"$error":"#N/A"},{"$error":"#N/A"},{"$error":"#N/A"},{"$error":"#N/A"},{"$error":"#N/A"},{"$error":"#N/A"},{"$error":"#N/A"}]
[null,null,null,null,null,null,null,null,null,null,null,null,null,null,null,null," ",null,null,null,null,false,null,null,{"$error":"#N/A"},{"$error":"#N/A"},{"$error":"#N/A"},{"$error":"#N/A"},{"$error":"#N/A"},{"$error":"#N/A"},{"$error":"#N/A"},{"$error":"#N/A"},{"$error":"#N/A"},{"$error":"#N/A"}]
[null,null,null,null,null,null,null,null,null,null,null,null,null,null,null,null," ",null,null,null,null,false,null,null,{"$error":"#N/A"},{"$error":"#N/A"},{"$error":"#N/A"},{"$error":"#N/A"},{"$error":"#N/A"},{"$error":"#N/A"},{"$error":"#N/A"},{"$error":"#N/A"},{"$error":"#N/A"},{"$error":"#N/A"}]
[null,null,null,null,null,null,null,null,null,null,null,null,null,null,null,null," ",null,null,null,null,false,null,null,{"$error":"#N/A"},{"$error":"#N/A"},{"$error":"#N/A"},{"$error":"#N/A"},{"$error":"#N/A"},{"$error":"#N/A"},{"$error":"#N/A"},{"$error":"#N/A"},{"$error":"#N/A"},{"$error":"#N/A"}]
[null,null,null,null,null,null,null,null,null,null,null,null,null,null,null,null," ",null,null,null,null,false,null,null,{"$error":"#N/A"},{"$error":"#N/A"},{"$error":"#N/A"},{"$error":"#N/A"},{"$error":"#N/A"},{"$error":"#N/A"},{"$error":"#N/A"},{"$error":"#N/A"},{"$error":"#N/A"},{"$error":"#N/A"}]
[null,null,null,null,null,null,null,null,null,null,null,null,null,null,null,null," ",null,null,null,null,false,null,null,{"$f":"IF($V15632=TRUE,E15632,NA())","v":{"$error":"#N/A"}},{"$f":"IF($V15632=TRUE,F15632,NA())","v":{"$error":"#N/A"}},{"$f":"IF($V15632=TRUE,G15632,NA())","v":{"$error":"#N/A"}},{"$f":"IF($V15632=TRUE,H15632,NA())","v":{"$error":"#N/A"}},{"$f":"IF($V15632=TRUE,I15632,NA())","v":{"$error":"#N/A"}},{"$f":"IF($V15632=TRUE,J15632,NA())","v":{"$error":"#N/A"}},{"$f":"IF($V15632=TRUE,K15632,NA())","v":{"$error":"#N/A"}},{"$f":"IF($V15632=TRUE,L15632,NA())","v":{"$error":"#N/A"}},{"$f":"IF($V15632=TRUE,M15632,NA())","v":{"$error":"#N/A"}},{"$f":"IF($V15632=TRUE,N15632,NA())","v":{"$error":"#N/A"}}]
[null,null,null,null,null,null,null,null,null,null,null,null,null,null,null,null," ",null,null,null,null,false,null,null,{"$error":"#N/A"},{"$error":"#N/A"},{"$error":"#N/A"},{"$error":"#N/A"},{"$error":"#N/A"},{"$error":"#N/A"},{"$error":"#N/A"},{"$error":"#N/A"},{"$error":"#N/A"},{"$error":"#N/A"}]
[null,null,null,null,null,null,null,null,null,null,null,null,null,null,null,null," ",null,null,null,null,false,null,null,{"$error":"#N/A"},{"$error":"#N/A"},{"$error":"#N/A"},{"$error":"#N/A"},{"$error":"#N/A"},{"$error":"#N/A"},{"$error":"#N/A"},{"$error":"#N/A"},{"$error":"#N/A"},{"$error":"#N/A"}]
[null,null,null,null,null,null,null,null,null,null,null,null,null,null,null,null," ",null,null,null,null,false,null,null,{"$error":"#N/A"},{"$error":"#N/A"},{"$error":"#N/A"},{"$error":"#N/A"},{"$error":"#N/A"},{"$error":"#N/A"},{"$error":"#N/A"},{"$error":"#N/A"},{"$error":"#N/A"},{"$error":"#N/A"}]
[null,null,null,null,null,null,null,null,null,null,null,null,null,null,null,null," ",null,null,null,null,false,null,null,{"$error":"#N/A"},{"$error":"#N/A"},{"$error":"#N/A"},{"$error":"#N/A"},{"$error":"#N/A"},{"$error":"#N/A"},{"$error":"#N/A"},{"$error":"#N/A"},{"$error":"#N/A"},{"$error":"#N/A"}]
[null,null,null,null,null,null,null,null,null,null,null,null,null,null,null,null,{"$f":"IF(OR(ISERROR(E15756),ISERROR(G15756)),\"  \",E15756&\" \"&G15756)","v":" "},null,null,null,null,{"$f":"IF(ISERROR(G15756),FALSE,IF($V$9=G15756,TRUE,FALSE))","v":false},null,null,{"$error":"#N/A"},{"$error":"#N/A"},{"$error":"#N/A"},{"$error":"#N/A"},{"$error":"#N/A"},{"$error":"#N/A"},{"$error":"#N/A"},{"$error":"#N/A"},{"$error":"#N/A"},{"$error":"#N/A"}]
[null,null,null,null,null,null,null,null,null,null,null,null,null,null,null,null," ",null,null,null,null,false,null,null,{"$error":"#N/A"},{"$error":"#N/A"},{"$error":"#N/A"},{"$error":"#N/A"},{"$error":"#N/A"},{"$error":"#N/A"},{"$error":"#N/A"},{"$error":"#N/A"},{"$error":"#N/A"},{"$error":"#N/A"}]
[null,null,null,null,null,null,null,null,null,null,null,null,null,null,null,null," ",null,null,null,null,false,null,null,{"$error":"#N/A"},{"$error":"#N/A"},{"$error":"#N/A"},{"$error":"#N/A"},{"$error":"#N/A"},{"$error":"#N/A"},{"$error":"#N/A"},{"$error":"#N/A"},{"$error":"#N/A"},{"$error":"#N/A"}]
[null,null,null,null,null,null,null,null,null,null,null,null,null,null,null,null," ",null,null,null,null,false,null,null,{"$error":"#N/A"},{"$error":"#N/A"},{"$error":"#N/A"},{"$error":"#N/A"},{"$error":"#N/A"},{"$error":"#N/A"},{"$error":"#N/A"},{"$error":"#N/A"},{"$error":"#N/A"},{"$error":"#N/A"}]
[null,null,null,null,null,null,null,null,null,null,null,null,null,null,null,null," ",null,null,null,null,false,null,null,{"$error":"#N/A"},{"$error":"#N/A"},{"$error":"#N/A"},{"$error":"#N/A"},{"$error":"#N/A"},{"$error":"#N/A"},{"$error":"#N/A"},{"$error":"#N/A"},{"$error":"#N/A"},{"$error":"#N/A"}]
[null,null,null,null,null,null,null,null,null,null,null,null,null,null,null,null," ",null,null,null,null,false,null,null,{"$error":"#N/A"},{"$error":"#N/A"},{"$error":"#N/A"},{"$error":"#N/A"},{"$error":"#N/A"},{"$error":"#N/A"},{"$error":"#N/A"},{"$error":"#N/A"},{"$error":"#N/A"},{"$error":"#N/A"}]
[null,null,null,null,null,null,null,null,null,null,null,null,null,null,null,null," ",null,null,null,null,false,null,null,{"$error":"#N/A"},{"$error":"#N/A"},{"$error":"#N/A"},{"$error":"#N/A"},{"$error":"#N/A"},{"$error":"#N/A"},{"$error":"#N/A"},{"$error":"#N/A"},{"$error":"#N/A"},{"$error":"#N/A"}]
[null,null,null,null,null,null,null,null,null,null,null,null,null,null,null,null," ",null,null,null,null,false,null,null,{"$error":"#N/A"},{"$error":"#N/A"},{"$error":"#N/A"},{"$error":"#N/A"},{"$error":"#N/A"},{"$error":"#N/A"},{"$error":"#N/A"},{"$error":"#N/A"},{"$error":"#N/A"},{"$error":"#N/A"}]
[null,null,null,null,null,null,null,null,null,null,null,null,null,null,null,null," ",null,null,null,null,false,null,null,{"$error":"#N/A"},{"$error":"#N/A"},{"$error":"#N/A"},{"$error":"#N/A"},{"$error":"#N/A"},{"$error":"#N/A"},{"$error":"#N/A"},{"$error":"#N/A"},{"$error":"#N/A"},{"$error":"#N/A"}]
[null,null,null,null,null,null,null,null,null,null,null,null,null,null,null,null," ",null,null,null,null,false,null,null,{"$error":"#N/A"},{"$error":"#N/A"},{"$error":"#N/A"},{"$error":"#N/A"},{"$error":"#N/A"},{"$error":"#N/A"},{"$error":"#N/A"},{"$error":"#N/A"},{"$error":"#N/A"},{"$error":"#N/A"}]
[null,null,null,null,null,null,null,null,null,null,null,null,null,null,null,null," ",null,null,null,null,false,null,null,{"$error":"#N/A"},{"$error":"#N/A"},{"$error":"#N/A"},{"$error":"#N/A"},{"$error":"#N/A"},{"$error":"#N/A"},{"$error":"#N/A"},{"$error":"#N/A"},{"$error":"#N/A"},{"$error":"#N/A"}]
[null,null,null,null,null,null,null,null,null,null,null,null,null,null,null,null,{"$f":"IF(OR(ISERROR(E16076),ISERROR(G16076)),\"  \",E16076&\" \"&G16076)","v":" "},null,null,null,null,{"$f":"IF(ISERROR(G16076),FALSE,IF($V$9=G16076,TRUE,FALSE))","v":false},null,null,{"$error":"#N/A"},{"$error":"#N/A"},{"$error":"#N/A"},{"$error":"#N/A"},{"$error":"#N/A"},{"$error":"#N/A"},{"$error":"#N/A"},{"$error":"#N/A"},{"$error":"#N/A"},{"$error":"#N/A"}]
[null,null,null,null,null,null,null,null,null,null,null,null,null,null,null,null," ",null,null,null,null,false,null,null,{"$error":"#N/A"},{"$error":"#N/A"},{"$error":"#N/A"},{"$error":"#N/A"},{"$error":"#N/A"},{"$error":"#N/A"},{"$error":"#N/A"},{"$error":"#N/A"},{"$error":"#N/A"},{"$error":"#N/A"}]
[null,null,null,null,null,null,null,null,null,null,null,null,null,null,null,null," ",null,null,null,null,false,null,null,{"$error":"#N/A"},{"$error":"#N/A"},{"$error":"#N/A"},{"$error":"#N/A"},{"$error":"#N/A"},{"$error":"#N/A"},{"$error":"#N/A"},{"$error":"#N/A"},{"$error":"#N/A"},{"$error":"#N/A"}]
[null,null,null,null,null,null,null,null,null,null,null,null,null,null,null,null," ",null,null,null,null,false,null,null,{"$error":"#N/A"},{"$error":"#N/A"},{"$error":"#N/A"},{"$error":"#N/A"},{"$error":"#N/A"},{"$error":"#N/A"},{"$error":"#N/A"},{"$error":"#N/A"},{"$error":"#N/A"},{"$error":"#N/A"}]
[null,null,null,null,null,null,null,null,null,null,null,null,null,null,null,null," ",null,null,null,null,false,null,null,{"$error":"#N/A"},{"$error":"#N/A"},{"$error":"#N/A"},{"$error":"#N/A"},{"$error":"#N/A"},{"$error":"#N/A"},{"$error":"#N/A"},{"$error":"#N/A"},{"$error":"#N/A"},{"$error":"#N/A"}]
[null,null,null,null,null,null,null,null,null,null,null,null,null,null,null,null," ",null,null,null,null,false,null,null,{"$error":"#N/A"},{"$error":"#N/A"},{"$error":"#N/A"},{"$error":"#N/A"},{"$error":"#N/A"},{"$error":"#N/A"},{"$error":"#N/A"},{"$error":"#N/A"},{"$error":"#N/A"},{"$error":"#N/A"}]
[null,null,null,null,null,null,null,null,null,null,null,null,null,null,null,null," ",null,null,null,null,false,null,null,{"$error":"#N/A"},{"$error":"#N/A"},{"$error":"#N/A"},{"$error":"#N/A"},{"$error":"#N/A"},{"$error":"#N/A"},{"$error":"#N/A"},{"$error":"#N/A"},{"$error":"#N/A"},{"$error":"#N/A"}]
[null,null,null,null,null,null,null,null,null,null,null,null,null,null,null,null," ",null,null,null,null,false,null,null,{"$error":"#N/A"},{"$error":"#N/A"},{"$error":"#N/A"},{"$error":"#N/A"},{"$error":"#N/A"},{"$error":"#N/A"},{"$error":"#N/A"},{"$error":"#N/A"},{"$error":"#N/A"},{"$error":"#N/A"}]
[null,null,null,null,null,null,null,null,null,null,null,null,null,null,null,null," ",null,null,null,null,false,null,null,{"$error":"#N/A"},{"$error":"#N/A"},{"$error":"#N/A"},{"$error":"#N/A"},{"$error":"#N/A"},{"$error":"#N/A"},{"$error":"#N/A"},{"$error":"#N/A"},{"$error":"#N/A"},{"$error":"#N/A"}]
[null,null,null,null,null,null,null,null,null,null,null,null,null,null,null,null," ",null,null,null,null,false,null,null,{"$error":"#N/A"},{"$error":"#N/A"},{"$error":"#N/A"},{"$error":"#N/A"},{"$error":"#N/A"},{"$error":"#N/A"},{"$error":"#N/A"},{"$error":"#N/A"},{"$error":"#N/A"},{"$error":"#N/A"}]
[null,null,null,null,null,null,null,null,null,null,null,null,null,null,null,null," ",null,null,null,null,false,null,null,{"$error":"#N/A"},{"$error":"#N/A"},{"$error":"#N/A"},{"$error":"#N/A"},{"$error":"#N/A"},{"$error":"#N/A"},{"$error":"#N/A"},{"$error":"#N/A"},{"$error":"#N/A"},{"$error":"#N/A"}]
[null,null,null,null,null,null,null,null,null,null,null,null,null,null,null,null," ",null,null,null,null,false,null,null,{"$error":"#N/A"},{"$error":"#N/A"},{"$error":"#N/A"},{"$error":"#N/A"},{"$error":"#N/A"},{"$error":"#N/A"},{"$error":"#N/A"},{"$error":"#N/A"},{"$error":"#N/A"},{"$error":"#N/A"}]
[null,null,null,null,null,null,null,null,null,null,null,null,null,null,null,null," ",null,null,null,null,false,null,null,{"$error":"#N/A"},{"$error":"#N/A"},{"$error":"#N/A"},{"$error":"#N/A"},{"$error":"#N/A"},{"$error":"#N/A"},{"$error":"#N/A"},{"$error":"#N/A"},{"$error":"#N/A"},{"$error":"#N/A"}]
[null,null,null,null,null,null,null,null,null,null,null,null,null,null,null,null," ",null,null,null,null,false,null,null,{"$error":"#N/A"},{"$error":"#N/A"},{"$error":"#N/A"},{"$error":"#N/A"},{"$error":"#N/A"},{"$error":"#N/A"},{"$error":"#N/A"},{"$error":"#N/A"},{"$error":"#N/A"},{"$error":"#N/A"}]
[null,null,null,null,null,null,null,null,null,null,null,null,null,null,null,null," ",null,null,null,null,false,null,null,{"$error":"#N/A"},{"$error":"#N/A"},{"$error":"#N/A"},{"$error":"#N/A"},{"$error":"#N/A"},{"$error":"#N/A"},{"$error":"#N/A"},{"$error":"#N/A"},{"$error":"#N/A"},{"$error":"#N/A"}]
[null,null,null,null,null,null,null,null,null,null,null,null,null,null,null,null," ",null,null,null,null,false,null,null,{"$error":"#N/A"},{"$error":"#N/A"},{"$error":"#N/A"},{"$error":"#N/A"},{"$error":"#N/A"},{"$error":"#N/A"},{"$error":"#N/A"},{"$error":"#N/A"},{"$error":"#N/A"},{"$error":"#N/A"}]
[null,null,null,null,null,null,null,null,null,null,null,null,null,null,null,null," ",null,null,null,null,false,null,null,{"$error":"#N/A"},{"$error":"#N/A"},{"$error":"#N/A"},{"$error":"#N/A"},{"$error":"#N/A"},{"$error":"#N/A"},{"$error":"#N/A"},{"$error":"#N/A"},{"$error":"#N/A"},{"$error":"#N/A"}]
[null,null,null,null,null,null,null,null,null,null,null,null,null,null,null,null," ",null,null,null,null,false,null,null,{"$error":"#N/A"},{"$error":"#N/A"},{"$error":"#N/A"},{"$error":"#N/A"},{"$error":"#N/A"},{"$error":"#N/A"},{"$error":"#N/A"},{"$error":"#N/A"},{"$error":"#N/A"},{"$error":"#N/A"}]
[null,null,null,null,null,null,null,null,null,null,null,null,null,null,null,null," ",null,null,null,null,false,null,null,{"$error":"#N/A"},{"$error":"#N/A"},{"$error":"#N/A"},{"$error":"#N/A"},{"$error":"#N/A"},{"$error":"#N/A"},{"$error":"#N/A"},{"$error":"#N/A"},{"$error":"#N/A"},{"$error":"#N/A"}]
[null,null,null,null,null,null,null,null,null,null,null,null,null,null,null,null," ",null,null,null,null,false,null,null,{"$error":"#N/A"},{"$error":"#N/A"},{"$error":"#N/A"},{"$error":"#N/A"},{"$error":"#N/A"},{"$error":"#N/A"},{"$error":"#N/A"},{"$error":"#N/A"},{"$error":"#N/A"},{"$error":"#N/A"}]
[null,null,null,null,null,null,null,null,null,null,null,null,null,null,null,null," ",null,null,null,null,false,null,null,{"$error":"#N/A"},{"$error":"#N/A"},{"$error":"#N/A"},{"$error":"#N/A"},{"$error":"#N/A"},{"$error":"#N/A"},{"$error":"#N/A"},{"$error":"#N/A"},{"$error":"#N/A"},{"$error":"#N/A"}]
[null,null,null,null,null,null,null,null,null,null,null,null,null,null,null,null," ",null,null,null,null,false,null,null,{"$error":"#N/A"},{"$error":"#N/A"},{"$error":"#N/A"},{"$error":"#N/A"},{"$error":"#N/A"},{"$error":"#N/A"},{"$error":"#N/A"},{"$error":"#N/A"},{"$error":"#N/A"},{"$error":"#N/A"}]
[null,null,null,null,null,null,null,null,null,null,null,null,null,null,null,null," ",null,null,null,null,false,null,null,{"$error":"#N/A"},{"$error":"#N/A"},{"$error":"#N/A"},{"$error":"#N/A"},{"$error":"#N/A"},{"$error":"#N/A"},{"$error":"#N/A"},{"$error":"#N/A"},{"$error":"#N/A"},{"$error":"#N/A"}]
[null,null,null,null,null,null,null,null,null,null,null,null,null,null,null,null," ",null,null,null,null,false,null,null,{"$error":"#N/A"},{"$error":"#N/A"},{"$error":"#N/A"},{"$error":"#N/A"},{"$error":"#N/A"},{"$error":"#N/A"},{"$error":"#N/A"},{"$error":"#N/A"},{"$error":"#N/A"},{"$error":"#N/A"}]
[null,null,null,null,null,null,null,null,null,null,null,null,null,null,null,null," ",null,null,null,null,false,null,null,{"$error":"#N/A"},{"$error":"#N/A"},{"$error":"#N/A"},{"$error":"#N/A"},{"$error":"#N/A"},{"$error":"#N/A"},{"$error":"#N/A"},{"$error":"#N/A"},{"$error":"#N/A"},{"$error":"#N/A"}]
[null,null,null,null,null,null,null,null,null,null,null,null,null,null,null,null," ",null,null,null,null,false,null,null,{"$error":"#N/A"},{"$error":"#N/A"},{"$error":"#N/A"},{"$error":"#N/A"},{"$error":"#N/A"},{"$error":"#N/A"},{"$error":"#N/A"},{"$error":"#N/A"},{"$error":"#N/A"},{"$error":"#N/A"}]
[null,null,null,null,null,null,null,null,null,null,null,null,null,null,null,null," ",null,null,null,null,false,null,null,{"$error":"#N/A"},{"$error":"#N/A"},{"$error":"#N/A"},{"$error":"#N/A"},{"$error":"#N/A"},{"$error":"#N/A"},{"$error":"#N/A"},{"$error":"#N/A"},{"$error":"#N/A"},{"$error":"#N/A"}]
[null,null,null,null,null,null,null,null,null,null,null,null,null,null,null,null," ",null,null,null,null,false,null,null,{"$error":"#N/A"},{"$error":"#N/A"},{"$error":"#N/A"},{"$error":"#N/A"},{"$error":"#N/A"},{"$error":"#N/A"},{"$error":"#N/A"},{"$error":"#N/A"},{"$error":"#N/A"},{"$error":"#N/A"}]
[null,null,null,null,null,null,null,null,null,null,null,null,null,null,null,null," ",null,null,null,null,false,null,null,{"$error":"#N/A"},{"$error":"#N/A"},{"$error":"#N/A"},{"$error":"#N/A"},{"$error":"#N/A"},{"$error":"#N/A"},{"$error":"#N/A"},{"$error":"#N/A"},{"$error":"#N/A"},{"$error":"#N/A"}]
[null,null,null,null,null,null,null,null,null,null,null,null,null,null,null,null," ",null,null,null,null,false,null,null,{"$error":"#N/A"},{"$error":"#N/A"},{"$error":"#N/A"},{"$error":"#N/A"},{"$error":"#N/A"},{"$error":"#N/A"},{"$error":"#N/A"},{"$error":"#N/A"},{"$error":"#N/A"},{"$error":"#N/A"}]
[null,null,null,null,null,null,null,null,null,null,null,null,null,null,null,null," ",null,null,null,null,false,null,null,{"$error":"#N/A"},{"$error":"#N/A"},{"$error":"#N/A"},{"$error":"#N/A"},{"$error":"#N/A"},{"$error":"#N/A"},{"$error":"#N/A"},{"$error":"#N/A"},{"$error":"#N/A"},{"$error":"#N/A"}]
[null,null,null,null,null,null,null,null,null,null,null,null,null,null,null,null," ",null,null,null,null,false,null,null,{"$error":"#N/A"},{"$error":"#N/A"},{"$error":"#N/A"},{"$error":"#N/A"},{"$error":"#N/A"},{"$error":"#N/A"},{"$error":"#N/A"},{"$error":"#N/A"},{"$error":"#N/A"},{"$error":"#N/A"}]
[null,null,null,null,null,null,null,null,null,null,null,null,null,null,null,null," ",null,null,null,null,false,null,null,{"$error":"#N/A"},{"$error":"#N/A"},{"$error":"#N/A"},{"$error":"#N/A"},{"$error":"#N/A"},{"$error":"#N/A"},{"$error":"#N/A"},{"$error":"#N/A"},{"$error":"#N/A"},{"$error":"#N/A"}]
[null,null,null,null,null,null,null,null,null,null,null,null,null,null,null,null," ",null,null,null,null,false,null,null,{"$error":"#N/A"},{"$error":"#N/A"},{"$error":"#N/A"},{"$error":"#N/A"},{"$error":"#N/A"},{"$error":"#N/A"},{"$error":"#N/A"},{"$error":"#N/A"},{"$error":"#N/A"},{"$error":"#N/A"}]
[null,null,null,null,null,null,null,null,null,null,null,null,null,null,null,null," ",null,null,null,null,false,null,null,{"$error":"#N/A"},{"$error":"#N/A"},{"$error":"#N/A"},{"$error":"#N/A"},{"$error":"#N/A"},{"$error":"#N/A"},{"$error":"#N/A"},{"$error":"#N/A"},{"$error":"#N/A"},{"$error":"#N/A"}]
[null,null,null,null,null,null,null,null,null,null,null,null,null,null,null,null," ",null,null,null,null,false,null,null,{"$error":"#N/A"},{"$error":"#N/A"},{"$error":"#N/A"},{"$error":"#N/A"},{"$error":"#N/A"},{"$error":"#N/A"},{"$error":"#N/A"},{"$error":"#N/A"},{"$error":"#N/A"},{"$error":"#N/A"}]
[null,null,null,null,null,null,null,null,null,null,null,null,null,null,null,null," ",null,null,null,null,false,null,null,{"$error":"#N/A"},{"$error":"#N/A"},{"$error":"#N/A"},{"$error":"#N/A"},{"$error":"#N/A"},{"$error":"#N/A"},{"$error":"#N/A"},{"$error":"#N/A"},{"$error":"#N/A"},{"$error":"#N/A"}]
[null,null,null,null,null,null,null,null,null,null,null,null,null,null,null,null," ",null,null,null,null,false,null,null,{"$error":"#N/A"},{"$error":"#N/A"},{"$error":"#N/A"},{"$error":"#N/A"},{"$error":"#N/A"},{"$error":"#N/A"},{"$error":"#N/A"},{"$error":"#N/A"},{"$error":"#N/A"},{"$error":"#N/A"}]
[null,null,null,null,null,null,null,null,null,null,null,null,null,null,null,null," ",null,null,null,null,false,null,null,{"$error":"#N/A"},{"$error":"#N/A"},{"$error":"#N/A"},{"$error":"#N/A"},{"$error":"#N/A"},{"$error":"#N/A"},{"$error":"#N/A"},{"$error":"#N/A"},{"$error":"#N/A"},{"$error":"#N/A"}]
[null,null,null,null,null,null,null,null,null,null,null,null,null,null,null,null," ",null,null,null,null,false,null,null,{"$error":"#N/A"},{"$error":"#N/A"},{"$error":"#N/A"},{"$error":"#N/A"},{"$error":"#N/A"},{"$error":"#N/A"},{"$error":"#N/A"},{"$error":"#N/A"},{"$error":"#N/A"},{"$error":"#N/A"}]
[null,null,null,null,null,null,null,null,null,null,null,null,null,null,null,null," ",null,null,null,null,false,null,null,{"$error":"#N/A"},{"$error":"#N/A"},{"$error":"#N/A"},{"$error":"#N/A"},{"$error":"#N/A"},{"$error":"#N/A"},{"$error":"#N/A"},{"$error":"#N/A"},{"$error":"#N/A"},{"$error":"#N/A"}]
[null,null,null,null,null,null,null,null,null,null,null,null,null,null,null,null," ",null,null,null,null,false,null,null,{"$error":"#N/A"},{"$error":"#N/A"},{"$error":"#N/A"},{"$error":"#N/A"},{"$error":"#N/A"},{"$error":"#N/A"},{"$error":"#N/A"},{"$error":"#N/A"},{"$error":"#N/A"},{"$error":"#N/A"}]
[null,null,null,null,null,null,null,null,null,null,null,null,null,null,null,null," ",null,null,null,null,false,null,null,{"$error":"#N/A"},{"$error":"#N/A"},{"$error":"#N/A"},{"$error":"#N/A"},{"$error":"#N/A"},{"$error":"#N/A"},{"$error":"#N/A"},{"$error":"#N/A"},{"$error":"#N/A"},{"$error":"#N/A"}]
[null,null,null,null,null,null,null,null,null,null,null,null,null,null,null,null," ",null,null,null,null,false,null,null,{"$error":"#N/A"},{"$error":"#N/A"},{"$error":"#N/A"},{"$error":"#N/A"},{"$error":"#N/A"},{"$error":"#N/A"},{"$error":"#N/A"},{"$error":"#N/A"},{"$error":"#N/A"},{"$error":"#N/A"}]
[null,null,null,null,null,null,null,null,null,null,null,null,null,null,null,null," ",null,null,null,null,false,null,null,{"$error":"#N/A"},{"$error":"#N/A"},{"$error":"#N/A"},{"$error":"#N/A"},{"$error":"#N/A"},{"$error":"#N/A"},{"$error":"#N/A"},{"$error":"#N/A"},{"$error":"#N/A"},{"$error":"#N/A"}]
[null,null,null,null,null,null,null,null,null,null,null,null,null,null,null,null," ",null,null,null,null,false,null,null,{"$error":"#N/A"},{"$error":"#N/A"},{"$error":"#N/A"},{"$error":"#N/A"},{"$error":"#N/A"},{"$error":"#N/A"},{"$error":"#N/A"},{"$error":"#N/A"},{"$error":"#N/A"},{"$error":"#N/A"}]
[null,null,null,null,null,null,null,null,null,null,null,null,null,null,null,null," ",null,null,null,null,false,null,null,{"$error":"#N/A"},{"$error":"#N/A"},{"$error":"#N/A"},{"$error":"#N/A"},{"$error":"#N/A"},{"$error":"#N/A"},{"$error":"#N/A"},{"$error":"#N/A"},{"$error":"#N/A"},{"$error":"#N/A"}]
[null,null,null,null,null,null,null,null,null,null,null,null,null,null,null,null," ",null,null,null,null,false,null,null,{"$error":"#N/A"},{"$error":"#N/A"},{"$error":"#N/A"},{"$error":"#N/A"},{"$error":"#N/A"},{"$error":"#N/A"},{"$error":"#N/A"},{"$error":"#N/A"},{"$error":"#N/A"},{"$error":"#N/A"}]
[null,null,null,null,null,null,null,null,null,null,null,null,null,null,null,null," ",null,null,null,null,false,null,null,{"$error":"#N/A"},{"$error":"#N/A"},{"$error":"#N/A"},{"$error":"#N/A"},{"$error":"#N/A"},{"$error":"#N/A"},{"$error":"#N/A"},{"$error":"#N/A"},{"$error":"#N/A"},{"$error":"#N/A"}]
[null,null,null,null,null,null,null,null,null,null,null,null,null,null,null,null," ",null,null,null,null,false,null,null,{"$error":"#N/A"},{"$error":"#N/A"},{"$error":"#N/A"},{"$error":"#N/A"},{"$error":"#N/A"},{"$error":"#N/A"},{"$error":"#N/A"},{"$error":"#N/A"},{"$error":"#N/A"},{"$error":"#N/A"}]
[null,null,null,null,null,null,null,null,null,null,null,null,null,null,null,null," ",null,null,null,null,false,null,null,{"$error":"#N/A"},{"$error":"#N/A"},{"$error":"#N/A"},{"$error":"#N/A"},{"$error":"#N/A"},{"$error":"#N/A"},{"$error":"#N/A"},{"$error":"#N/A"},{"$error":"#N/A"},{"$error":"#N/A"}]
[null,null,null,null,null,null,null,null,null,null,null,null,null,null,null,null," ",null,null,null,null,false,null,null,{"$error":"#N/A"},{"$error":"#N/A"},{"$error":"#N/A"},{"$error":"#N/A"},{"$error":"#N/A"},{"$error":"#N/A"},{"$error":"#N/A"},{"$error":"#N/A"},{"$error":"#N/A"},{"$error":"#N/A"}]
[null,null,null,null,null,null,null,null,null,null,null,null,null,null,null,null," ",null,null,null,null,false,null,null,{"$error":"#N/A"},{"$error":"#N/A"},{"$error":"#N/A"},{"$error":"#N/A"},{"$error":"#N/A"},{"$error":"#N/A"},{"$error":"#N/A"},{"$error":"#N/A"},{"$error":"#N/A"},{"$error":"#N/A"}]
[null,null,null,null,null,null,null,null,null,null,null,null,null,null,null,null," ",null,null,null,null,false,null,null,{"$error":"#N/A"},{"$error":"#N/A"},{"$error":"#N/A"},{"$error":"#N/A"},{"$error":"#N/A"},{"$error":"#N/A"},{"$error":"#N/A"},{"$error":"#N/A"},{"$error":"#N/A"},{"$error":"#N/A"}]
[null,null,null,null,null,null,null,null,null,null,null,null,null,null,null,null," ",null,null,null,null,false,null,null,{"$error":"#N/A"},{"$error":"#N/A"},{"$error":"#N/A"},{"$error":"#N/A"},{"$error":"#N/A"},{"$error":"#N/A"},{"$error":"#N/A"},{"$error":"#N/A"},{"$error":"#N/A"},{"$error":"#N/A"}]
[null,null,null,null,null,null,null,null,null,null,null,null,null,null,null,null," ",null,null,null,null,false,null,null,{"$error":"#N/A"},{"$error":"#N/A"},{"$error":"#N/A"},{"$error":"#N/A"},{"$error":"#N/A"},{"$error":"#N/A"},{"$error":"#N/A"},{"$error":"#N/A"},{"$error":"#N/A"},{"$error":"#N/A"}]
[null,null,null,null,null,null,null,null,null,null,null,null,null,null,null,null," ",null,null,null,null,false,null,null,{"$error":"#N/A"},{"$error":"#N/A"},{"$error":"#N/A"},{"$error":"#N/A"},{"$error":"#N/A"},{"$error":"#N/A"},{"$error":"#N/A"},{"$error":"#N/A"},{"$error":"#N/A"},{"$error":"#N/A"}]
[null,null,null,null,null,null,null,null,null,null,null,null,null,null,null,null," ",null,null,null,null,false,null,null,{"$error":"#N/A"},{"$error":"#N/A"},{"$error":"#N/A"},{"$error":"#N/A"},{"$error":"#N/A"},{"$error":"#N/A"},{"$error":"#N/A"},{"$error":"#N/A"},{"$error":"#N/A"},{"$error":"#N/A"}]
[null,null,null,null,null,null,null,null,null,null,null,null,null,null,null,null," ",null,null,null,null,false,null,null,{"$error":"#N/A"},{"$error":"#N/A"},{"$error":"#N/A"},{"$error":"#N/A"},{"$error":"#N/A"},{"$error":"#N/A"},{"$error":"#N/A"},{"$error":"#N/A"},{"$error":"#N/A"},{"$error":"#N/A"}]
[null,null,null,null,null,null,null,null,null,null,null,null,null,null,null,null," ",null,null,null,null,false,null,null,{"$error":"#N/A"},{"$error":"#N/A"},{"$error":"#N/A"},{"$error":"#N/A"},{"$error":"#N/A"},{"$error":"#N/A"},{"$error":"#N/A"},{"$error":"#N/A"},{"$error":"#N/A"},{"$error":"#N/A"}]
[null,null,null,null,null,null,null,null,null,null,null,null,null,null,null,null," ",null,null,null,null,false,null,null,{"$error":"#N/A"},{"$error":"#N/A"},{"$error":"#N/A"},{"$error":"#N/A"},{"$error":"#N/A"},{"$error":"#N/A"},{"$error":"#N/A"},{"$error":"#N/A"},{"$error":"#N/A"},{"$error":"#N/A"}]
[null,null,null,null,null,null,null,null,null,null,null,null,null,null,null,null," ",null,null,null,null,false,null,null,{"$error":"#N/A"},{"$error":"#N/A"},{"$error":"#N/A"},{"$error":"#N/A"},{"$error":"#N/A"},{"$error":"#N/A"},{"$error":"#N/A"},{"$error":"#N/A"},{"$error":"#N/A"},{"$error":"#N/A"}]
[null,null,null,null,null,null,null,null,null,null,null,null,null,null,null,null," ",null,null,null,null,false,null,null,{"$error":"#N/A"},{"$error":"#N/A"},{"$error":"#N/A"},{"$error":"#N/A"},{"$error":"#N/A"},{"$error":"#N/A"},{"$error":"#N/A"},{"$error":"#N/A"},{"$error":"#N/A"},{"$error":"#N/A"}]
[null,null,null,null,null,null,null,null,null,null,null,null,null,null,null,null," ",null,null,null,null,false,null,null,{"$error":"#N/A"},{"$error":"#N/A"},{"$error":"#N/A"},{"$error":"#N/A"},{"$error":"#N/A"},{"$error":"#N/A"},{"$error":"#N/A"},{"$error":"#N/A"},{"$error":"#N/A"},{"$error":"#N/A"}]
[null,null,null,null,null,null,null,null,null,null,null,null,null,null,null,null," ",null,null,null,null,false,null,null,{"$error":"#N/A"},{"$error":"#N/A"},{"$error":"#N/A"},{"$error":"#N/A"},{"$error":"#N/A"},{"$error":"#N/A"},{"$error":"#N/A"},{"$error":"#N/A"},{"$error":"#N/A"},{"$error":"#N/A"}]
[null,null,null,null,null,null,null,null,null,null,null,null,null,null,null,null," ",null,null,null,null,false,null,null,{"$error":"#N/A"},{"$error":"#N/A"},{"$error":"#N/A"},{"$error":"#N/A"},{"$error":"#N/A"},{"$error":"#N/A"},{"$error":"#N/A"},{"$error":"#N/A"},{"$error":"#N/A"},{"$error":"#N/A"}]
[null,null,null,null,null,null,null,null,null,null,null,null,null,null,null,null," ",null,null,null,null,false,null,null,{"$error":"#N/A"},{"$error":"#N/A"},{"$error":"#N/A"},{"$error":"#N/A"},{"$error":"#N/A"},{"$error":"#N/A"},{"$error":"#N/A"},{"$error":"#N/A"},{"$error":"#N/A"},{"$error":"#N/A"}]
[null,null,null,null,null,null,null,null,null,null,null,null,null,null,null,null," ",null,null,null,null,false,null,null,{"$error":"#N/A"},{"$error":"#N/A"},{"$error":"#N/A"},{"$error":"#N/A"},{"$error":"#N/A"},{"$error":"#N/A"},{"$error":"#N/A"},{"$error":"#N/A"},{"$error":"#N/A"},{"$error":"#N/A"}]
[null,null,null,null,null,null,null,null,null,null,null,null,null,null,null,null," ",null,null,null,null,false,null,null,{"$error":"#N/A"},{"$error":"#N/A"},{"$error":"#N/A"},{"$error":"#N/A"},{"$error":"#N/A"},{"$error":"#N/A"},{"$error":"#N/A"},{"$error":"#N/A"},{"$error":"#N/A"},{"$error":"#N/A"}]
[null,null,null,null,null,null,null,null,null,null,null,null,null,null,null,null," ",null,null,null,null,false,null,null,{"$error":"#N/A"},{"$error":"#N/A"},{"$error":"#N/A"},{"$error":"#N/A"},{"$error":"#N/A"},{"$error":"#N/A"},{"$error":"#N/A"},{"$error":"#N/A"},{"$error":"#N/A"},{"$error":"#N/A"}]
[null,null,null,null,null,null,null,null,null,null,null,null,null,null,null,null," ",null,null,null,null,false,null,null,{"$error":"#N/A"},{"$error":"#N/A"},{"$error":"#N/A"},{"$error":"#N/A"},{"$error":"#N/A"},{"$error":"#N/A"},{"$error":"#N/A"},{"$error":"#N/A"},{"$error":"#N/A"},{"$error":"#N/A"}]
[null,null,null,null,null,null,null,null,null,null,null,null,null,null,null,null," ",null,null,null,null,false,null,null,{"$error":"#N/A"},{"$error":"#N/A"},{"$error":"#N/A"},{"$error":"#N/A"},{"$error":"#N/A"},{"$error":"#N/A"},{"$error":"#N/A"},{"$error":"#N/A"},{"$error":"#N/A"},{"$error":"#N/A"}]
[null,null,null,null,null,null,null,null,null,null,null,null,null,null,null,null," ",null,null,null,null,false,null,null,{"$error":"#N/A"},{"$error":"#N/A"},{"$error":"#N/A"},{"$error":"#N/A"},{"$error":"#N/A"},{"$error":"#N/A"},{"$error":"#N/A"},{"$error":"#N/A"},{"$error":"#N/A"},{"$error":"#N/A"}]
[null,null,null,null,null,null,null,null,null,null,null,null,null,null,null,null," ",null,null,null,null,false,null,null,{"$error":"#N/A"},{"$error":"#N/A"},{"$error":"#N/A"},{"$error":"#N/A"},{"$error":"#N/A"},{"$error":"#N/A"},{"$error":"#N/A"},{"$error":"#N/A"},{"$error":"#N/A"},{"$error":"#N/A"}]
[null,null,null,null,null,null,null,null,null,null,null,null,null,null,null,null," ",null,null,null,null,false,null,null,{"$error":"#N/A"},{"$error":"#N/A"},{"$error":"#N/A"},{"$error":"#N/A"},{"$error":"#N/A"},{"$error":"#N/A"},{"$error":"#N/A"},{"$error":"#N/A"},{"$error":"#N/A"},{"$error":"#N/A"}]
[null,null,null,null,null,null,null,null,null,null,null,null,null,null,null,null," ",null,null,null,null,false,null,null,{"$error":"#N/A"},{"$error":"#N/A"},{"$error":"#N/A"},{"$error":"#N/A"},{"$error":"#N/A"},{"$error":"#N/A"},{"$error":"#N/A"},{"$error":"#N/A"},{"$error":"#N/A"},{"$error":"#N/A"}]
[null,null,null,null,null,null,null,null,null,null,null,null,null,null,null,null," ",null,null,null,null,false,null,null,{"$error":"#N/A"},{"$error":"#N/A"},{"$error":"#N/A"},{"$error":"#N/A"},{"$error":"#N/A"},{"$error":"#N/A"},{"$error":"#N/A"},{"$error":"#N/A"},{"$error":"#N/A"},{"$error":"#N/A"}]
[null,null,null,null,null,null,null,null,null,null,null,null,null,null,null,null," ",null,null,null,null,false,null,null,{"$error":"#N/A"},{"$error":"#N/A"},{"$error":"#N/A"},{"$error":"#N/A"},{"$error":"#N/A"},{"$error":"#N/A"},{"$error":"#N/A"},{"$error":"#N/A"},{"$error":"#N/A"},{"$error":"#N/A"}]
[null,null,null,null,null,null,null,null,null,null,null,null,null,null,null,null," ",null,null,null,null,false,null,null,{"$error":"#N/A"},{"$error":"#N/A"},{"$error":"#N/A"},{"$error":"#N/A"},{"$error":"#N/A"},{"$error":"#N/A"},{"$error":"#N/A"},{"$error":"#N/A"},{"$error":"#N/A"},{"$error":"#N/A"}]
[null,null,null,null,null,null,null,null,null,null,null,null,null,null,null,null," ",null,null,null,null,false,null,null,{"$error":"#N/A"},{"$error":"#N/A"},{"$error":"#N/A"},{"$error":"#N/A"},{"$error":"#N/A"},{"$error":"#N/A"},{"$error":"#N/A"},{"$error":"#N/A"},{"$error":"#N/A"},{"$error":"#N/A"}]
[null,null,null,null,null,null,null,null,null,null,null,null,null,null,null,null,{"$f":"IF(OR(ISERROR(E18380),ISERROR(G18380)),\"  \",E18380&\" \"&G18380)","v":" "},null,null,null,null,{"$f":"IF(ISERROR(G18380),FALSE,IF($V$9=G18380,TRUE,FALSE))","v":false},null,null,{"$error":"#N/A"},{"$error":"#N/A"},{"$error":"#N/A"},{"$error":"#N/A"},{"$error":"#N/A"},{"$error":"#N/A"},{"$error":"#N/A"},{"$error":"#N/A"},{"$error":"#N/A"},{"$error":"#N/A"}]
[null,null,null,null,null,null,null,null,null,null,null,null,null,null,null,null," ",null,null,null,null,false,null,null,{"$error":"#N/A"},{"$error":"#N/A"},{"$error":"#N/A"},{"$error":"#N/A"},{"$error":"#N/A"},{"$error":"#N/A"},{"$error":"#N/A"},{"$error":"#N/A"},{"$error":"#N/A"},{"$error":"#N/A"}]
[null,null,null,null,null,null,null,null,null,null,null,null,null,null,null,null," ",null,null,null,null,false,null,null,{"$error":"#N/A"},{"$error":"#N/A"},{"$error":"#N/A"},{"$error":"#N/A"},{"$error":"#N/A"},{"$error":"#N/A"},{"$error":"#N/A"},{"$error":"#N/A"},{"$error":"#N/A"},{"$error":"#N/A"}]
[null,null,null,null,null,null,null,null,null,null,null,null,null,null,null,null," ",null,null,null,null,false,null,null,{"$error":"#N/A"},{"$error":"#N/A"},{"$error":"#N/A"},{"$error":"#N/A"},{"$error":"#N/A"},{"$error":"#N/A"},{"$error":"#N/A"},{"$error":"#N/A"},{"$error":"#N/A"},{"$error":"#N/A"}]
[null,null,null,null,null,null,null,null,null,null,null,null,null,null,null,null," ",null,null,null,null,false,null,null,{"$error":"#N/A"},{"$error":"#N/A"},{"$error":"#N/A"},{"$error":"#N/A"},{"$error":"#N/A"},{"$error":"#N/A"},{"$error":"#N/A"},{"$error":"#N/A"},{"$error":"#N/A"},{"$error":"#N/A"}]
[null,null,null,null,null,null,null,null,null,null,null,null,null,null,null,null," ",null,null,null,null,false,null,null,{"$error":"#N/A"},{"$error":"#N/A"},{"$error":"#N/A"},{"$error":"#N/A"},{"$error":"#N/A"},{"$error":"#N/A"},{"$error":"#N/A"},{"$error":"#N/A"},{"$error":"#N/A"},{"$error":"#N/A"}]
[null,null,null,null,null,null,null,null,null,null,null,null,null,null,null,null," ",null,null,null,null,false,null,null,{"$error":"#N/A"},{"$error":"#N/A"},{"$error":"#N/A"},{"$error":"#N/A"},{"$error":"#N/A"},{"$error":"#N/A"},{"$error":"#N/A"},{"$error":"#N/A"},{"$error":"#N/A"},{"$error":"#N/A"}]
[null,null,null,null,null,null,null,null,null,null,null,null,null,null,null,null," ",null,null,null,null,false,null,null,{"$error":"#N/A"},{"$error":"#N/A"},{"$error":"#N/A"},{"$error":"#N/A"},{"$error":"#N/A"},{"$error":"#N/A"},{"$error":"#N/A"},{"$error":"#N/A"},{"$error":"#N/A"},{"$error":"#N/A"}]
[null,null,null,null,null,null,null,null,null,null,null,null,null,null,null,null," ",null,null,null,null,false,null,null,{"$error":"#N/A"},{"$error":"#N/A"},{"$error":"#N/A"},{"$error":"#N/A"},{"$error":"#N/A"},{"$error":"#N/A"},{"$error":"#N/A"},{"$error":"#N/A"},{"$error":"#N/A"},{"$error":"#N/A"}]
[null,null,null,null,null,null,null,null,null,null,null,null,null,null,null,null," ",null,null,null,null,false,null,null,{"$error":"#N/A"},{"$error":"#N/A"},{"$error":"#N/A"},{"$error":"#N/A"},{"$error":"#N/A"},{"$error":"#N/A"},{"$error":"#N/A"},{"$error":"#N/A"},{"$error":"#N/A"},{"$error":"#N/A"}]
[null,null,null,null,null,null,null,null,null,null,null,null,null,null,null,null," ",null,null,null,null,false,null,null,{"$error":"#N/A"},{"$error":"#N/A"},{"$error":"#N/A"},{"$error":"#N/A"},{"$error":"#N/A"},{"$error":"#N/A"},{"$error":"#N/A"},{"$error":"#N/A"},{"$error":"#N/A"},{"$error":"#N/A"}]
[null,null,null,null,null,null,null,null,null,null,null,null,null,null,null,null," ",null,null,null,null,false,null,null,{"$error":"#N/A"},{"$error":"#N/A"},{"$error":"#N/A"},{"$error":"#N/A"},{"$error":"#N/A"},{"$error":"#N/A"},{"$error":"#N/A"},{"$error":"#N/A"},{"$error":"#N/A"},{"$error":"#N/A"}]
[null,null,null,null,null,null,null,null,null,null,null,null,null,null,null,null," ",null,null,null,null,false,null,null,{"$error":"#N/A"},{"$error":"#N/A"},{"$error":"#N/A"},{"$error":"#N/A"},{"$error":"#N/A"},{"$error":"#N/A"},{"$error":"#N/A"},{"$error":"#N/A"},{"$error":"#N/A"},{"$error":"#N/A"}]
[null,null,null,null,null,null,null,null,null,null,null,null,null,null,null,null," ",null,null,null,null,false,null,null,{"$error":"#N/A"},{"$error":"#N/A"},{"$error":"#N/A"},{"$error":"#N/A"},{"$error":"#N/A"},{"$error":"#N/A"},{"$error":"#N/A"},{"$error":"#N/A"},{"$error":"#N/A"},{"$error":"#N/A"}]
[null,null,null,null,null,null,null,null,null,null,null,null,null,null,null,null," ",null,null,null,null,false,null,null,{"$error":"#N/A"},{"$error":"#N/A"},{"$error":"#N/A"},{"$error":"#N/A"},{"$error":"#N/A"},{"$error":"#N/A"},{"$error":"#N/A"},{"$error":"#N/A"},{"$error":"#N/A"},{"$error":"#N/A"}]
[null,null,null,null,null,null,null,null,null,null,null,null,null,null,null,null," ",null,null,null,null,false,null,null,{"$error":"#N/A"},{"$error":"#N/A"},{"$error":"#N/A"},{"$error":"#N/A"},{"$error":"#N/A"},{"$error":"#N/A"},{"$error":"#N/A"},{"$error":"#N/A"},{"$error":"#N/A"},{"$error":"#N/A"}]
[null,null,null,null,null,null,null,null,null,null,null,null,null,null,null,null," ",null,null,null,null,false,null,null,{"$error":"#N/A"},{"$error":"#N/A"},{"$error":"#N/A"},{"$error":"#N/A"},{"$error":"#N/A"},{"$error":"#N/A"},{"$error":"#N/A"},{"$error":"#N/A"},{"$error":"#N/A"},{"$error":"#N/A"}]
[null,null,null,null,null,null,null,null,null,null,null,null,null,null,null,null," ",null,null,null,null,false,null,null,{"$error":"#N/A"},{"$error":"#N/A"},{"$error":"#N/A"},{"$error":"#N/A"},{"$error":"#N/A"},{"$error":"#N/A"},{"$error":"#N/A"},{"$error":"#N/A"},{"$error":"#N/A"},{"$error":"#N/A"}]
[null,null,null,null,null,null,null,null,null,null,null,null,null,null,null,null," ",null,null,null,null,false,null,null,{"$error":"#N/A"},{"$error":"#N/A"},{"$error":"#N/A"},{"$error":"#N/A"},{"$error":"#N/A"},{"$error":"#N/A"},{"$error":"#N/A"},{"$error":"#N/A"},{"$error":"#N/A"},{"$error":"#N/A"}]
[null,null,null,null,null,null,null,null,null,null,null,null,null,null,null,null," ",null,null,null,null,false,null,null,{"$error":"#N/A"},{"$error":"#N/A"},{"$error":"#N/A"},{"$error":"#N/A"},{"$error":"#N/A"},{"$error":"#N/A"},{"$error":"#N/A"},{"$error":"#N/A"},{"$error":"#N/A"},{"$error":"#N/A"}]
[null,null,null,null,null,null,null,null,null,null,null,null,null,null,null,null," ",null,null,null,null,false,null,null,{"$error":"#N/A"},{"$error":"#N/A"},{"$error":"#N/A"},{"$error":"#N/A"},{"$error":"#N/A"},{"$error":"#N/A"},{"$error":"#N/A"},{"$error":"#N/A"},{"$error":"#N/A"},{"$error":"#N/A"}]
[null,null,null,null,null,null,null,null,null,null,null,null,null,null,null,null," ",null,null,null,null,false,null,null,{"$error":"#N/A"},{"$error":"#N/A"},{"$error":"#N/A"},{"$error":"#N/A"},{"$error":"#N/A"},{"$error":"#N/A"},{"$error":"#N/A"},{"$error":"#N/A"},{"$error":"#N/A"},{"$error":"#N/A"}]
[null,null,null,null,null,null,null,null,null,null,null,null,null,null,null,null," ",null,null,null,null,false,null,null,{"$error":"#N/A"},{"$error":"#N/A"},{"$error":"#N/A"},{"$error":"#N/A"},{"$error":"#N/A"},{"$error":"#N/A"},{"$error":"#N/A"},{"$error":"#N/A"},{"$error":"#N/A"},{"$error":"#N/A"}]
[null,null,null,null,null,null,null,null,null,null,null,null,null,null,null,null," ",null,null,null,null,false,null,null,{"$error":"#N/A"},{"$error":"#N/A"},{"$error":"#N/A"},{"$error":"#N/A"},{"$error":"#N/A"},{"$error":"#N/A"},{"$error":"#N/A"},{"$error":"#N/A"},{"$error":"#N/A"},{"$error":"#N/A"}]
[null,null,null,null,null,null,null,null,null,null,null,null,null,null,null,null," ",null,null,null,null,false,null,null,{"$error":"#N/A"},{"$error":"#N/A"},{"$error":"#N/A"},{"$error":"#N/A"},{"$error":"#N/A"},{"$error":"#N/A"},{"$error":"#N/A"},{"$error":"#N/A"},{"$error":"#N/A"},{"$error":"#N/A"}]
[null,null,null,null,null,null,null,null,null,null,null,null,null,null,null,null," ",null,null,null,null,false,null,null,{"$error":"#N/A"},{"$error":"#N/A"},{"$error":"#N/A"},{"$error":"#N/A"},{"$error":"#N/A"},{"$error":"#N/A"},{"$error":"#N/A"},{"$error":"#N/A"},{"$error":"#N/A"},{"$error":"#N/A"}]
[null,null,null,null,null,null,null,null,null,null,null,null,null,null,null,null," ",null,null,null,null,false,null,null,{"$error":"#N/A"},{"$error":"#N/A"},{"$error":"#N/A"},{"$error":"#N/A"},{"$error":"#N/A"},{"$error":"#N/A"},{"$error":"#N/A"},{"$error":"#N/A"},{"$error":"#N/A"},{"$error":"#N/A"}]
[null,null,null,null,null,null,null,null,null,null,null,null,null,null,null,null," ",null,null,null,null,false,null,null,{"$error":"#N/A"},{"$error":"#N/A"},{"$error":"#N/A"},{"$error":"#N/A"},{"$error":"#N/A"},{"$error":"#N/A"},{"$error":"#N/A"},{"$error":"#N/A"},{"$error":"#N/A"},{"$error":"#N/A"}]
[null,null,null,null,null,null,null,null,null,null,null,null,null,null,null,null," ",null,null,null,null,false,null,null,{"$error":"#N/A"},{"$error":"#N/A"},{"$error":"#N/A"},{"$error":"#N/A"},{"$error":"#N/A"},{"$error":"#N/A"},{"$error":"#N/A"},{"$error":"#N/A"},{"$error":"#N/A"},{"$error":"#N/A"}]
[null,null,null,null,null,null,null,null,null,null,null,null,null,null,null,null," ",null,null,null,null,false,null,null,{"$error":"#N/A"},{"$error":"#N/A"},{"$error":"#N/A"},{"$error":"#N/A"},{"$error":"#N/A"},{"$error":"#N/A"},{"$error":"#N/A"},{"$error":"#N/A"},{"$error":"#N/A"},{"$error":"#N/A"}]
[null,null,null,null,null,null,null,null,null,null,null,null,null,null,null,null," ",null,null,null,null,false,null,null,{"$error":"#N/A"},{"$error":"#N/A"},{"$error":"#N/A"},{"$error":"#N/A"},{"$error":"#N/A"},{"$error":"#N/A"},{"$error":"#N/A"},{"$error":"#N/A"},{"$error":"#N/A"},{"$error":"#N/A"}]
[null,null,null,null,null,null,null,null,null,null,null,null,null,null,null,null," ",null,null,null,null,false,null,null,{"$error":"#N/A"},{"$error":"#N/A"},{"$error":"#N/A"},{"$error":"#N/A"},{"$error":"#N/A"},{"$error":"#N/A"},{"$error":"#N/A"},{"$error":"#N/A"},{"$error":"#N/A"},{"$error":"#N/A"}]
[null,null,null,null,null,null,null,null,null,null,null,null,null,null,null,null,{"$f":"IF(OR(ISERROR(E19305),ISERROR(G19305)),\"  \",E19305&\" \"&G19305)","v":" "},null,null,null,null,false,null,null,{"$error":"#N/A"},{"$error":"#N/A"},{"$error":"#N/A"},{"$error":"#N/A"},{"$error":"#N/A"},{"$error":"#N/A"},{"$error":"#N/A"},{"$error":"#N/A"},{"$error":"#N/A"},{"$error":"#N/A"}]
[null,null,null,null,null,null,null,null,null,null,null,null,null,null,null,null," ",null,null,null,null,false,null,null,{"$error":"#N/A"},{"$error":"#N/A"},{"$error":"#N/A"},{"$error":"#N/A"},{"$error":"#N/A"},{"$error":"#N/A"},{"$error":"#N/A"},{"$error":"#N/A"},{"$error":"#N/A"},{"$error":"#N/A"}]
[null,null,null,null,null,null,null,null,null,null,null,null,null,null,null,null," ",null,null,null,null,false,null,null,{"$error":"#N/A"},{"$error":"#N/A"},{"$error":"#N/A"},{"$error":"#N/A"},{"$error":"#N/A"},{"$error":"#N/A"},{"$error":"#N/A"},{"$error":"#N/A"},{"$error":"#N/A"},{"$error":"#N/A"}]
[null,null,null,null,null,null,null,null,null,null,null,null,null,null,null,null," ",null,null,null,null,false,null,null,{"$error":"#N/A"},{"$error":"#N/A"},{"$error":"#N/A"},{"$error":"#N/A"},{"$error":"#N/A"},{"$error":"#N/A"},{"$error":"#N/A"},{"$error":"#N/A"},{"$error":"#N/A"},{"$error":"#N/A"}]
[null,null,null,null,null,null,null,null,null,null,null,null,null,null,null,null," ",null,null,null,null,false,null,null,{"$error":"#N/A"},{"$error":"#N/A"},{"$error":"#N/A"},{"$error":"#N/A"},{"$error":"#N/A"},{"$error":"#N/A"},{"$error":"#N/A"},{"$error":"#N/A"},{"$error":"#N/A"},{"$error":"#N/A"}]
[null,null,null,null,null,null,null,null,null,null,null,null,null,null,null,null," ",null,null,null,null,false,null,null,{"$error":"#N/A"},{"$error":"#N/A"},{"$error":"#N/A"},{"$error":"#N/A"},{"$error":"#N/A"},{"$error":"#N/A"},{"$error":"#N/A"},{"$error":"#N/A"},{"$error":"#N/A"},{"$error":"#N/A"}]
[null,null,null,null,null,null,null,null,null,null,null,null,null,null,null,null," ",null,null,null,null,false,null,null,{"$error":"#N/A"},{"$error":"#N/A"},{"$error":"#N/A"},{"$error":"#N/A"},{"$error":"#N/A"},{"$error":"#N/A"},{"$error":"#N/A"},{"$error":"#N/A"},{"$error":"#N/A"},{"$error":"#N/A"}]
[null,null,null,null,null,null,null,null,null,null,null,null,null,null,null,null," ",null,null,null,null,false,null,null,{"$error":"#N/A"},{"$error":"#N/A"},{"$error":"#N/A"},{"$error":"#N/A"},{"$error":"#N/A"},{"$error":"#N/A"},{"$error":"#N/A"},{"$error":"#N/A"},{"$error":"#N/A"},{"$error":"#N/A"}]
[null,null,null,null,null,null,null,null,null,null,null,null,null,null,null,null," ",null,null,null,null,false,null,null,{"$error":"#N/A"},{"$error":"#N/A"},{"$error":"#N/A"},{"$error":"#N/A"},{"$error":"#N/A"},{"$error":"#N/A"},{"$error":"#N/A"},{"$error":"#N/A"},{"$error":"#N/A"},{"$error":"#N/A"}]
[null,null,null,null,null,null,null,null,null,null,null,null,null,null,null,null," ",null,null,null,null,false,null,null,{"$error":"#N/A"},{"$error":"#N/A"},{"$error":"#N/A"},{"$error":"#N/A"},{"$error":"#N/A"},{"$error":"#N/A"},{"$error":"#N/A"},{"$error":"#N/A"},{"$error":"#N/A"},{"$error":"#N/A"}]
[null,null,null,null,null,null,null,null,null,null,null,null,null,null,null,null," ",null,null,null,null,false,null,null,{"$error":"#N/A"},{"$error":"#N/A"},{"$error":"#N/A"},{"$error":"#N/A"},{"$error":"#N/A"},{"$error":"#N/A"},{"$error":"#N/A"},{"$error":"#N/A"},{"$error":"#N/A"},{"$error":"#N/A"}]
[null,null,null,null,null,null,null,null,null,null,null,null,null,null,null,null," ",null,null,null,null,false,null,null,{"$error":"#N/A"},{"$error":"#N/A"},{"$error":"#N/A"},{"$error":"#N/A"},{"$error":"#N/A"},{"$error":"#N/A"},{"$error":"#N/A"},{"$error":"#N/A"},{"$error":"#N/A"},{"$error":"#N/A"}]
[null,null,null,null,null,null,null,null,null,null,null,null,null,null,null,null," ",null,null,null,null,false,null,null,{"$error":"#N/A"},{"$error":"#N/A"},{"$error":"#N/A"},{"$error":"#N/A"},{"$error":"#N/A"},{"$error":"#N/A"},{"$error":"#N/A"},{"$error":"#N/A"},{"$error":"#N/A"},{"$error":"#N/A"}]
[null,null,null,null,null,null,null,null,null,null,null,null,null,null,null,null," ",null,null,null,null,false,null,null,{"$error":"#N/A"},{"$error":"#N/A"},{"$error":"#N/A"},{"$error":"#N/A"},{"$error":"#N/A"},{"$error":"#N/A"},{"$error":"#N/A"},{"$error":"#N/A"},{"$error":"#N/A"},{"$error":"#N/A"}]
[null,null,null,null,null,null,null,null,null,null,null,null,null,null,null,null," ",null,null,null,null,false,null,null,{"$error":"#N/A"},{"$error":"#N/A"},{"$error":"#N/A"},{"$error":"#N/A"},{"$error":"#N/A"},{"$error":"#N/A"},{"$error":"#N/A"},{"$error":"#N/A"},{"$error":"#N/A"},{"$error":"#N/A"}]
[null,null,null,null,null,null,null,null,null,null,null,null,null,null,null,null," ",null,null,null,null,false,null,null,{"$error":"#N/A"},{"$error":"#N/A"},{"$error":"#N/A"},{"$error":"#N/A"},{"$error":"#N/A"},{"$error":"#N/A"},{"$error":"#N/A"},{"$error":"#N/A"},{"$error":"#N/A"},{"$error":"#N/A"}]
[null,null,null,null,null,null,null,null,null,null,null,null,null,null,null,null," ",null,null,null,null,false,null,null,{"$error":"#N/A"},{"$error":"#N/A"},{"$error":"#N/A"},{"$error":"#N/A"},{"$error":"#N/A"},{"$error":"#N/A"},{"$error":"#N/A"},{"$error":"#N/A"},{"$error":"#N/A"},{"$error":"#N/A"}]
[null,null,null,null,null,null,null,null,null,null,null,null,null,null,null,null," ",null,null,null,null,false,null,null,{"$error":"#N/A"},{"$error":"#N/A"},{"$error":"#N/A"},{"$error":"#N/A"},{"$error":"#N/A"},{"$error":"#N/A"},{"$error":"#N/A"},{"$error":"#N/A"},{"$error":"#N/A"},{"$error":"#N/A"}]
[null,null,null,null,null,null,null,null,null,null,null,null,null,null,null,null," ",null,null,null,null,false,null,null,{"$error":"#N/A"},{"$error":"#N/A"},{"$error":"#N/A"},{"$error":"#N/A"},{"$error":"#N/A"},{"$error":"#N/A"},{"$error":"#N/A"},{"$error":"#N/A"},{"$error":"#N/A"},{"$error":"#N/A"}]
[null,null,null,null,null,null,null,null,null,null,null,null,null,null,null,null," ",null,null,null,null,false,null,null,{"$error":"#N/A"},{"$error":"#N/A"},{"$error":"#N/A"},{"$error":"#N/A"},{"$error":"#N/A"},{"$error":"#N/A"},{"$error":"#N/A"},{"$error":"#N/A"},{"$error":"#N/A"},{"$error":"#N/A"}]
[null,null,null,null,null,null,null,null,null,null,null,null,null,null,null,null," ",null,null,null,null,false,null,null,{"$error":"#N/A"},{"$error":"#N/A"},{"$error":"#N/A"},{"$error":"#N/A"},{"$error":"#N/A"},{"$error":"#N/A"},{"$error":"#N/A"},{"$error":"#N/A"},{"$error":"#N/A"},{"$error":"#N/A"}]
[null,null,null,null,null,null,null,null,null,null,null,null,null,null,null,null," ",null,null,null,null,false,null,null,{"$error":"#N/A"},{"$error":"#N/A"},{"$error":"#N/A"},{"$error":"#N/A"},{"$error":"#N/A"},{"$error":"#N/A"},{"$error":"#N/A"},{"$error":"#N/A"},{"$error":"#N/A"},{"$error":"#N/A"}]
[null,null,null,null,null,null,null,null,null,null,null,null,null,null,null,null," ",null,null,null,null,false,null,null,{"$error":"#N/A"},{"$error":"#N/A"},{"$error":"#N/A"},{"$error":"#N/A"},{"$error":"#N/A"},{"$error":"#N/A"},{"$error":"#N/A"},{"$error":"#N/A"},{"$error":"#N/A"},{"$error":"#N/A"}]
[null,null,null,null,null,null,null,null,null,null,null,null,null,null,null,null," ",null,null,null,null,false,null,null,{"$error":"#N/A"},{"$error":"#N/A"},{"$error":"#N/A"},{"$error":"#N/A"},{"$error":"#N/A"},{"$error":"#N/A"},{"$error":"#N/A"},{"$error":"#N/A"},{"$error":"#N/A"},{"$error":"#N/A"}]
[null,null,null,null,null,null,null,null,null,null,null,null,null,null,null,null," ",null,null,null,null,false,null,null,{"$error":"#N/A"},{"$error":"#N/A"},{"$error":"#N/A"},{"$error":"#N/A"},{"$error":"#N/A"},{"$error":"#N/A"},{"$error":"#N/A"},{"$error":"#N/A"},{"$error":"#N/A"},{"$error":"#N/A"}]
[null,null,null,null,null,null,null,null,null,null,null,null,null,null,null,null," ",null,null,null,null,false,null,null,{"$error":"#N/A"},{"$error":"#N/A"},{"$error":"#N/A"},{"$error":"#N/A"},{"$error":"#N/A"},{"$error":"#N/A"},{"$error":"#N/A"},{"$error":"#N/A"},{"$error":"#N/A"},{"$error":"#N/A"}]
[null,null,null,null,null,null,null,null,null,null,null,null,null,null,null,null," ",null,null,null,null,false,null,null,{"$error":"#N/A"},{"$error":"#N/A"},{"$error":"#N/A"},{"$error":"#N/A"},{"$error":"#N/A"},{"$error":"#N/A"},{"$error":"#N/A"},{"$error":"#N/A"},{"$error":"#N/A"},{"$error":"#N/A"}]
[null,null,null,null,null,null,null,null,null,null,null,null,null,null,null,null," ",null,null,null,null,false,null,null,{"$error":"#N/A"},{"$error":"#N/A"},{"$error":"#N/A"},{"$error":"#N/A"},{"$error":"#N/A"},{"$error":"#N/A"},{"$error":"#N/A"},{"$error":"#N/A"},{"$error":"#N/A"},{"$error":"#N/A"}]
[null,null,null,null,null,null,null,null,null,null,null,null,null,null,null,null," ",null,null,null,null,false,null,null,{"$error":"#N/A"},{"$error":"#N/A"},{"$error":"#N/A"},{"$error":"#N/A"},{"$error":"#N/A"},{"$error":"#N/A"},{"$error":"#N/A"},{"$error":"#N/A"},{"$error":"#N/A"},{"$error":"#N/A"}]
[null,null,null,null,null,null,null,null,null,null,null,null,null,null,null,null," ",null,null,null,null,false,null,null,{"$error":"#N/A"},{"$error":"#N/A"},{"$error":"#N/A"},{"$error":"#N/A"},{"$error":"#N/A"},{"$error":"#N/A"},{"$error":"#N/A"},{"$error":"#N/A"},{"$error":"#N/A"},{"$error":"#N/A"}]
[null,null,null,null,null,null,null,null,null,null,null,null,null,null,null,null," ",null,null,null,null,false,null,null,{"$error":"#N/A"},{"$error":"#N/A"},{"$error":"#N/A"},{"$error":"#N/A"},{"$error":"#N/A"},{"$error":"#N/A"},{"$error":"#N/A"},{"$error":"#N/A"},{"$error":"#N/A"},{"$error":"#N/A"}]
[null,null,null,null,null,null,null,null,null,null,null,null,null,null,null,null," ",null,null,null,null,false,null,null,{"$error":"#N/A"},{"$error":"#N/A"},{"$error":"#N/A"},{"$error":"#N/A"},{"$error":"#N/A"},{"$error":"#N/A"},{"$error":"#N/A"},{"$error":"#N/A"},{"$error":"#N/A"},{"$error":"#N/A"}]
[null,null,null,null,null,null,null,null,null,null,null,null,null,null,null,null," ",null,null,null,null,false,null,null,{"$error":"#N/A"},{"$error":"#N/A"},{"$error":"#N/A"},{"$error":"#N/A"},{"$error":"#N/A"},{"$error":"#N/A"},{"$error":"#N/A"},{"$error":"#N/A"},{"$error":"#N/A"},{"$error":"#N/A"}]
[null,null,null,null,null,null,null,null,null,null,null,null,null,null,null,null," ",null,null,null,null,false,null,null,{"$error":"#N/A"},{"$error":"#N/A"},{"$error":"#N/A"},{"$error":"#N/A"},{"$error":"#N/A"},{"$error":"#N/A"},{"$error":"#N/A"},{"$error":"#N/A"},{"$error":"#N/A"},{"$error":"#N/A"}]
[null,null,null,null,null,null,null,null,null,null,null,null,null,null,null,null," ",null,null,null,null,false,null,null,{"$error":"#N/A"},{"$error":"#N/A"},{"$error":"#N/A"},{"$error":"#N/A"},{"$error":"#N/A"},{"$error":"#N/A"},{"$error":"#N/A"},{"$error":"#N/A"},{"$error":"#N/A"},{"$error":"#N/A"}]
[null,null,null,null,null,null,null,null,null,null,null,null,null,null,null,null," ",null,null,null,null,false,null,null,{"$error":"#N/A"},{"$error":"#N/A"},{"$error":"#N/A"},{"$error":"#N/A"},{"$error":"#N/A"},{"$error":"#N/A"},{"$error":"#N/A"},{"$error":"#N/A"},{"$error":"#N/A"},{"$error":"#N/A"}]
[null,null,null,null,null,null,null,null,null,null,null,null,null,null,null,null," ",null,null,null,null,false,null,null,{"$error":"#N/A"},{"$error":"#N/A"},{"$error":"#N/A"},{"$error":"#N/A"},{"$error":"#N/A"},{"$error":"#N/A"},{"$error":"#N/A"},{"$error":"#N/A"},{"$error":"#N/A"},{"$error":"#N/A"}]
[null,null,null,null,null,null,null,null,null,null,null,null,null,null,null,null," ",null,null,null,null,false,null,null,{"$error":"#N/A"},{"$error":"#N/A"},{"$error":"#N/A"},{"$error":"#N/A"},{"$error":"#N/A"},{"$error":"#N/A"},{"$error":"#N/A"},{"$error":"#N/A"},{"$error":"#N/A"},{"$error":"#N/A"}]
[null,null,null,null,null,null,null,null,null,null,null,null,null,null,null,null," ",null,null,null,null,false,null,null,{"$error":"#N/A"},{"$error":"#N/A"},{"$error":"#N/A"},{"$error":"#N/A"},{"$error":"#N/A"},{"$error":"#N/A"},{"$error":"#N/A"},{"$error":"#N/A"},{"$error":"#N/A"},{"$error":"#N/A"}]
[null,null,null,null,null,null,null,null,null,null,null,null,null,null,null,null," ",null,null,null,null,false,null,null,{"$error":"#N/A"},{"$error":"#N/A"},{"$error":"#N/A"},{"$error":"#N/A"},{"$error":"#N/A"},{"$error":"#N/A"},{"$error":"#N/A"},{"$error":"#N/A"},{"$error":"#N/A"},{"$error":"#N/A"}]
[null,null,null,null,null,null,null,null,null,null,null,null,null,null,null,null," ",null,null,null,null,false,null,null,{"$error":"#N/A"},{"$error":"#N/A"},{"$error":"#N/A"},{"$error":"#N/A"},{"$error":"#N/A"},{"$error":"#N/A"},{"$error":"#N/A"},{"$error":"#N/A"},{"$error":"#N/A"},{"$error":"#N/A"}]
[null,null,null,null,null,null,null,null,null,null,null,null,null,null,null,null," ",null,null,null,null,false,null,null,{"$error":"#N/A"},{"$error":"#N/A"},{"$error":"#N/A"},{"$error":"#N/A"},{"$error":"#N/A"},{"$error":"#N/A"},{"$error":"#N/A"},{"$error":"#N/A"},{"$error":"#N/A"},{"$error":"#N/A"}]
[null,null,null,null,null,null,null,null,null,null,null,null,null,null,null,null," ",null,null,null,null,false,null,null,{"$f":"IF($V20504=TRUE,E20504,NA())","v":{"$error":"#N/A"}},{"$f":"IF($V20504=TRUE,F20504,NA())","v":{"$error":"#N/A"}},{"$f":"IF($V20504=TRUE,G20504,NA())","v":{"$error":"#N/A"}},{"$f":"IF($V20504=TRUE,H20504,NA())","v":{"$error":"#N/A"}},{"$f":"IF($V20504=TRUE,I20504,NA())","v":{"$error":"#N/A"}},{"$f":"IF($V20504=TRUE,J20504,NA())","v":{"$error":"#N/A"}},{"$f":"IF($V20504=TRUE,K20504,NA())","v":{"$error":"#N/A"}},{"$f":"IF($V20504=TRUE,L20504,NA())","v":{"$error":"#N/A"}},{"$f":"IF($V20504=TRUE,M20504,NA())","v":{"$error":"#N/A"}},{"$f":"IF($V20504=TRUE,N20504,NA())","v":{"$error":"#N/A"}}]
[null,null,null,null,null,null,null,null,null,null,null,null,null,null,null,null," ",null,null,null,null,false,null,null,{"$error":"#N/A"},{"$error":"#N/A"},{"$error":"#N/A"},{"$error":"#N/A"},{"$error":"#N/A"},{"$error":"#N/A"},{"$error":"#N/A"},{"$error":"#N/A"},{"$error":"#N/A"},{"$error":"#N/A"}]
[null,null,null,null,null,null,null,null,null,null,null,null,null,null,null,null," ",null,null,null,null,false,null,null,{"$error":"#N/A"},{"$error":"#N/A"},{"$error":"#N/A"},{"$error":"#N/A"},{"$error":"#N/A"},{"$error":"#N/A"},{"$error":"#N/A"},{"$error":"#N/A"},{"$error":"#N/A"},{"$error":"#N/A"}]
[null,null,null,null,null,null,null,null,null,null,null,null,null,null,null,null," ",null,null,null,null,false,null,null,{"$error":"#N/A"},{"$error":"#N/A"},{"$error":"#N/A"},{"$error":"#N/A"},{"$error":"#N/A"},{"$error":"#N/A"},{"$error":"#N/A"},{"$error":"#N/A"},{"$error":"#N/A"},{"$error":"#N/A"}]
[null,null,null,null,null,null,null,null,null,null,null,null,null,null,null,null," ",null,null,null,null,false,null,null,{"$error":"#N/A"},{"$error":"#N/A"},{"$error":"#N/A"},{"$error":"#N/A"},{"$error":"#N/A"},{"$error":"#N/A"},{"$error":"#N/A"},{"$error":"#N/A"},{"$error":"#N/A"},{"$error":"#N/A"}]
[null,null,null,null,null,null,null,null,null,null,null,null,null,null,null,null," ",null,null,null,null,false,null,null,{"$error":"#N/A"},{"$error":"#N/A"},{"$error":"#N/A"},{"$error":"#N/A"},{"$error":"#N/A"},{"$error":"#N/A"},{"$error":"#N/A"},{"$error":"#N/A"},{"$error":"#N/A"},{"$error":"#N/A"}]
[null,null,null,null,null,null,null,null,null,null,null,null,null,null,null,null," ",null,null,null,null,false,null,null,{"$error":"#N/A"},{"$error":"#N/A"},{"$error":"#N/A"},{"$error":"#N/A"},{"$error":"#N/A"},{"$error":"#N/A"},{"$error":"#N/A"},{"$error":"#N/A"},{"$error":"#N/A"},{"$error":"#N/A"}]
[null,null,null,null,null,null,null,null,null,null,null,null,null,null,null,null," ",null,null,null,null,false,null,null,{"$error":"#N/A"},{"$error":"#N/A"},{"$error":"#N/A"},{"$error":"#N/A"},{"$error":"#N/A"},{"$error":"#N/A"},{"$error":"#N/A"},{"$error":"#N/A"},{"$error":"#N/A"},{"$error":"#N/A"}]
[null,null,null,null,null,null,null,null,null,null,null,null,null,null,null,null," ",null,null,null,null,false,null,null,{"$error":"#N/A"},{"$error":"#N/A"},{"$error":"#N/A"},{"$error":"#N/A"},{"$error":"#N/A"},{"$error":"#N/A"},{"$error":"#N/A"},{"$error":"#N/A"},{"$error":"#N/A"},{"$error":"#N/A"}]
[null,null,null,null,null,null,null,null,null,null,null,null,null,null,null,null," ",null,null,null,null,false,null,null,{"$error":"#N/A"},{"$error":"#N/A"},{"$error":"#N/A"},{"$error":"#N/A"},{"$error":"#N/A"},{"$error":"#N/A"},{"$error":"#N/A"},{"$error":"#N/A"},{"$error":"#N/A"},{"$error":"#N/A"}]
[null,null,null,null,null,null,null,null,null,null,null,null,null,null,null,null," ",null,null,null,null,false,null,null,{"$error":"#N/A"},{"$error":"#N/A"},{"$error":"#N/A"},{"$error":"#N/A"},{"$error":"#N/A"},{"$error":"#N/A"},{"$error":"#N/A"},{"$error":"#N/A"},{"$error":"#N/A"},{"$error":"#N/A"}]
[null,null,null,null,null,null,null,null,null,null,null,null,null,null,null,null," ",null,null,null,null,false,null,null,{"$error":"#N/A"},{"$error":"#N/A"},{"$error":"#N/A"},{"$error":"#N/A"},{"$error":"#N/A"},{"$error":"#N/A"},{"$error":"#N/A"},{"$error":"#N/A"},{"$error":"#N/A"},{"$error":"#N/A"}]
[null,null,null,null,null,null,null,null,null,null,null,null,null,null,null,null," ",null,null,null,null,false,null,null,{"$error":"#N/A"},{"$error":"#N/A"},{"$error":"#N/A"},{"$error":"#N/A"},{"$error":"#N/A"},{"$error":"#N/A"},{"$error":"#N/A"},{"$error":"#N/A"},{"$error":"#N/A"},{"$error":"#N/A"}]
[null,null,null,null,null,null,null,null,null,null,null,null,null,null,null,null," ",null,null,null,null,false,null,null,{"$error":"#N/A"},{"$error":"#N/A"},{"$error":"#N/A"},{"$error":"#N/A"},{"$error":"#N/A"},{"$error":"#N/A"},{"$error":"#N/A"},{"$error":"#N/A"},{"$error":"#N/A"},{"$error":"#N/A"}]
[null,null,null,null,null,null,null,null,null,null,null,null,null,null,null,null," ",null,null,null,null,false,null,null,{"$error":"#N/A"},{"$error":"#N/A"},{"$error":"#N/A"},{"$error":"#N/A"},{"$error":"#N/A"},{"$error":"#N/A"},{"$error":"#N/A"},{"$error":"#N/A"},{"$error":"#N/A"},{"$error":"#N/A"}]
[null,null,null,null,null,null,null,null,null,null,null,null,null,null,null,null," ",null,null,null,null,{"$f":"IF(ISERROR(G20940),FALSE,IF($V$9=G20940,TRUE,FALSE))","v":false},null,null,{"$error":"#N/A"},{"$error":"#N/A"},{"$error":"#N/A"},{"$error":"#N/A"},{"$error":"#N/A"},{"$error":"#N/A"},{"$error":"#N/A"},{"$error":"#N/A"},{"$error":"#N/A"},{"$error":"#N/A"}]
[null,null,null,null,null,null,null,null,null,null,null,null,null,null,null,null," ",null,null,null,null,false,null,null,{"$error":"#N/A"},{"$error":"#N/A"},{"$error":"#N/A"},{"$error":"#N/A"},{"$error":"#N/A"},{"$error":"#N/A"},{"$error":"#N/A"},{"$error":"#N/A"},{"$error":"#N/A"},{"$error":"#N/A"}]
[null,null,null,null,null,null,null,null,null,null,null,null,null,null,null,null," ",null,null,null,null,false,null,null,{"$error":"#N/A"},{"$error":"#N/A"},{"$error":"#N/A"},{"$error":"#N/A"},{"$error":"#N/A"},{"$error":"#N/A"},{"$error":"#N/A"},{"$error":"#N/A"},{"$error":"#N/A"},{"$error":"#N/A"}]
[null,null,null,null,null,null,null,null,null,null,null,null,null,null,null,null," ",null,null,null,null,false,null,null,{"$error":"#N/A"},{"$error":"#N/A"},{"$error":"#N/A"},{"$error":"#N/A"},{"$error":"#N/A"},{"$error":"#N/A"},{"$error":"#N/A"},{"$error":"#N/A"},{"$error":"#N/A"},{"$error":"#N/A"}]
[null,null,null,null,null,null,null,null,null,null,null,null,null,null,null,null," ",null,null,null,null,false,null,null,{"$error":"#N/A"},{"$error":"#N/A"},{"$error":"#N/A"},{"$error":"#N/A"},{"$error":"#N/A"},{"$error":"#N/A"},{"$error":"#N/A"},{"$error":"#N/A"},{"$error":"#N/A"},{"$error":"#N/A"}]
[null,null,null,null,null,null,null,null,null,null,null,null,null,null,null,null," ",null,null,null,null,false,null,null,{"$error":"#N/A"},{"$error":"#N/A"},{"$error":"#N/A"},{"$error":"#N/A"},{"$error":"#N/A"},{"$error":"#N/A"},{"$error":"#N/A"},{"$error":"#N/A"},{"$error":"#N/A"},{"$error":"#N/A"}]
[null,null,null,null,null,null,null,null,null,null,null,null,null,null,null,null," ",null,null,null,null,false,null,null,{"$error":"#N/A"},{"$error":"#N/A"},{"$error":"#N/A"},{"$error":"#N/A"},{"$error":"#N/A"},{"$error":"#N/A"},{"$error":"#N/A"},{"$error":"#N/A"},{"$error":"#N/A"},{"$error":"#N/A"}]
[null,null,null,null,null,null,null,null,null,null,null,null,null,null,null,null," ",null,null,null,null,false,null,null,{"$error":"#N/A"},{"$error":"#N/A"},{"$error":"#N/A"},{"$error":"#N/A"},{"$error":"#N/A"},{"$error":"#N/A"},{"$error":"#N/A"},{"$error":"#N/A"},{"$error":"#N/A"},{"$error":"#N/A"}]
[null,null,null,null,null,null,null,null,null,null,null,null,null,null,null,null," ",null,null,null,null,false,null,null,{"$error":"#N/A"},{"$error":"#N/A"},{"$error":"#N/A"},{"$error":"#N/A"},{"$error":"#N/A"},{"$error":"#N/A"},{"$error":"#N/A"},{"$error":"#N/A"},{"$error":"#N/A"},{"$error":"#N/A"}]
[null,null,null,null,null,null,null,null,null,null,null,null,null,null,null,null," ",null,null,null,null,false,null,null,{"$error":"#N/A"},{"$error":"#N/A"},{"$error":"#N/A"},{"$error":"#N/A"},{"$error":"#N/A"},{"$error":"#N/A"},{"$error":"#N/A"},{"$error":"#N/A"},{"$error":"#N/A"},{"$error":"#N/A"}]
[null,null,null,null,null,null,null,null,null,null,null,null,null,null,null,null," ",null,null,null,null,false,null,null,{"$error":"#N/A"},{"$error":"#N/A"},{"$error":"#N/A"},{"$error":"#N/A"},{"$error":"#N/A"},{"$error":"#N/A"},{"$error":"#N/A"},{"$error":"#N/A"},{"$error":"#N/A"},{"$error":"#N/A"}]
[null,null,null,null,null,null,null,null,null,null,null,null,null,null,null,null," ",null,null,null,null,false,null,null,{"$error":"#N/A"},{"$error":"#N/A"},{"$error":"#N/A"},{"$error":"#N/A"},{"$error":"#N/A"},{"$error":"#N/A"},{"$error":"#N/A"},{"$error":"#N/A"},{"$error":"#N/A"},{"$error":"#N/A"}]
[null,null,null,null,null,null,null,null,null,null,null,null,null,null,null,null,{"$f":"IF(OR(ISERROR(E21289),ISERROR(G21289)),\"  \",E21289&\" \"&G21289)","v":" "},null,null,null,null,false,null,null,{"$error":"#N/A"},{"$error":"#N/A"},{"$error":"#N/A"},{"$error":"#N/A"},{"$error":"#N/A"},{"$error":"#N/A"},{"$error":"#N/A"},{"$error":"#N/A"},{"$error":"#N/A"},{"$error":"#N/A"}]
[null,null,null,null,null,null,null,null,null,null,null,null,null,null,null,null," ",null,null,null,null,false,null,null,{"$error":"#N/A"},{"$error":"#N/A"},{"$error":"#N/A"},{"$error":"#N/A"},{"$error":"#N/A"},{"$error":"#N/A"},{"$error":"#N/A"},{"$error":"#N/A"},{"$error":"#N/A"},{"$error":"#N/A"}]
[null,null,null,null,null,null,null,null,null,null,null,null,null,null,null,null," ",null,null,null,null,false,null,null,{"$error":"#N/A"},{"$error":"#N/A"},{"$error":"#N/A"},{"$error":"#N/A"},{"$error":"#N/A"},{"$error":"#N/A"},{"$error":"#N/A"},{"$error":"#N/A"},{"$error":"#N/A"},{"$error":"#N/A"}]
[null,null,null,null,null,null,null,null,null,null,null,null,null,null,null,null," ",null,null,null,null,false,null,null,{"$error":"#N/A"},{"$error":"#N/A"},{"$error":"#N/A"},{"$error":"#N/A"},{"$error":"#N/A"},{"$error":"#N/A"},{"$error":"#N/A"},{"$error":"#N/A"},{"$error":"#N/A"},{"$error":"#N/A"}]
[null,null,null,null,null,null,null,null,null,null,null,null,null,null,null,null," ",null,null,null,null,false,null,null,{"$error":"#N/A"},{"$error":"#N/A"},{"$error":"#N/A"},{"$error":"#N/A"},{"$error":"#N/A"},{"$error":"#N/A"},{"$error":"#N/A"},{"$error":"#N/A"},{"$error":"#N/A"},{"$error":"#N/A"}]
[null,null,null,null,null,null,null,null,null,null,null,null,null,null,null,null," ",null,null,null,null,false,null,null,{"$error":"#N/A"},{"$error":"#N/A"},{"$error":"#N/A"},{"$error":"#N/A"},{"$error":"#N/A"},{"$error":"#N/A"},{"$error":"#N/A"},{"$error":"#N/A"},{"$error":"#N/A"},{"$error":"#N/A"}]
[null,null,null,null,null,null,null,null,null,null,null,null,null,null,null,null," ",null,null,null,null,false,null,null,{"$error":"#N/A"},{"$error":"#N/A"},{"$error":"#N/A"},{"$error":"#N/A"},{"$error":"#N/A"},{"$error":"#N/A"},{"$error":"#N/A"},{"$error":"#N/A"},{"$error":"#N/A"},{"$error":"#N/A"}]
[null,null,null,null,null,null,null,null,null,null,null,null,null,null,null,null," ",null,null,null,null,false,null,null,{"$error":"#N/A"},{"$error":"#N/A"},{"$error":"#N/A"},{"$error":"#N/A"},{"$error":"#N/A"},{"$error":"#N/A"},{"$error":"#N/A"},{"$error":"#N/A"},{"$error":"#N/A"},{"$error":"#N/A"}]
[null,null,null,null,null,null,null,null,null,null,null,null,null,null,null,null," ",null,null,null,null,false,null,null,{"$error":"#N/A"},{"$error":"#N/A"},{"$error":"#N/A"},{"$error":"#N/A"},{"$error":"#N/A"},{"$error":"#N/A"},{"$error":"#N/A"},{"$error":"#N/A"},{"$error":"#N/A"},{"$error":"#N/A"}]
[null,null,null,null,null,null,null,null,null,null,null,null,null,null,null,null,{"$f":"IF(OR(ISERROR(E21545),ISERROR(G21545)),\"  \",E21545&\" \"&G21545)","v":" "},null,null,null,null,false,null,null,{"$error":"#N/A"},{"$error":"#N/A"},{"$error":"#N/A"},{"$error":"#N/A"},{"$error":"#N/A"},{"$error":"#N/A"},{"$error":"#N/A"},{"$error":"#N/A"},{"$error":"#N/A"},{"$error":"#N/A"}]
[null,null,null,null,null,null,null,null,null,null,null,null,null,null,null,null," ",null,null,null,null,false,null,null,{"$error":"#N/A"},{"$error":"#N/A"},{"$error":"#N/A"},{"$error":"#N/A"},{"$error":"#N/A"},{"$error":"#N/A"},{"$error":"#N/A"},{"$error":"#N/A"},{"$error":"#N/A"},{"$error":"#N/A"}]
[null,null,null,null,null,null,null,null,null,null,null,null,null,null,null,null," ",null,null,null,null,false,null,null,{"$error":"#N/A"},{"$error":"#N/A"},{"$error":"#N/A"},{"$error":"#N/A"},{"$error":"#N/A"},{"$error":"#N/A"},{"$error":"#N/A"},{"$error":"#N/A"},{"$error":"#N/A"},{"$error":"#N/A"}]
[null,null,null,null,null,null,null,null,null,null,null,null,null,null,null,null," ",null,null,null,null,false,null,null,{"$error":"#N/A"},{"$error":"#N/A"},{"$error":"#N/A"},{"$error":"#N/A"},{"$error":"#N/A"},{"$error":"#N/A"},{"$error":"#N/A"},{"$error":"#N/A"},{"$error":"#N/A"},{"$error":"#N/A"}]
[null,null,null,null,null,null,null,null,null,null,null,null,null,null,null,null," ",null,null,null,null,false,null,null,{"$error":"#N/A"},{"$error":"#N/A"},{"$error":"#N/A"},{"$error":"#N/A"},{"$error":"#N/A"},{"$error":"#N/A"},{"$error":"#N/A"},{"$error":"#N/A"},{"$error":"#N/A"},{"$error":"#N/A"}]
[null,null,null,null,null,null,null,null,null,null,null,null,null,null,null,null,{"$f":"IF(OR(ISERROR(E21673),ISERROR(G21673)),\"  \",E21673&\" \"&G21673)","v":" "},null,null,null,null,false,null,null,{"$error":"#N/A"},{"$error":"#N/A"},{"$error":"#N/A"},{"$error":"#N/A"},{"$error":"#N/A"},{"$error":"#N/A"},{"$error":"#N/A"},{"$error":"#N/A"},{"$error":"#N/A"},{"$error":"#N/A"}]
[null,null,null,null,null,null,null,null,null,null,null,null,null,null,null,null," ",null,null,null,null,false,null,null,{"$f":"IF($V21720=TRUE,E21720,NA())","v":{"$error":"#N/A"}},{"$f":"IF($V21720=TRUE,F21720,NA())","v":{"$error":"#N/A"}},{"$f":"IF($V21720=TRUE,G21720,NA())","v":{"$error":"#N/A"}},{"$f":"IF($V21720=TRUE,H21720,NA())","v":{"$error":"#N/A"}},{"$f":"IF($V21720=TRUE,I21720,NA())","v":{"$error":"#N/A"}},{"$f":"IF($V21720=TRUE,J21720,NA())","v":{"$error":"#N/A"}},{"$f":"IF($V21720=TRUE,K21720,NA())","v":{"$error":"#N/A"}},{"$f":"IF($V21720=TRUE,L21720,NA())","v":{"$error":"#N/A"}},{"$f":"IF($V21720=TRUE,M21720,NA())","v":{"$error":"#N/A"}},{"$f":"IF($V21720=TRUE,N21720,NA())","v":{"$error":"#N/A"}}]
[null,null,null,null,null,null,null,null,null,null,null,null,null,null,null,null," ",null,null,null,null,false,null,null,{"$error":"#N/A"},{"$error":"#N/A"},{"$error":"#N/A"},{"$error":"#N/A"},{"$error":"#N/A"},{"$error":"#N/A"},{"$error":"#N/A"},{"$error":"#N/A"},{"$error":"#N/A"},{"$error":"#N/A"}]
[null,null,null,null,null,null,null,null,null,null,null,null,null,null,null,null," ",null,null,null,null,false,null,null,{"$error":"#N/A"},{"$error":"#N/A"},{"$error":"#N/A"},{"$error":"#N/A"},{"$error":"#N/A"},{"$error":"#N/A"},{"$error":"#N/A"},{"$error":"#N/A"},{"$error":"#N/A"},{"$error":"#N/A"}]
[null,null,null,null,null,null,null,null,null,null,null,null,null,null,null,null," ",null,null,null,null,false,null,null,{"$error":"#N/A"},{"$error":"#N/A"},{"$error":"#N/A"},{"$error":"#N/A"},{"$error":"#N/A"},{"$error":"#N/A"},{"$error":"#N/A"},{"$error":"#N/A"},{"$error":"#N/A"},{"$error":"#N/A"}]
[null,null,null,null,null,null,null,null,null,null,null,null,null,null,null,null," ",null,null,null,null,false,null,null,{"$error":"#N/A"},{"$error":"#N/A"},{"$error":"#N/A"},{"$error":"#N/A"},{"$error":"#N/A"},{"$error":"#N/A"},{"$error":"#N/A"},{"$error":"#N/A"},{"$error":"#N/A"},{"$error":"#N/A"}]
[null,null,null,null,null,null,null,null,null,null,null,null,null,null,null,null," ",null,null,null,null,false,null,null,{"$error":"#N/A"},{"$error":"#N/A"},{"$error":"#N/A"},{"$error":"#N/A"},{"$error":"#N/A"},{"$error":"#N/A"},{"$error":"#N/A"},{"$error":"#N/A"},{"$error":"#N/A"},{"$error":"#N/A"}]
[null,null,null,null,null,null,null,null,null,null,null,null,null,null,null,null," ",null,null,null,null,false,null,null,{"$error":"#N/A"},{"$error":"#N/A"},{"$error":"#N/A"},{"$error":"#N/A"},{"$error":"#N/A"},{"$error":"#N/A"},{"$error":"#N/A"},{"$error":"#N/A"},{"$error":"#N/A"},{"$error":"#N/A"}]
[null,null,null,null,null,null,null,null,null,null,null,null,null,null,null,null," ",null,null,null,null,false,null,null,{"$error":"#N/A"},{"$error":"#N/A"},{"$error":"#N/A"},{"$error":"#N/A"},{"$error":"#N/A"},{"$error":"#N/A"},{"$error":"#N/A"},{"$error":"#N/A"},{"$error":"#N/A"},{"$error":"#N/A"}]
[null,null,null,null,null,null,null,null,null,null,null,null,null,null,null,null," ",null,null,null,null,false,null,null,{"$error":"#N/A"},{"$error":"#N/A"},{"$error":"#N/A"},{"$error":"#N/A"},{"$error":"#N/A"},{"$error":"#N/A"},{"$error":"#N/A"},{"$error":"#N/A"},{"$error":"#N/A"},{"$error":"#N/A"}]
[null,null,null,null,null,null,null,null,null,null,null,null,null,null,null,null," ",null,null,null,null,false,null,null,{"$error":"#N/A"},{"$error":"#N/A"},{"$error":"#N/A"},{"$error":"#N/A"},{"$error":"#N/A"},{"$error":"#N/A"},{"$error":"#N/A"},{"$error":"#N/A"},{"$error":"#N/A"},{"$error":"#N/A"}]
[null,null,null,null,null,null,null,null,null,null,null,null,null,null,null,null," ",null,null,null,null,false,null,null,{"$error":"#N/A"},{"$error":"#N/A"},{"$error":"#N/A"},{"$error":"#N/A"},{"$error":"#N/A"},{"$error":"#N/A"},{"$error":"#N/A"},{"$error":"#N/A"},{"$error":"#N/A"},{"$error":"#N/A"}]
[null,null,null,null,null,null,null,null,null,null,null,null,null,null,null,null," ",null,null,null,null,false,null,null,{"$error":"#N/A"},{"$error":"#N/A"},{"$error":"#N/A"},{"$error":"#N/A"},{"$error":"#N/A"},{"$error":"#N/A"},{"$error":"#N/A"},{"$error":"#N/A"},{"$error":"#N/A"},{"$error":"#N/A"}]
[null,null,null,null,null,null,null,null,null,null,null,null,null,null,null,null," ",null,null,null,null,false,null,null,{"$error":"#N/A"},{"$error":"#N/A"},{"$error":"#N/A"},{"$error":"#N/A"},{"$error":"#N/A"},{"$error":"#N/A"},{"$error":"#N/A"},{"$error":"#N/A"},{"$error":"#N/A"},{"$error":"#N/A"}]
[null,null,null,null,null,null,null,null,null,null,null,null,null,null,null,null," ",null,null,null,null,false,null,null,{"$error":"#N/A"},{"$error":"#N/A"},{"$error":"#N/A"},{"$error":"#N/A"},{"$error":"#N/A"},{"$error":"#N/A"},{"$error":"#N/A"},{"$error":"#N/A"},{"$error":"#N/A"},{"$error":"#N/A"}]
[null,null,null,null,null,null,null,null,null,null,null,null,null,null,null,null," ",null,null,null,null,false,null,null,{"$error":"#N/A"},{"$error":"#N/A"},{"$error":"#N/A"},{"$error":"#N/A"},{"$error":"#N/A"},{"$error":"#N/A"},{"$error":"#N/A"},{"$error":"#N/A"},{"$error":"#N/A"},{"$error":"#N/A"}]
[null,null,null,null,null,null,null,null,null,null,null,null,null,null,null,null," ",null,null,null,null,false,null,null,{"$error":"#N/A"},{"$error":"#N/A"},{"$error":"#N/A"},{"$error":"#N/A"},{"$error":"#N/A"},{"$error":"#N/A"},{"$error":"#N/A"},{"$error":"#N/A"},{"$error":"#N/A"},{"$error":"#N/A"}]
[null,null,null,null,null,null,null,null,null,null,null,null,null,null,null,null," ",null,null,null,null,false,null,null,{"$error":"#N/A"},{"$error":"#N/A"},{"$error":"#N/A"},{"$error":"#N/A"},{"$error":"#N/A"},{"$error":"#N/A"},{"$error":"#N/A"},{"$error":"#N/A"},{"$error":"#N/A"},{"$error":"#N/A"}]
[null,null,null,null,null,null,null,null,null,null,null,null,null,null,null,null," ",null,null,null,null,false,null,null,{"$error":"#N/A"},{"$error":"#N/A"},{"$error":"#N/A"},{"$error":"#N/A"},{"$error":"#N/A"},{"$error":"#N/A"},{"$error":"#N/A"},{"$error":"#N/A"},{"$error":"#N/A"},{"$error":"#N/A"}]
[null,null,null,null,null,null,null,null,null,null,null,null,null,null,null,null," ",null,null,null,null,false,null,null,{"$error":"#N/A"},{"$error":"#N/A"},{"$error":"#N/A"},{"$error":"#N/A"},{"$error":"#N/A"},{"$error":"#N/A"},{"$error":"#N/A"},{"$error":"#N/A"},{"$error":"#N/A"},{"$error":"#N/A"}]
[null,null,null,null,null,null,null,null,null,null,null,null,null,null,null,null," ",null,null,null,null,false,null,null,{"$error":"#N/A"},{"$error":"#N/A"},{"$error":"#N/A"},{"$error":"#N/A"},{"$error":"#N/A"},{"$error":"#N/A"},{"$error":"#N/A"},{"$error":"#N/A"},{"$error":"#N/A"},{"$error":"#N/A"}]
[null,null,null,null,null,null,null,null,null,null,null,null,null,null,null,null," ",null,null,null,null,false,null,null,{"$error":"#N/A"},{"$error":"#N/A"},{"$error":"#N/A"},{"$error":"#N/A"},{"$error":"#N/A"},{"$error":"#N/A"},{"$error":"#N/A"},{"$error":"#N/A"},{"$error":"#N/A"},{"$error":"#N/A"}]
[null,null,null,null,null,null,null,null,null,null,null,null,null,null,null,null," ",null,null,null,null,false,null,null,{"$error":"#N/A"},{"$error":"#N/A"},{"$error":"#N/A"},{"$error":"#N/A"},{"$error":"#N/A"},{"$error":"#N/A"},{"$error":"#N/A"},{"$error":"#N/A"},{"$error":"#N/A"},{"$error":"#N/A"}]
[null,null,null,null,null,null,null,null,null,null,null,null,null,null,null,null," ",null,null,null,null,false,null,null,{"$error":"#N/A"},{"$error":"#N/A"},{"$error":"#N/A"},{"$error":"#N/A"},{"$error":"#N/A"},{"$error":"#N/A"},{"$error":"#N/A"},{"$error":"#N/A"},{"$error":"#N/A"},{"$error":"#N/A"}]
[null,null,null,null,null,null,null,null,null,null,null,null,null,null,null,null," ",null,null,null,null,false,null,null,{"$error":"#N/A"},{"$error":"#N/A"},{"$error":"#N/A"},{"$error":"#N/A"},{"$error":"#N/A"},{"$error":"#N/A"},{"$error":"#N/A"},{"$error":"#N/A"},{"$error":"#N/A"},{"$error":"#N/A"}]
[null,null,null,null,null,null,null,null,null,null,null,null,null,null,null,null," ",null,null,null,null,false,null,null,{"$error":"#N/A"},{"$error":"#N/A"},{"$error":"#N/A"},{"$error":"#N/A"},{"$error":"#N/A"},{"$error":"#N/A"},{"$error":"#N/A"},{"$error":"#N/A"},{"$error":"#N/A"},{"$error":"#N/A"}]
[null,null,null,null,null,null,null,null,null,null,null,null,null,null,null,null," ",null,null,null,null,false,null,null,{"$error":"#N/A"},{"$error":"#N/A"},{"$error":"#N/A"},{"$error":"#N/A"},{"$error":"#N/A"},{"$error":"#N/A"},{"$error":"#N/A"},{"$error":"#N/A"},{"$error":"#N/A"},{"$error":"#N/A"}]
[null,null,null,null,null,null,null,null,null,null,null,null,null,null,null,null," ",null,null,null,null,false,null,null,{"$error":"#N/A"},{"$error":"#N/A"},{"$error":"#N/A"},{"$error":"#N/A"},{"$error":"#N/A"},{"$error":"#N/A"},{"$error":"#N/A"},{"$error":"#N/A"},{"$error":"#N/A"},{"$error":"#N/A"}]
[null,null,null,null,null,null,null,null,null,null,null,null,null,null,null,null," ",null,null,null,null,false,null,null,{"$error":"#N/A"},{"$error":"#N/A"},{"$error":"#N/A"},{"$error":"#N/A"},{"$error":"#N/A"},{"$error":"#N/A"},{"$error":"#N/A"},{"$error":"#N/A"},{"$error":"#N/A"},{"$error":"#N/A"}]
[null,null,null,null,null,null,null,null,null,null,null,null,null,null,null,null," ",null,null,null,null,false,null,null,{"$error":"#N/A"},{"$error":"#N/A"},{"$error":"#N/A"},{"$error":"#N/A"},{"$error":"#N/A"},{"$error":"#N/A"},{"$error":"#N/A"},{"$error":"#N/A"},{"$error":"#N/A"},{"$error":"#N/A"}]
[null,null,null,null,null,null,null,null,null,null,null,null,null,null,null,null," ",null,null,null,null,false,null,null,{"$error":"#N/A"},{"$error":"#N/A"},{"$error":"#N/A"},{"$error":"#N/A"},{"$error":"#N/A"},{"$error":"#N/A"},{"$error":"#N/A"},{"$error":"#N/A"},{"$error":"#N/A"},{"$error":"#N/A"}]
[null,null,null,null,null,null,null,null,null,null,null,null,null,null,null,null," ",null,null,null,null,false,null,null,{"$error":"#N/A"},{"$error":"#N/A"},{"$error":"#N/A"},{"$error":"#N/A"},{"$error":"#N/A"},{"$error":"#N/A"},{"$error":"#N/A"},{"$error":"#N/A"},{"$error":"#N/A"},{"$error":"#N/A"}]
[null,null,null,null,null,null,null,null,null,null,null,null,null,null,null,null," ",null,null,null,null,false,null,null,{"$error":"#N/A"},{"$error":"#N/A"},{"$error":"#N/A"},{"$error":"#N/A"},{"$error":"#N/A"},{"$error":"#N/A"},{"$error":"#N/A"},{"$error":"#N/A"},{"$error":"#N/A"},{"$error":"#N/A"}]
[null,null,null,null,null,null,null,null,null,null,null,null,null,null,null,null," ",null,null,null,null,false,null,null,{"$error":"#N/A"},{"$error":"#N/A"},{"$error":"#N/A"},{"$error":"#N/A"},{"$error":"#N/A"},{"$error":"#N/A"},{"$error":"#N/A"},{"$error":"#N/A"},{"$error":"#N/A"},{"$error":"#N/A"}]
[null,null,null,null,null,null,null,null,null,null,null,null,null,null,null,null," ",null,null,null,null,false,null,null,{"$error":"#N/A"},{"$error":"#N/A"},{"$error":"#N/A"},{"$error":"#N/A"},{"$error":"#N/A"},{"$error":"#N/A"},{"$error":"#N/A"},{"$error":"#N/A"},{"$error":"#N/A"},{"$error":"#N/A"}]
[null,null,null,null,null,null,null,null,null,null,null,null,null,null,null,null," ",null,null,null,null,false,null,null,{"$error":"#N/A"},{"$error":"#N/A"},{"$error":"#N/A"},{"$error":"#N/A"},{"$error":"#N/A"},{"$error":"#N/A"},{"$error":"#N/A"},{"$error":"#N/A"},{"$error":"#N/A"},{"$error":"#N/A"}]
[null,null,null,null,null,null,null,null,null,null,null,null,null,null,null,null," ",null,null,null,null,false,null,null,{"$error":"#N/A"},{"$error":"#N/A"},{"$error":"#N/A"},{"$error":"#N/A"},{"$error":"#N/A"},{"$error":"#N/A"},{"$error":"#N/A"},{"$error":"#N/A"},{"$error":"#N/A"},{"$error":"#N/A"}]
[null,null,null,null,null,null,null,null,null,null,null,null,null,null,null,null," ",null,null,null,null,false,null,null,{"$error":"#N/A"},{"$error":"#N/A"},{"$error":"#N/A"},{"$error":"#N/A"},{"$error":"#N/A"},{"$error":"#N/A"},{"$error":"#N/A"},{"$error":"#N/A"},{"$error":"#N/A"},{"$error":"#N/A"}]
[null,null,null,null,null,null,null,null,null,null,null,null,null,null,null,null," ",null,null,null,null,false,null,null,{"$error":"#N/A"},{"$error":"#N/A"},{"$error":"#N/A"},{"$error":"#N/A"},{"$error":"#N/A"},{"$error":"#N/A"},{"$error":"#N/A"},{"$error":"#N/A"},{"$error":"#N/A"},{"$error":"#N/A"}]
[null,null,null,null,null,null,null,null,null,null,null,null,null,null,null,null," ",null,null,null,null,false,null,null,{"$error":"#N/A"},{"$error":"#N/A"},{"$error":"#N/A"},{"$error":"#N/A"},{"$error":"#N/A"},{"$error":"#N/A"},{"$error":"#N/A"},{"$error":"#N/A"},{"$error":"#N/A"},{"$error":"#N/A"}]
[null,null,null,null,null,null,null,null,null,null,null,null,null,null,null,null," ",null,null,null,null,false,null,null,{"$error":"#N/A"},{"$error":"#N/A"},{"$error":"#N/A"},{"$error":"#N/A"},{"$error":"#N/A"},{"$error":"#N/A"},{"$error":"#N/A"},{"$error":"#N/A"},{"$error":"#N/A"},{"$error":"#N/A"}]
[null,null,null,null,null,null,null,null,null,null,null,null,null,null,null,null," ",null,null,null,null,false,null,null,{"$error":"#N/A"},{"$error":"#N/A"},{"$error":"#N/A"},{"$error":"#N/A"},{"$error":"#N/A"},{"$error":"#N/A"},{"$error":"#N/A"},{"$error":"#N/A"},{"$error":"#N/A"},{"$error":"#N/A"}]
[null,null,null,null,null,null,null,null,null,null,null,null,null,null,null,null," ",null,null,null,null,false,null,null,{"$error":"#N/A"},{"$error":"#N/A"},{"$error":"#N/A"},{"$error":"#N/A"},{"$error":"#N/A"},{"$error":"#N/A"},{"$error":"#N/A"},{"$error":"#N/A"},{"$error":"#N/A"},{"$error":"#N/A"}]
[null,null,null,null,null,null,null,null,null,null,null,null,null,null,null,null," ",null,null,null,null,false,null,null,{"$error":"#N/A"},{"$error":"#N/A"},{"$error":"#N/A"},{"$error":"#N/A"},{"$error":"#N/A"},{"$error":"#N/A"},{"$error":"#N/A"},{"$error":"#N/A"},{"$error":"#N/A"},{"$error":"#N/A"}]
[null,null,null,null,null,null,null,null,null,null,null,null,null,null,null,null," ",null,null,null,null,false,null,null,{"$error":"#N/A"},{"$error":"#N/A"},{"$error":"#N/A"},{"$error":"#N/A"},{"$error":"#N/A"},{"$error":"#N/A"},{"$error":"#N/A"},{"$error":"#N/A"},{"$error":"#N/A"},{"$error":"#N/A"}]
[null,null,null,null,null,null,null,null,null,null,null,null,null,null,null,null," ",null,null,null,null,false,null,null,{"$error":"#N/A"},{"$error":"#N/A"},{"$error":"#N/A"},{"$error":"#N/A"},{"$error":"#N/A"},{"$error":"#N/A"},{"$error":"#N/A"},{"$error":"#N/A"},{"$error":"#N/A"},{"$error":"#N/A"}]
[null,null,null,null,null,null,null,null,null,null,null,null,null,null,null,null," ",null,null,null,null,false,null,null,{"$error":"#N/A"},{"$error":"#N/A"},{"$error":"#N/A"},{"$error":"#N/A"},{"$error":"#N/A"},{"$error":"#N/A"},{"$error":"#N/A"},{"$error":"#N/A"},{"$error":"#N/A"},{"$error":"#N/A"}]
[null,null,null,null,null,null,null,null,null,null,null,null,null,null,null,null," ",null,null,null,null,false,null,null,{"$error":"#N/A"},{"$error":"#N/A"},{"$error":"#N/A"},{"$error":"#N/A"},{"$error":"#N/A"},{"$error":"#N/A"},{"$error":"#N/A"},{"$error":"#N/A"},{"$error":"#N/A"},{"$error":"#N/A"}]
[null,null,null,null,null,null,null,null,null,null,null,null,null,null,null,null," ",null,null,null,null,false,null,null,{"$error":"#N/A"},{"$error":"#N/A"},{"$error":"#N/A"},{"$error":"#N/A"},{"$error":"#N/A"},{"$error":"#N/A"},{"$error":"#N/A"},{"$error":"#N/A"},{"$error":"#N/A"},{"$error":"#N/A"}]
[null,null,null,null,null,null,null,null,null,null,null,null,null,null,null,null," ",null,null,null,null,false,null,null,{"$error":"#N/A"},{"$error":"#N/A"},{"$error":"#N/A"},{"$error":"#N/A"},{"$error":"#N/A"},{"$error":"#N/A"},{"$error":"#N/A"},{"$error":"#N/A"},{"$error":"#N/A"},{"$error":"#N/A"}]
[null,null,null,null,null,null,null,null,null,null,null,null,null,null,null,null," ",null,null,null,null,false,null,null,{"$error":"#N/A"},{"$error":"#N/A"},{"$error":"#N/A"},{"$error":"#N/A"},{"$error":"#N/A"},{"$error":"#N/A"},{"$error":"#N/A"},{"$error":"#N/A"},{"$error":"#N/A"},{"$error":"#N/A"}]
[null,null,null,null,null,null,null,null,null,null,null,null,null,null,null,null," ",null,null,null,null,false,null,null,{"$error":"#N/A"},{"$error":"#N/A"},{"$error":"#N/A"},{"$error":"#N/A"},{"$error":"#N/A"},{"$error":"#N/A"},{"$error":"#N/A"},{"$error":"#N/A"},{"$error":"#N/A"},{"$error":"#N/A"}]
[null,null,null,null,null,null,null,null,null,null,null,null,null,null,null,null," ",null,null,null,null,false,null,null,{"$error":"#N/A"},{"$error":"#N/A"},{"$error":"#N/A"},{"$error":"#N/A"},{"$error":"#N/A"},{"$error":"#N/A"},{"$error":"#N/A"},{"$error":"#N/A"},{"$error":"#N/A"},{"$error":"#N/A"}]
[null,null,null,null,null,null,null,null,null,null,null,null,null,null,null,null," ",null,null,null,null,false,null,null,{"$error":"#N/A"},{"$error":"#N/A"},{"$error":"#N/A"},{"$error":"#N/A"},{"$error":"#N/A"},{"$error":"#N/A"},{"$error":"#N/A"},{"$error":"#N/A"},{"$error":"#N/A"},{"$error":"#N/A"}]
[null,null,null,null,null,null,null,null,null,null,null,null,null,null,null,null," ",null,null,null,null,false,null,null,{"$error":"#N/A"},{"$error":"#N/A"},{"$error":"#N/A"},{"$error":"#N/A"},{"$error":"#N/A"},{"$error":"#N/A"},{"$error":"#N/A"},{"$error":"#N/A"},{"$error":"#N/A"},{"$error":"#N/A"}]
[null,null,null,null,null,null,null,null,null,null,null,null,null,null,null,null," ",null,null,null,null,false,null,null,{"$error":"#N/A"},{"$error":"#N/A"},{"$error":"#N/A"},{"$error":"#N/A"},{"$error":"#N/A"},{"$error":"#N/A"},{"$error":"#N/A"},{"$error":"#N/A"},{"$error":"#N/A"},{"$error":"#N/A"}]
[null,null,null,null,null,null,null,null,null,null,null,null,null,null,null,null," ",null,null,null,null,false,null,null,{"$error":"#N/A"},{"$error":"#N/A"},{"$error":"#N/A"},{"$error":"#N/A"},{"$error":"#N/A"},{"$error":"#N/A"},{"$error":"#N/A"},{"$error":"#N/A"},{"$error":"#N/A"},{"$error":"#N/A"}]
[null,null,null,null,null,null,null,null,null,null,null,null,null,null,null,null," ",null,null,null,null,false,null,null,{"$error":"#N/A"},{"$error":"#N/A"},{"$error":"#N/A"},{"$error":"#N/A"},{"$error":"#N/A"},{"$error":"#N/A"},{"$error":"#N/A"},{"$error":"#N/A"},{"$error":"#N/A"},{"$error":"#N/A"}]
[null,null,null,null,null,null,null,null,null,null,null,null,null,null,null,null," ",null,null,null,null,false,null,null,{"$error":"#N/A"},{"$error":"#N/A"},{"$error":"#N/A"},{"$error":"#N/A"},{"$error":"#N/A"},{"$error":"#N/A"},{"$error":"#N/A"},{"$error":"#N/A"},{"$error":"#N/A"},{"$error":"#N/A"}]
[null,null,null,null,null,null,null,null,null,null,null,null,null,null,null,null," ",null,null,null,null,false,null,null,{"$error":"#N/A"},{"$error":"#N/A"},{"$error":"#N/A"},{"$error":"#N/A"},{"$error":"#N/A"},{"$error":"#N/A"},{"$error":"#N/A"},{"$error":"#N/A"},{"$error":"#N/A"},{"$error":"#N/A"}]
[null,null,null,null,null,null,null,null,null,null,null,null,null,null,null,null," ",null,null,null,null,false,null,null,{"$error":"#N/A"},{"$error":"#N/A"},{"$error":"#N/A"},{"$error":"#N/A"},{"$error":"#N/A"},{"$error":"#N/A"},{"$error":"#N/A"},{"$error":"#N/A"},{"$error":"#N/A"},{"$error":"#N/A"}]
[null,null,null,null,null,null,null,null,null,null,null,null,null,null,null,null," ",null,null,null,null,false,null,null,{"$error":"#N/A"},{"$error":"#N/A"},{"$error":"#N/A"},{"$error":"#N/A"},{"$error":"#N/A"},{"$error":"#N/A"},{"$error":"#N/A"},{"$error":"#N/A"},{"$error":"#N/A"},{"$error":"#N/A"}]
[null,null,null,null,null,null,null,null,null,null,null,null,null,null,null,null," ",null,null,null,null,false,null,null,{"$error":"#N/A"},{"$error":"#N/A"},{"$error":"#N/A"},{"$error":"#N/A"},{"$error":"#N/A"},{"$error":"#N/A"},{"$error":"#N/A"},{"$error":"#N/A"},{"$error":"#N/A"},{"$error":"#N/A"}]
[null,null,null,null,null,null,null,null,null,null,null,null,null,null,null,null," ",null,null,null,null,{"$f":"IF(ISERROR(G23500),FALSE,IF($V$9=G23500,TRUE,FALSE))","v":false},null,null,{"$error":"#N/A"},{"$error":"#N/A"},{"$error":"#N/A"},{"$error":"#N/A"},{"$error":"#N/A"},{"$error":"#N/A"},{"$error":"#N/A"},{"$error":"#N/A"},{"$error":"#N/A"},{"$error":"#N/A"}]
[null,null,null,null,null,null,null,null,null,null,null,null,null,null,null,null," ",null,null,null,null,false,null,null,{"$error":"#N/A"},{"$error":"#N/A"},{"$error":"#N/A"},{"$error":"#N/A"},{"$error":"#N/A"},{"$error":"#N/A"},{"$error":"#N/A"},{"$error":"#N/A"},{"$error":"#N/A"},{"$error":"#N/A"}]
[null,null,null,null,null,null,null,null,null,null,null,null,null,null,null,null," ",null,null,null,null,false,null,null,{"$error":"#N/A"},{"$error":"#N/A"},{"$error":"#N/A"},{"$error":"#N/A"},{"$error":"#N/A"},{"$error":"#N/A"},{"$error":"#N/A"},{"$error":"#N/A"},{"$error":"#N/A"},{"$error":"#N/A"}]
[null,null,null,null,null,null,null,null,null,null,null,null,null,null,null,null," ",null,null,null,null,false,null,null,{"$error":"#N/A"},{"$error":"#N/A"},{"$error":"#N/A"},{"$error":"#N/A"},{"$error":"#N/A"},{"$error":"#N/A"},{"$error":"#N/A"},{"$error":"#N/A"},{"$error":"#N/A"},{"$error":"#N/A"}]
[null,null,null,null,null,null,null,null,null,null,null,null,null,null,null,null," ",null,null,null,null,false,null,null,{"$error":"#N/A"},{"$error":"#N/A"},{"$error":"#N/A"},{"$error":"#N/A"},{"$error":"#N/A"},{"$error":"#N/A"},{"$error":"#N/A"},{"$error":"#N/A"},{"$error":"#N/A"},{"$error":"#N/A"}]
[null,null,null,null,null,null,null,null,null,null,null,null,null,null,null,null," ",null,null,null,null,false,null,null,{"$error":"#N/A"},{"$error":"#N/A"},{"$error":"#N/A"},{"$error":"#N/A"},{"$error":"#N/A"},{"$error":"#N/A"},{"$error":"#N/A"},{"$error":"#N/A"},{"$error":"#N/A"},{"$error":"#N/A"}]
[null,null,null,null,null,null,null,null,null,null,null,null,null,null,null,null," ",null,null,null,null,false,null,null,{"$error":"#N/A"},{"$error":"#N/A"},{"$error":"#N/A"},{"$error":"#N/A"},{"$error":"#N/A"},{"$error":"#N/A"},{"$error":"#N/A"},{"$error":"#N/A"},{"$error":"#N/A"},{"$error":"#N/A"}]
[null,null,null,null,null,null,null,null,null,null,null,null,null,null,null,null," ",null,null,null,null,false,null,null,{"$error":"#N/A"},{"$error":"#N/A"},{"$error":"#N/A"},{"$error":"#N/A"},{"$error":"#N/A"},{"$error":"#N/A"},{"$error":"#N/A"},{"$error":"#N/A"},{"$error":"#N/A"},{"$error":"#N/A"}]
[null,null,null,null,null,null,null,null,null,null,null,null,null,null,null,null," ",null,null,null,null,false,null,null,{"$error":"#N/A"},{"$error":"#N/A"},{"$error":"#N/A"},{"$error":"#N/A"},{"$error":"#N/A"},{"$error":"#N/A"},{"$error":"#N/A"},{"$error":"#N/A"},{"$error":"#N/A"},{"$error":"#N/A"}]
[null,null,null,null,null,null,null,null,null,null,null,null,null,null,null,null," ",null,null,null,null,false,null,null,{"$error":"#N/A"},{"$error":"#N/A"},{"$error":"#N/A"},{"$error":"#N/A"},{"$error":"#N/A"},{"$error":"#N/A"},{"$error":"#N/A"},{"$error":"#N/A"},{"$error":"#N/A"},{"$error":"#N/A"}]
[null,null,null,null,null,null,null,null,null,null,null,null,null,null,null,null," ",null,null,null,null,false,null,null,{"$error":"#N/A"},{"$error":"#N/A"},{"$error":"#N/A"},{"$error":"#N/A"},{"$error":"#N/A"},{"$error":"#N/A"},{"$error":"#N/A"},{"$error":"#N/A"},{"$error":"#N/A"},{"$error":"#N/A"}]
[null,null,null,null,null,null,null,null,null,null,null,null,null,null,null,null," ",null,null,null,null,false,null,null,{"$error":"#N/A"},{"$error":"#N/A"},{"$error":"#N/A"},{"$error":"#N/A"},{"$error":"#N/A"},{"$error":"#N/A"},{"$error":"#N/A"},{"$error":"#N/A"},{"$error":"#N/A"},{"$error":"#N/A"}]
[null,null,null,null,null,null,null,null,null,null,null,null,null,null,null,null,{"$f":"IF(OR(ISERROR(E23849),ISERROR(G23849)),\"  \",E23849&\" \"&G23849)","v":" "},null,null,null,null,false,null,null,{"$error":"#N/A"},{"$error":"#N/A"},{"$error":"#N/A"},{"$error":"#N/A"},{"$error":"#N/A"},{"$error":"#N/A"},{"$error":"#N/A"},{"$error":"#N/A"},{"$error":"#N/A"},{"$error":"#N/A"}]
[null,null,null,null,null,null,null,null,null,null,null,null,null,null,null,null," ",null,null,null,null,false,null,null,{"$error":"#N/A"},{"$error":"#N/A"},{"$error":"#N/A"},{"$error":"#N/A"},{"$error":"#N/A"},{"$error":"#N/A"},{"$error":"#N/A"},{"$error":"#N/A"},{"$error":"#N/A"},{"$error":"#N/A"}]
[null,null,null,null,null,null,null,null,null,null,null,null,null,null,null,null," ",null,null,null,null,false,null,null,{"$error":"#N/A"},{"$error":"#N/A"},{"$error":"#N/A"},{"$error":"#N/A"},{"$error":"#N/A"},{"$error":"#N/A"},{"$error":"#N/A"},{"$error":"#N/A"},{"$error":"#N/A"},{"$error":"#N/A"}]
[null,null,null,null,null,null,null,null,null,null,null,null,null,null,null,null," ",null,null,null,null,false,null,null,{"$error":"#N/A"},{"$error":"#N/A"},{"$error":"#N/A"},{"$error":"#N/A"},{"$error":"#N/A"},{"$error":"#N/A"},{"$error":"#N/A"},{"$error":"#N/A"},{"$error":"#N/A"},{"$error":"#N/A"}]
[null,null,null,null,null,null,null,null,null,null,null,null,null,null,null,null," ",null,null,null,null,false,null,null,{"$error":"#N/A"},{"$error":"#N/A"},{"$error":"#N/A"},{"$error":"#N/A"},{"$error":"#N/A"},{"$error":"#N/A"},{"$error":"#N/A"},{"$error":"#N/A"},{"$error":"#N/A"},{"$error":"#N/A"}]
[null,null,null,null,null,null,null,null,null,null,null,null,null,null,null,null," ",null,null,null,null,false,null,null,{"$error":"#N/A"},{"$error":"#N/A"},{"$error":"#N/A"},{"$error":"#N/A"},{"$error":"#N/A"},{"$error":"#N/A"},{"$error":"#N/A"},{"$error":"#N/A"},{"$error":"#N/A"},{"$error":"#N/A"}]
[null,null,null,null,null,null,null,null,null,null,null,null,null,null,null,null," ",null,null,null,null,false,null,null,{"$error":"#N/A"},{"$error":"#N/A"},{"$error":"#N/A"},{"$error":"#N/A"},{"$error":"#N/A"},{"$error":"#N/A"},{"$error":"#N/A"},{"$error":"#N/A"},{"$error":"#N/A"},{"$error":"#N/A"}]
[null,null,null,null,null,null,null,null,null,null,null,null,null,null,null,null," ",null,null,null,null,false,null,null,{"$f":"IF($V24053=TRUE,E24053,NA())","v":{"$error":"#N/A"}},{"$f":"IF($V24053=TRUE,F24053,NA())","v":{"$error":"#N/A"}},{"$f":"IF($V24053=TRUE,G24053,NA())","v":{"$error":"#N/A"}},{"$f":"IF($V24053=TRUE,H24053,NA())","v":{"$error":"#N/A"}},{"$f":"IF($V24053=TRUE,I24053,NA())","v":{"$error":"#N/A"}},{"$f":"IF($V24053=TRUE,J24053,NA())","v":{"$error":"#N/A"}},{"$f":"IF($V24053=TRUE,K24053,NA())","v":{"$error":"#N/A"}},{"$f":"IF($V24053=TRUE,L24053,NA())","v":{"$error":"#N/A"}},{"$f":"IF($V24053=TRUE,M24053,NA())","v":{"$error":"#N/A"}},{"$f":"IF($V24053=TRUE,N24053,NA())","v":{"$error":"#N/A"}}]
[null,null,null,null,null,null,null,null,null,null,null,null,null,null,null,null," ",null,null,null,null,false,null,null,{"$error":"#N/A"},{"$error":"#N/A"},{"$error":"#N/A"},{"$error":"#N/A"},{"$error":"#N/A"},{"$error":"#N/A"},{"$error":"#N/A"},{"$error":"#N/A"},{"$error":"#N/A"},{"$error":"#N/A"}]
[null,null,null,null,null,null,null,null,null,null,null,null,null,null,null,null," ",null,null,null,null,false,null,null,{"$error":"#N/A"},{"$error":"#N/A"},{"$error":"#N/A"},{"$error":"#N/A"},{"$error":"#N/A"},{"$error":"#N/A"},{"$error":"#N/A"},{"$error":"#N/A"},{"$error":"#N/A"},{"$error":"#N/A"}]
[null,null,null,null,null,null,null,null,null,null,null,null,null,null,null,null," ",null,null,null,null,false,null,null,{"$error":"#N/A"},{"$error":"#N/A"},{"$error":"#N/A"},{"$error":"#N/A"},{"$error":"#N/A"},{"$error":"#N/A"},{"$error":"#N/A"},{"$error":"#N/A"},{"$error":"#N/A"},{"$error":"#N/A"}]
[null,null,null,null,null,null,null,null,null,null,null,null,null,null,null,null," ",null,null,null,null,false,null,null,{"$error":"#N/A"},{"$error":"#N/A"},{"$error":"#N/A"},{"$error":"#N/A"},{"$error":"#N/A"},{"$error":"#N/A"},{"$error":"#N/A"},{"$error":"#N/A"},{"$error":"#N/A"},{"$error":"#N/A"}]
[null,null,null,null,null,null,null,null,null,null,null,null,null,null,null,null," ",null,null,null,null,false,null,null,{"$error":"#N/A"},{"$error":"#N/A"},{"$error":"#N/A"},{"$error":"#N/A"},{"$error":"#N/A"},{"$error":"#N/A"},{"$error":"#N/A"},{"$error":"#N/A"},{"$error":"#N/A"},{"$error":"#N/A"}]
[null,null,null,null,null,null,null,null,null,null,null,null,null,null,null,null," ",null,null,null,null,false,null,null,{"$error":"#N/A"},{"$error":"#N/A"},{"$error":"#N/A"},{"$error":"#N/A"},{"$error":"#N/A"},{"$error":"#N/A"},{"$error":"#N/A"},{"$error":"#N/A"},{"$error":"#N/A"},{"$error":"#N/A"}]
[null,null,null,null,null,null,null,null,null,null,null,null,null,null,null,null," ",null,null,null,null,false,null,null,{"$error":"#N/A"},{"$error":"#N/A"},{"$error":"#N/A"},{"$error":"#N/A"},{"$error":"#N/A"},{"$error":"#N/A"},{"$error":"#N/A"},{"$error":"#N/A"},{"$error":"#N/A"},{"$error":"#N/A"}]
[null,null,null,null,null,null,null,null,null,null,null,null,null,null,null,null," ",null,null,null,null,false,null,null,{"$error":"#N/A"},{"$error":"#N/A"},{"$error":"#N/A"},{"$error":"#N/A"},{"$error":"#N/A"},{"$error":"#N/A"},{"$error":"#N/A"},{"$error":"#N/A"},{"$error":"#N/A"},{"$error":"#N/A"}]
[null,null,null,null,null,null,null,null,null,null,null,null,null,null,null,null," ",null,null,null,null,false,null,null,{"$error":"#N/A"},{"$error":"#N/A"},{"$error":"#N/A"},{"$error":"#N/A"},{"$error":"#N/A"},{"$error":"#N/A"},{"$error":"#N/A"},{"$error":"#N/A"},{"$error":"#N/A"},{"$error":"#N/A"}]
[null,null,null,null,null,null,null,null,null,null,null,null,null,null,null,null," ",null,null,null,null,false,null,null,{"$error":"#N/A"},{"$error":"#N/A"},{"$error":"#N/A"},{"$error":"#N/A"},{"$error":"#N/A"},{"$error":"#N/A"},{"$error":"#N/A"},{"$error":"#N/A"},{"$error":"#N/A"},{"$error":"#N/A"}]
[null,null,null,null,null,null,null,null,null,null,null,null,null,null,null,null," ",null,null,null,null,false,null,null,{"$error":"#N/A"},{"$error":"#N/A"},{"$error":"#N/A"},{"$error":"#N/A"},{"$error":"#N/A"},{"$error":"#N/A"},{"$error":"#N/A"},{"$error":"#N/A"},{"$error":"#N/A"},{"$error":"#N/A"}]
[null,null,null,null,null,null,null,null,null,null,null,null,null,null,null,null," ",null,null,null,null,false,null,null,{"$error":"#N/A"},{"$error":"#N/A"},{"$error":"#N/A"},{"$error":"#N/A"},{"$error":"#N/A"},{"$error":"#N/A"},{"$error":"#N/A"},{"$error":"#N/A"},{"$error":"#N/A"},{"$error":"#N/A"}]
[null,null,null,null,null,null,null,null,null,null,null,null,null,null,null,null," ",null,null,null,null,false,null,null,{"$error":"#N/A"},{"$error":"#N/A"},{"$error":"#N/A"},{"$error":"#N/A"},{"$error":"#N/A"},{"$error":"#N/A"},{"$error":"#N/A"},{"$error":"#N/A"},{"$error":"#N/A"},{"$error":"#N/A"}]
[null,null,null,null,null,null,null,null,null,null,null,null,null,null,null,null," ",null,null,null,null,false,null,null,{"$error":"#N/A"},{"$error":"#N/A"},{"$error":"#N/A"},{"$error":"#N/A"},{"$error":"#N/A"},{"$error":"#N/A"},{"$error":"#N/A"},{"$error":"#N/A"},{"$error":"#N/A"},{"$error":"#N/A"}]
[null,null,null,null,null,null,null,null,null,null,null,null,null,null,null,null," ",null,null,null,null,false,null,null,{"$error":"#N/A"},{"$error":"#N/A"},{"$error":"#N/A"},{"$error":"#N/A"},{"$error":"#N/A"},{"$error":"#N/A"},{"$error":"#N/A"},{"$error":"#N/A"},{"$error":"#N/A"},{"$error":"#N/A"}]
[null,null,null,null,null,null,null,null,null,null,null,null,null,null,null,null," ",null,null,null,null,false,null,null,{"$error":"#N/A"},{"$error":"#N/A"},{"$error":"#N/A"},{"$error":"#N/A"},{"$error":"#N/A"},{"$error":"#N/A"},{"$error":"#N/A"},{"$error":"#N/A"},{"$error":"#N/A"},{"$error":"#N/A"}]
[null,null,null,null,null,null,null,null,null,null,null,null,null,null,null,null," ",null,null,null,null,false,null,null,{"$error":"#N/A"},{"$error":"#N/A"},{"$error":"#N/A"},{"$error":"#N/A"},{"$error":"#N/A"},{"$error":"#N/A"},{"$error":"#N/A"},{"$error":"#N/A"},{"$error":"#N/A"},{"$error":"#N/A"}]
[null,null,null,null,null,null,null,null,null,null,null,null,null,null,null,null," ",null,null,null,null,false,null,null,{"$error":"#N/A"},{"$error":"#N/A"},{"$error":"#N/A"},{"$error":"#N/A"},{"$error":"#N/A"},{"$error":"#N/A"},{"$error":"#N/A"},{"$error":"#N/A"},{"$error":"#N/A"},{"$error":"#N/A"}]
[null,null,null,null,null,null,null,null,null,null,null,null,null,null,null,null," ",null,null,null,null,false,null,null,{"$error":"#N/A"},{"$error":"#N/A"},{"$error":"#N/A"},{"$error":"#N/A"},{"$error":"#N/A"},{"$error":"#N/A"},{"$error":"#N/A"},{"$error":"#N/A"},{"$error":"#N/A"},{"$error":"#N/A"}]
[null,null,null,null,null,null,null,null,null,null,null,null,null,null,null,null," ",null,null,null,null,false,null,null,{"$error":"#N/A"},{"$error":"#N/A"},{"$error":"#N/A"},{"$error":"#N/A"},{"$error":"#N/A"},{"$error":"#N/A"},{"$error":"#N/A"},{"$error":"#N/A"},{"$error":"#N/A"},{"$error":"#N/A"}]
[null,null,null,null,null,null,null,null,null,null,null,null,null,null,null,null," ",null,null,null,null,false,null,null,{"$error":"#N/A"},{"$error":"#N/A"},{"$error":"#N/A"},{"$error":"#N/A"},{"$error":"#N/A"},{"$error":"#N/A"},{"$error":"#N/A"},{"$error":"#N/A"},{"$error":"#N/A"},{"$error":"#N/A"}]
[null,null,null,null,null,null,null,null,null,null,null,null,null,null,null,null," ",null,null,null,null,false,null,null,{"$error":"#N/A"},{"$error":"#N/A"},{"$error":"#N/A"},{"$error":"#N/A"},{"$error":"#N/A"},{"$error":"#N/A"},{"$error":"#N/A"},{"$error":"#N/A"},{"$error":"#N/A"},{"$error":"#N/A"}]
[null,null,null,null,null,null,null,null,null,null,null,null,null,null,null,null," ",null,null,null,null,false,null,null,{"$error":"#N/A"},{"$error":"#N/A"},{"$error":"#N/A"},{"$error":"#N/A"},{"$error":"#N/A"},{"$error":"#N/A"},{"$error":"#N/A"},{"$error":"#N/A"},{"$error":"#N/A"},{"$error":"#N/A"}]
[null,null,null,null,null,null,null,null,null,null,null,null,null,null,null,null," ",null,null,null,null,false,null,null,{"$error":"#N/A"},{"$error":"#N/A"},{"$error":"#N/A"},{"$error":"#N/A"},{"$error":"#N/A"},{"$error":"#N/A"},{"$error":"#N/A"},{"$error":"#N/A"},{"$error":"#N/A"},{"$error":"#N/A"}]
[null,null,null,null,null,null,null,null,null,null,null,null,null,null,null,null," ",null,null,null,null,false,null,null,{"$error":"#N/A"},{"$error":"#N/A"},{"$error":"#N/A"},{"$error":"#N/A"},{"$error":"#N/A"},{"$error":"#N/A"},{"$error":"#N/A"},{"$error":"#N/A"},{"$error":"#N/A"},{"$error":"#N/A"}]
[null,null,null,null,null,null,null,null,null,null,null,null,null,null,null,null," ",null,null,null,null,{"$f":"IF(ISERROR(G24780),FALSE,IF($V$9=G24780,TRUE,FALSE))","v":false},null,null,{"$error":"#N/A"},{"$error":"#N/A"},{"$error":"#N/A"},{"$error":"#N/A"},{"$error":"#N/A"},{"$error":"#N/A"},{"$error":"#N/A"},{"$error":"#N/A"},{"$error":"#N/A"},{"$error":"#N/A"}]
[null,null,null,null,null,null,null,null,null,null,null,null,null,null,null,null," ",null,null,null,null,false,null,null,{"$error":"#N/A"},{"$error":"#N/A"},{"$error":"#N/A"},{"$error":"#N/A"},{"$error":"#N/A"},{"$error":"#N/A"},{"$error":"#N/A"},{"$error":"#N/A"},{"$error":"#N/A"},{"$error":"#N/A"}]
[null,null,null,null,null,null,null,null,null,null,null,null,null,null,null,null," ",null,null,null,null,false,null,null,{"$error":"#N/A"},{"$error":"#N/A"},{"$error":"#N/A"},{"$error":"#N/A"},{"$error":"#N/A"},{"$error":"#N/A"},{"$error":"#N/A"},{"$error":"#N/A"},{"$error":"#N/A"},{"$error":"#N/A"}]
[null,null,null,null,null,null,null,null,null,null,null,null,null,null,null,null," ",null,null,null,null,false,null,null,{"$error":"#N/A"},{"$error":"#N/A"},{"$error":"#N/A"},{"$error":"#N/A"},{"$error":"#N/A"},{"$error":"#N/A"},{"$error":"#N/A"},{"$error":"#N/A"},{"$error":"#N/A"},{"$error":"#N/A"}]
[null,null,null,null,null,null,null,null,null,null,null,null,null,null,null,null," ",null,null,null,null,false,null,null,{"$error":"#N/A"},{"$error":"#N/A"},{"$error":"#N/A"},{"$error":"#N/A"},{"$error":"#N/A"},{"$error":"#N/A"},{"$error":"#N/A"},{"$error":"#N/A"},{"$error":"#N/A"},{"$error":"#N/A"}]
[null,null,null,null,null,null,null,null,null,null,null,null,null,null,null,null,{"$f":"IF(OR(ISERROR(E24937),ISERROR(G24937)),\"  \",E24937&\" \"&G24937)","v":" "},null,null,null,null,false,null,null,{"$error":"#N/A"},{"$error":"#N/A"},{"$error":"#N/A"},{"$error":"#N/A"},{"$error":"#N/A"},{"$error":"#N/A"},{"$error":"#N/A"},{"$error":"#N/A"},{"$error":"#N/A"},{"$error":"#N/A"}]
[null,null,null,null,null,null,null,null,null,null,null,null,null,null,null,null," ",null,null,null,null,false,null,null,{"$error":"#N/A"},{"$error":"#N/A"},{"$error":"#N/A"},{"$error":"#N/A"},{"$error":"#N/A"},{"$error":"#N/A"},{"$error":"#N/A"},{"$error":"#N/A"},{"$error":"#N/A"},{"$error":"#N/A"}]
[null,null,null,null,null,null,null,null,null,null,null,null,null,null,null,null," ",null,null,null,null,false,null,null,{"$error":"#N/A"},{"$error":"#N/A"},{"$error":"#N/A"},{"$error":"#N/A"},{"$error":"#N/A"},{"$error":"#N/A"},{"$error":"#N/A"},{"$error":"#N/A"},{"$error":"#N/A"},{"$error":"#N/A"}]
[null,null,null,null,null,null,null,null,null,null,null,null,null,null,null,null," ",null,null,null,null,false,null,null,{"$error":"#N/A"},{"$error":"#N/A"},{"$error":"#N/A"},{"$error":"#N/A"},{"$error":"#N/A"},{"$error":"#N/A"},{"$error":"#N/A"},{"$error":"#N/A"},{"$error":"#N/A"},{"$error":"#N/A"}]
[null,null,null,null,null,null,null,null,null,null,null,null,null,null,null,null," ",null,null,null,null,false,null,null,{"$error":"#N/A"},{"$error":"#N/A"},{"$error":"#N/A"},{"$error":"#N/A"},{"$error":"#N/A"},{"$error":"#N/A"},{"$error":"#N/A"},{"$error":"#N/A"},{"$error":"#N/A"},{"$error":"#N/A"}]
[null,null,null,null,null,null,null,null,null,null,null,null,null,null,null,null," ",null,null,null,null,false,null,null,{"$error":"#N/A"},{"$error":"#N/A"},{"$error":"#N/A"},{"$error":"#N/A"},{"$error":"#N/A"},{"$error":"#N/A"},{"$error":"#N/A"},{"$error":"#N/A"},{"$error":"#N/A"},{"$error":"#N/A"}]
[null,null,null,null,null,null,null,null,null,null,null,null,null,null,null,null," ",null,null,null,null,false,null,null,{"$error":"#N/A"},{"$error":"#N/A"},{"$error":"#N/A"},{"$error":"#N/A"},{"$error":"#N/A"},{"$error":"#N/A"},{"$error":"#N/A"},{"$error":"#N/A"},{"$error":"#N/A"},{"$error":"#N/A"}]
[null,null,null,null,null,null,null,null,null,null,null,null,null,null,null,null," ",null,null,null,null,false,null,null,{"$error":"#N/A"},{"$error":"#N/A"},{"$error":"#N/A"},{"$error":"#N/A"},{"$error":"#N/A"},{"$error":"#N/A"},{"$error":"#N/A"},{"$error":"#N/A"},{"$error":"#N/A"},{"$error":"#N/A"}]
[null,null,null,null,null,null,null,null,null,null,null,null,null,null,null,null," ",null,null,null,null,false,null,null,{"$error":"#N/A"},{"$error":"#N/A"},{"$error":"#N/A"},{"$error":"#N/A"},{"$error":"#N/A"},{"$error":"#N/A"},{"$error":"#N/A"},{"$error":"#N/A"},{"$error":"#N/A"},{"$error":"#N/A"}]
[null,null,null,null,null,null,null,null,null,null,null,null,null,null,null,null," ",null,null,null,null,false,null,null,{"$error":"#N/A"},{"$error":"#N/A"},{"$error":"#N/A"},{"$error":"#N/A"},{"$error":"#N/A"},{"$error":"#N/A"},{"$error":"#N/A"},{"$error":"#N/A"},{"$error":"#N/A"},{"$error":"#N/A"}]
[null,null,null,null,null,null,null,null,null,null,null,null,null,null,null,null," ",null,null,null,null,false,null,null,{"$error":"#N/A"},{"$error":"#N/A"},{"$error":"#N/A"},{"$error":"#N/A"},{"$error":"#N/A"},{"$error":"#N/A"},{"$error":"#N/A"},{"$error":"#N/A"},{"$error":"#N/A"},{"$error":"#N/A"}]
[null,null,null,null,null,null,null,null,null,null,null,null,null,null,null,null," ",null,null,null,null,false,null,null,{"$error":"#N/A"},{"$error":"#N/A"},{"$error":"#N/A"},{"$error":"#N/A"},{"$error":"#N/A"},{"$error":"#N/A"},{"$error":"#N/A"},{"$error":"#N/A"},{"$error":"#N/A"},{"$error":"#N/A"}]
[null,null,null,null,null,null,null,null,null,null,null,null,null,null,null,null," ",null,null,null,null,false,null,null,{"$error":"#N/A"},{"$error":"#N/A"},{"$error":"#N/A"},{"$error":"#N/A"},{"$error":"#N/A"},{"$error":"#N/A"},{"$error":"#N/A"},{"$error":"#N/A"},{"$error":"#N/A"},{"$error":"#N/A"}]
[null,null,null,null,null,null,null,null,null,null,null,null,null,null,null,null," ",null,null,null,null,false,null,null,{"$error":"#N/A"},{"$error":"#N/A"},{"$error":"#N/A"},{"$error":"#N/A"},{"$error":"#N/A"},{"$error":"#N/A"},{"$error":"#N/A"},{"$error":"#N/A"},{"$error":"#N/A"},{"$error":"#N/A"}]
[null,null,null,null,null,null,null,null,null,null,null,null,null,null,null,null," ",null,null,null,null,false,null,null,{"$error":"#N/A"},{"$error":"#N/A"},{"$error":"#N/A"},{"$error":"#N/A"},{"$error":"#N/A"},{"$error":"#N/A"},{"$error":"#N/A"},{"$error":"#N/A"},{"$error":"#N/A"},{"$error":"#N/A"}]
[null,null,null,null,null,null,null,null,null,null,null,null,null,null,null,null," ",null,null,null,null,false,null,null,{"$error":"#N/A"},{"$error":"#N/A"},{"$error":"#N/A"},{"$error":"#N/A"},{"$error":"#N/A"},{"$error":"#N/A"},{"$error":"#N/A"},{"$error":"#N/A"},{"$error":"#N/A"},{"$error":"#N/A"}]
[null,null,null,null,null,null,null,null,null,null,null,null,null,null,null,null," ",null,null,null,null,false,null,null,{"$error":"#N/A"},{"$error":"#N/A"},{"$error":"#N/A"},{"$error":"#N/A"},{"$error":"#N/A"},{"$error":"#N/A"},{"$error":"#N/A"},{"$error":"#N/A"},{"$error":"#N/A"},{"$error":"#N/A"}]
[null,null,null,null,null,null,null,null,null,null,null,null,null,null,null,null," ",null,null,null,null,false,null,null,{"$error":"#N/A"},{"$error":"#N/A"},{"$error":"#N/A"},{"$error":"#N/A"},{"$error":"#N/A"},{"$error":"#N/A"},{"$error":"#N/A"},{"$error":"#N/A"},{"$error":"#N/A"},{"$error":"#N/A"}]
[null,null,null,null,null,null,null,null,null,null,null,null,null,null,null,null," ",null,null,null,null,false,null,null,{"$error":"#N/A"},{"$error":"#N/A"},{"$error":"#N/A"},{"$error":"#N/A"},{"$error":"#N/A"},{"$error":"#N/A"},{"$error":"#N/A"},{"$error":"#N/A"},{"$error":"#N/A"},{"$error":"#N/A"}]
[null,null,null,null,null,null,null,null,null,null,null,null,null,null,null,null," ",null,null,null,null,false,null,null,{"$error":"#N/A"},{"$error":"#N/A"},{"$error":"#N/A"},{"$error":"#N/A"},{"$error":"#N/A"},{"$error":"#N/A"},{"$error":"#N/A"},{"$error":"#N/A"},{"$error":"#N/A"},{"$error":"#N/A"}]
[null,null,null,null,null,null,null,null,null,null,null,null,null,null,null,null," ",null,null,null,null,false,null,null,{"$error":"#N/A"},{"$error":"#N/A"},{"$error":"#N/A"},{"$error":"#N/A"},{"$error":"#N/A"},{"$error":"#N/A"},{"$error":"#N/A"},{"$error":"#N/A"},{"$error":"#N/A"},{"$error":"#N/A"}]
[null,null,null,null,null,null,null,null,null,null,null,null,null,null,null,null," ",null,null,null,null,false,null,null,{"$error":"#N/A"},{"$error":"#N/A"},{"$error":"#N/A"},{"$error":"#N/A"},{"$error":"#N/A"},{"$error":"#N/A"},{"$error":"#N/A"},{"$error":"#N/A"},{"$error":"#N/A"},{"$error":"#N/A"}]
[null,null,null,null,null,null,null,null,null,null,null,null,null,null,null,null," ",null,null,null,null,false,null,null,{"$error":"#N/A"},{"$error":"#N/A"},{"$error":"#N/A"},{"$error":"#N/A"},{"$error":"#N/A"},{"$error":"#N/A"},{"$error":"#N/A"},{"$error":"#N/A"},{"$error":"#N/A"},{"$error":"#N/A"}]
[null,null,null,null,null,null,null,null,null,null,null,null,null,null,null,null," ",null,null,null,null,false,null,null,{"$error":"#N/A"},{"$error":"#N/A"},{"$error":"#N/A"},{"$error":"#N/A"},{"$error":"#N/A"},{"$error":"#N/A"},{"$error":"#N/A"},{"$error":"#N/A"},{"$error":"#N/A"},{"$error":"#N/A"}]
[null,null,null,null,null,null,null,null,null,null,null,null,null,null,null,null," ",null,null,null,null,false,null,null,{"$error":"#N/A"},{"$error":"#N/A"},{"$error":"#N/A"},{"$error":"#N/A"},{"$error":"#N/A"},{"$error":"#N/A"},{"$error":"#N/A"},{"$error":"#N/A"},{"$error":"#N/A"},{"$error":"#N/A"}]
[null,null,null,null,null,null,null,null,null,null,null,null,null,null,null,null," ",null,null,null,null,false,null,null,{"$error":"#N/A"},{"$error":"#N/A"},{"$error":"#N/A"},{"$error":"#N/A"},{"$error":"#N/A"},{"$error":"#N/A"},{"$error":"#N/A"},{"$error":"#N/A"},{"$error":"#N/A"},{"$error":"#N/A"}]
[null,null,null,null,null,null,null,null,null,null,null,null,null,null,null,null," ",null,null,null,null,false,null,null,{"$error":"#N/A"},{"$error":"#N/A"},{"$error":"#N/A"},{"$error":"#N/A"},{"$error":"#N/A"},{"$error":"#N/A"},{"$error":"#N/A"},{"$error":"#N/A"},{"$error":"#N/A"},{"$error":"#N/A"}]
[null,null,null,null,null,null,null,null,null,null,null,null,null,null,null,null," ",null,null,null,null,false,null,null,{"$error":"#N/A"},{"$error":"#N/A"},{"$error":"#N/A"},{"$error":"#N/A"},{"$error":"#N/A"},{"$error":"#N/A"},{"$error":"#N/A"},{"$error":"#N/A"},{"$error":"#N/A"},{"$error":"#N/A"}]
[null,null,null,null,null,null,null,null,null,null,null,null,null,null,null,null," ",null,null,null,null,false,null,null,{"$error":"#N/A"},{"$error":"#N/A"},{"$error":"#N/A"},{"$error":"#N/A"},{"$error":"#N/A"},{"$error":"#N/A"},{"$error":"#N/A"},{"$error":"#N/A"},{"$error":"#N/A"},{"$error":"#N/A"}]
[null,null,null,null,null,null,null,null,null,null,null,null,null,null,null,null," ",null,null,null,null,false,null,null,{"$error":"#N/A"},{"$error":"#N/A"},{"$error":"#N/A"},{"$error":"#N/A"},{"$error":"#N/A"},{"$error":"#N/A"},{"$error":"#N/A"},{"$error":"#N/A"},{"$error":"#N/A"},{"$error":"#N/A"}]
[null,null,null,null,null,null,null,null,null,null,null,null,null,null,null,null," ",null,null,null,null,false,null,null,{"$error":"#N/A"},{"$error":"#N/A"},{"$error":"#N/A"},{"$error":"#N/A"},{"$error":"#N/A"},{"$error":"#N/A"},{"$error":"#N/A"},{"$error":"#N/A"},{"$error":"#N/A"},{"$error":"#N/A"}]
[null,null,null,null,null,null,null,null,null,null,null,null,null,null,null,null," ",null,null,null,null,false,null,null,{"$error":"#N/A"},{"$error":"#N/A"},{"$error":"#N/A"},{"$error":"#N/A"},{"$error":"#N/A"},{"$error":"#N/A"},{"$error":"#N/A"},{"$error":"#N/A"},{"$error":"#N/A"},{"$error":"#N/A"}]
[null,null,null,null,null,null,null,null,null,null,null,null,null,null,null,null," ",null,null,null,null,{"$f":"IF(ISERROR(G25868),FALSE,IF($V$9=G25868,TRUE,FALSE))","v":false},null,null,{"$error":"#N/A"},{"$error":"#N/A"},{"$error":"#N/A"},{"$error":"#N/A"},{"$error":"#N/A"},{"$error":"#N/A"},{"$error":"#N/A"},{"$error":"#N/A"},{"$error":"#N/A"},{"$error":"#N/A"}]
[null,null,null,null,null,null,null,null,null,null,null,null,null,null,null,null," ",null,null,null,null,false,null,null,{"$error":"#N/A"},{"$error":"#N/A"},{"$error":"#N/A"},{"$error":"#N/A"},{"$error":"#N/A"},{"$error":"#N/A"},{"$error":"#N/A"},{"$error":"#N/A"},{"$error":"#N/A"},{"$error":"#N/A"}]
[null,null,null,null,null,null,null,null,null,null,null,null,null,null,null,null," ",null,null,null,null,false,null,null,{"$error":"#N/A"},{"$error":"#N/A"},{"$error":"#N/A"},{"$error":"#N/A"},{"$error":"#N/A"},{"$error":"#N/A"},{"$error":"#N/A"},{"$error":"#N/A"},{"$error":"#N/A"},{"$error":"#N/A"}]
[null,null,null,null,null,null,null,null,null,null,null,null,null,null,null,null," ",null,null,null,null,false,null,null,{"$error":"#N/A"},{"$error":"#N/A"},{"$error":"#N/A"},{"$error":"#N/A"},{"$error":"#N/A"},{"$error":"#N/A"},{"$error":"#N/A"},{"$error":"#N/A"},{"$error":"#N/A"},{"$error":"#N/A"}]
[null,null,null,null,null,null,null,null,null,null,null,null,null,null,null,null," ",null,null,null,null,false,null,null,{"$error":"#N/A"},{"$error":"#N/A"},{"$error":"#N/A"},{"$error":"#N/A"},{"$error":"#N/A"},{"$error":"#N/A"},{"$error":"#N/A"},{"$error":"#N/A"},{"$error":"#N/A"},{"$error":"#N/A"}]
[null,null,null,null,null,null,null,null,null,null,null,null,null,null,null,null," ",null,null,null,null,false,null,null,{"$error":"#N/A"},{"$error":"#N/A"},{"$error":"#N/A"},{"$error":"#N/A"},{"$error":"#N/A"},{"$error":"#N/A"},{"$error":"#N/A"},{"$error":"#N/A"},{"$error":"#N/A"},{"$error":"#N/A"}]
[null,null,null,null,null,null,null,null,null,null,null,null,null,null,null,null," ",null,null,null,null,false,null,null,{"$error":"#N/A"},{"$error":"#N/A"},{"$error":"#N/A"},{"$error":"#N/A"},{"$error":"#N/A"},{"$error":"#N/A"},{"$error":"#N/A"},{"$error":"#N/A"},{"$error":"#N/A"},{"$error":"#N/A"}]
[null,null,null,null,null,null,null,null,null,null,null,null,null,null,null,null," ",null,null,null,null,false,null,null,{"$error":"#N/A"},{"$error":"#N/A"},{"$error":"#N/A"},{"$error":"#N/A"},{"$error":"#N/A"},{"$error":"#N/A"},{"$error":"#N/A"},{"$error":"#N/A"},{"$error":"#N/A"},{"$error":"#N/A"}]
[null,null,null,null,null,null,null,null,null,null,null,null,null,null,null,null," ",null,null,null,null,false,null,null,{"$error":"#N/A"},{"$error":"#N/A"},{"$error":"#N/A"},{"$error":"#N/A"},{"$error":"#N/A"},{"$error":"#N/A"},{"$error":"#N/A"},{"$error":"#N/A"},{"$error":"#N/A"},{"$error":"#N/A"}]
[null,null,null,null,null,null,null,null,null,null,null,null,null,null,null,null," ",null,null,null,null,false,null,null,{"$error":"#N/A"},{"$error":"#N/A"},{"$error":"#N/A"},{"$error":"#N/A"},{"$error":"#N/A"},{"$error":"#N/A"},{"$error":"#N/A"},{"$error":"#N/A"},{"$error":"#N/A"},{"$error":"#N/A"}]
[null,null,null,null,null,null,null,null,null,null,null,null,null,null,null,null," ",null,null,null,null,false,null,null,{"$error":"#N/A"},{"$error":"#N/A"},{"$error":"#N/A"},{"$error":"#N/A"},{"$error":"#N/A"},{"$error":"#N/A"},{"$error":"#N/A"},{"$error":"#N/A"},{"$error":"#N/A"},{"$error":"#N/A"}]
[null,null,null,null,null,null,null,null,null,null,null,null,null,null,null,null," ",null,null,null,null,false,null,null,{"$error":"#N/A"},{"$error":"#N/A"},{"$error":"#N/A"},{"$error":"#N/A"},{"$error":"#N/A"},{"$error":"#N/A"},{"$error":"#N/A"},{"$error":"#N/A"},{"$error":"#N/A"},{"$error":"#N/A"}]
[null,null,null,null,null,null,null,null,null,null,null,null,null,null,null,null," ",null,null,null,null,false,null,null,{"$error":"#N/A"},{"$error":"#N/A"},{"$error":"#N/A"},{"$error":"#N/A"},{"$error":"#N/A"},{"$error":"#N/A"},{"$error":"#N/A"},{"$error":"#N/A"},{"$error":"#N/A"},{"$error":"#N/A"}]
[null,null,null,null,null,null,null,null,null,null,null,null,null,null,null,null," ",null,null,null,null,false,null,null,{"$error":"#N/A"},{"$error":"#N/A"},{"$error":"#N/A"},{"$error":"#N/A"},{"$error":"#N/A"},{"$error":"#N/A"},{"$error":"#N/A"},{"$error":"#N/A"},{"$error":"#N/A"},{"$error":"#N/A"}]
[null,null,null,null,null,null,null,null,null,null,null,null,null,null,null,null," ",null,null,null,null,false,null,null,{"$error":"#N/A"},{"$error":"#N/A"},{"$error":"#N/A"},{"$error":"#N/A"},{"$error":"#N/A"},{"$error":"#N/A"},{"$error":"#N/A"},{"$error":"#N/A"},{"$error":"#N/A"},{"$error":"#N/A"}]
[null,null,null,null,null,null,null,null,null,null,null,null,null,null,null,null," ",null,null,null,null,false,null,null,{"$error":"#N/A"},{"$error":"#N/A"},{"$error":"#N/A"},{"$error":"#N/A"},{"$error":"#N/A"},{"$error":"#N/A"},{"$error":"#N/A"},{"$error":"#N/A"},{"$error":"#N/A"},{"$error":"#N/A"}]
[null,null,null,null,null,null,null,null,null,null,null,null,null,null,null,null," ",null,null,null,null,false,null,null,{"$error":"#N/A"},{"$error":"#N/A"},{"$error":"#N/A"},{"$error":"#N/A"},{"$error":"#N/A"},{"$error":"#N/A"},{"$error":"#N/A"},{"$error":"#N/A"},{"$error":"#N/A"},{"$error":"#N/A"}]
[null,null,null,null,null,null,null,null,null,null,null,null,null,null,null,null," ",null,null,null,null,false,null,null,{"$error":"#N/A"},{"$error":"#N/A"},{"$error":"#N/A"},{"$error":"#N/A"},{"$error":"#N/A"},{"$error":"#N/A"},{"$error":"#N/A"},{"$error":"#N/A"},{"$error":"#N/A"},{"$error":"#N/A"}]
[null,null,null,null,null,null,null,null,null,null,null,null,null,null,null,null," ",null,null,null,null,false,null,null,{"$error":"#N/A"},{"$error":"#N/A"},{"$error":"#N/A"},{"$error":"#N/A"},{"$error":"#N/A"},{"$error":"#N/A"},{"$error":"#N/A"},{"$error":"#N/A"},{"$error":"#N/A"},{"$error":"#N/A"}]
[null,null,null,null,null,null,null,null,null,null,null,null,null,null,null,null,{"$f":"IF(OR(ISERROR(E26409),ISERROR(G26409)),\"  \",E26409&\" \"&G26409)","v":" "},null,null,null,null,false,null,null,{"$error":"#N/A"},{"$error":"#N/A"},{"$error":"#N/A"},{"$error":"#N/A"},{"$error":"#N/A"},{"$error":"#N/A"},{"$error":"#N/A"},{"$error":"#N/A"},{"$error":"#N/A"},{"$error":"#N/A"}]
[null,null,null,null,null,null,null,null,null,null,null,null,null,null,null,null," ",null,null,null,null,false,null,null,{"$f":"IF($V26421=TRUE,E26421,NA())","v":{"$error":"#N/A"}},{"$f":"IF($V26421=TRUE,F26421,NA())","v":{"$error":"#N/A"}},{"$f":"IF($V26421=TRUE,G26421,NA())","v":{"$error":"#N/A"}},{"$f":"IF($V26421=TRUE,H26421,NA())","v":{"$error":"#N/A"}},{"$f":"IF($V26421=TRUE,I26421,NA())","v":{"$error":"#N/A"}},{"$f":"IF($V26421=TRUE,J26421,NA())","v":{"$error":"#N/A"}},{"$f":"IF($V26421=TRUE,K26421,NA())","v":{"$error":"#N/A"}},{"$f":"IF($V26421=TRUE,L26421,NA())","v":{"$error":"#N/A"}},{"$f":"IF($V26421=TRUE,M26421,NA())","v":{"$error":"#N/A"}},{"$f":"IF($V26421=TRUE,N26421,NA())","v":{"$error":"#N/A"}}]
[null,null,null,null,null,null,null,null,null,null,null,null,null,null,null,null," ",null,null,null,null,false,null,null,{"$error":"#N/A"},{"$error":"#N/A"},{"$error":"#N/A"},{"$error":"#N/A"},{"$error":"#N/A"},{"$error":"#N/A"},{"$error":"#N/A"},{"$error":"#N/A"},{"$error":"#N/A"},{"$error":"#N/A"}]
[null,null,null,null,null,null,null,null,null,null,null,null,null,null,null,null," ",null,null,null,null,false,null,null,{"$error":"#N/A"},{"$error":"#N/A"},{"$error":"#N/A"},{"$error":"#N/A"},{"$error":"#N/A"},{"$error":"#N/A"},{"$error":"#N/A"},{"$error":"#N/A"},{"$error":"#N/A"},{"$error":"#N/A"}]
[null,null,null,null,null,null,null,null,null,null,null,null,null,null,null,null," ",null,null,null,null,false,null,null,{"$error":"#N/A"},{"$error":"#N/A"},{"$error":"#N/A"},{"$error":"#N/A"},{"$error":"#N/A"},{"$error":"#N/A"},{"$error":"#N/A"},{"$error":"#N/A"},{"$error":"#N/A"},{"$error":"#N/A"}]
[null,null,null,null,null,null,null,null,null,null,null,null,null,null,null,null," ",null,null,null,null,false,null,null,{"$error":"#N/A"},{"$error":"#N/A"},{"$error":"#N/A"},{"$error":"#N/A"},{"$error":"#N/A"},{"$error":"#N/A"},{"$error":"#N/A"},{"$error":"#N/A"},{"$error":"#N/A"},{"$error":"#N/A"}]
[null,null,null,null,null,null,null,null,null,null,null,null,null,null,null,null," ",null,null,null,null,false,null,null,{"$error":"#N/A"},{"$error":"#N/A"},{"$error":"#N/A"},{"$error":"#N/A"},{"$error":"#N/A"},{"$error":"#N/A"},{"$error":"#N/A"},{"$error":"#N/A"},{"$error":"#N/A"},{"$error":"#N/A"}]
[null,null,null,null,null,null,null,null,null,null,null,null,null,null,null,null," ",null,null,null,null,false,null,null,{"$error":"#N/A"},{"$error":"#N/A"},{"$error":"#N/A"},{"$error":"#N/A"},{"$error":"#N/A"},{"$error":"#N/A"},{"$error":"#N/A"},{"$error":"#N/A"},{"$error":"#N/A"},{"$error":"#N/A"}]
[null,null,null,null,null,null,null,null,null,null,null,null,null,null,null,null," ",null,null,null,null,false,null,null,{"$error":"#N/A"},{"$error":"#N/A"},{"$error":"#N/A"},{"$error":"#N/A"},{"$error":"#N/A"},{"$error":"#N/A"},{"$error":"#N/A"},{"$error":"#N/A"},{"$error":"#N/A"},{"$error":"#N/A"}]
[null,null,null,null,null,null,null,null,null,null,null,null,null,null,null,null," ",null,null,null,null,false,null,null,{"$error":"#N/A"},{"$error":"#N/A"},{"$error":"#N/A"},{"$error":"#N/A"},{"$error":"#N/A"},{"$error":"#N/A"},{"$error":"#N/A"},{"$error":"#N/A"},{"$error":"#N/A"},{"$error":"#N/A"}]
[null,null,null,null,null,null,null,null,null,null,null,null,null,null,null,null," ",null,null,null,null,false,null,null,{"$error":"#N/A"},{"$error":"#N/A"},{"$error":"#N/A"},{"$error":"#N/A"},{"$error":"#N/A"},{"$error":"#N/A"},{"$error":"#N/A"},{"$error":"#N/A"},{"$error":"#N/A"},{"$error":"#N/A"}]
[null,null,null,null,null,null,null,null,null,null,null,null,null,null,null,null," ",null,null,null,null,false,null,null,{"$error":"#N/A"},{"$error":"#N/A"},{"$error":"#N/A"},{"$error":"#N/A"},{"$error":"#N/A"},{"$error":"#N/A"},{"$error":"#N/A"},{"$error":"#N/A"},{"$error":"#N/A"},{"$error":"#N/A"}]
[null,null,null,null,null,null,null,null,null,null,null,null,null,null,null,null," ",null,null,null,null,false,null,null,{"$error":"#N/A"},{"$error":"#N/A"},{"$error":"#N/A"},{"$error":"#N/A"},{"$error":"#N/A"},{"$error":"#N/A"},{"$error":"#N/A"},{"$error":"#N/A"},{"$error":"#N/A"},{"$error":"#N/A"}]
[null,null,null,null,null,null,null,null,null,null,null,null,null,null,null,null," ",null,null,null,null,false,null,null,{"$error":"#N/A"},{"$error":"#N/A"},{"$error":"#N/A"},{"$error":"#N/A"},{"$error":"#N/A"},{"$error":"#N/A"},{"$error":"#N/A"},{"$error":"#N/A"},{"$error":"#N/A"},{"$error":"#N/A"}]
[null,null,null,null,null,null,null,null,null,null,null,null,null,null,null,null," ",null,null,null,null,false,null,null,{"$error":"#N/A"},{"$error":"#N/A"},{"$error":"#N/A"},{"$error":"#N/A"},{"$error":"#N/A"},{"$error":"#N/A"},{"$error":"#N/A"},{"$error":"#N/A"},{"$error":"#N/A"},{"$error":"#N/A"}]
[null,null,null,null,null,null,null,null,null,null,null,null,null,null,null,null," ",null,null,null,null,false,null,null,{"$error":"#N/A"},{"$error":"#N/A"},{"$error":"#N/A"},{"$error":"#N/A"},{"$error":"#N/A"},{"$error":"#N/A"},{"$error":"#N/A"},{"$error":"#N/A"},{"$error":"#N/A"},{"$error":"#N/A"}]
[null,null,null,null,null,null,null,null,null,null,null,null,null,null,null,null," ",null,null,null,null,false,null,null,{"$error":"#N/A"},{"$error":"#N/A"},{"$error":"#N/A"},{"$error":"#N/A"},{"$error":"#N/A"},{"$error":"#N/A"},{"$error":"#N/A"},{"$error":"#N/A"},{"$error":"#N/A"},{"$error":"#N/A"}]
[null,null,null,null,null,null,null,null,null,null,null,null,null,null,null,null," ",null,null,null,null,false,null,null,{"$error":"#N/A"},{"$error":"#N/A"},{"$error":"#N/A"},{"$error":"#N/A"},{"$error":"#N/A"},{"$error":"#N/A"},{"$error":"#N/A"},{"$error":"#N/A"},{"$error":"#N/A"},{"$error":"#N/A"}]
[null,null,null,null,null,null,null,null,null,null,null,null,null,null,null,null," ",null,null,null,null,false,null,null,{"$error":"#N/A"},{"$error":"#N/A"},{"$error":"#N/A"},{"$error":"#N/A"},{"$error":"#N/A"},{"$error":"#N/A"},{"$error":"#N/A"},{"$error":"#N/A"},{"$error":"#N/A"},{"$error":"#N/A"}]
[null,null,null,null,null,null,null,null,null,null,null,null,null,null,null,null," ",null,null,null,null,false,null,null,{"$error":"#N/A"},{"$error":"#N/A"},{"$error":"#N/A"},{"$error":"#N/A"},{"$error":"#N/A"},{"$error":"#N/A"},{"$error":"#N/A"},{"$error":"#N/A"},{"$error":"#N/A"},{"$error":"#N/A"}]
[null,null,null,null,null,null,null,null,null,null,null,null,null,null,null,null," ",null,null,null,null,false,null,null,{"$error":"#N/A"},{"$error":"#N/A"},{"$error":"#N/A"},{"$error":"#N/A"},{"$error":"#N/A"},{"$error":"#N/A"},{"$error":"#N/A"},{"$error":"#N/A"},{"$error":"#N/A"},{"$error":"#N/A"}]
[null,null,null,null,null,null,null,null,null,null,null,null,null,null,null,null," ",null,null,null,null,false,null,null,{"$error":"#N/A"},{"$error":"#N/A"},{"$error":"#N/A"},{"$error":"#N/A"},{"$error":"#N/A"},{"$error":"#N/A"},{"$error":"#N/A"},{"$error":"#N/A"},{"$error":"#N/A"},{"$error":"#N/A"}]
[null,null,null,null,null,null,null,null,null,null,null,null,null,null,null,null," ",null,null,null,null,false,null,null,{"$error":"#N/A"},{"$error":"#N/A"},{"$error":"#N/A"},{"$error":"#N/A"},{"$error":"#N/A"},{"$error":"#N/A"},{"$error":"#N/A"},{"$error":"#N/A"},{"$error":"#N/A"},{"$error":"#N/A"}]
[null,null,null,null,null,null,null,null,null,null,null,null,null,null,null,null," ",null,null,null,null,false,null,null,{"$error":"#N/A"},{"$error":"#N/A"},{"$error":"#N/A"},{"$error":"#N/A"},{"$error":"#N/A"},{"$error":"#N/A"},{"$error":"#N/A"},{"$error":"#N/A"},{"$error":"#N/A"},{"$error":"#N/A"}]
[null,null,null,null,null,null,null,null,null,null,null,null,null,null,null,null," ",null,null,null,null,false,null,null,{"$error":"#N/A"},{"$error":"#N/A"},{"$error":"#N/A"},{"$error":"#N/A"},{"$error":"#N/A"},{"$error":"#N/A"},{"$error":"#N/A"},{"$error":"#N/A"},{"$error":"#N/A"},{"$error":"#N/A"}]
[null,null,null,null,null,null,null,null,null,null,null,null,null,null,null,null," ",null,null,null,null,false,null,null,{"$error":"#N/A"},{"$error":"#N/A"},{"$error":"#N/A"},{"$error":"#N/A"},{"$error":"#N/A"},{"$error":"#N/A"},{"$error":"#N/A"},{"$error":"#N/A"},{"$error":"#N/A"},{"$error":"#N/A"}]
[null,null,null,null,null,null,null,null,null,null,null,null,null,null,null,null," ",null,null,null,null,false,null,null,{"$error":"#N/A"},{"$error":"#N/A"},{"$error":"#N/A"},{"$error":"#N/A"},{"$error":"#N/A"},{"$error":"#N/A"},{"$error":"#N/A"},{"$error":"#N/A"},{"$error":"#N/A"},{"$error":"#N/A"}]
[null,null,null,null,null,null,null,null,null,null,null,null,null,null,null,null," ",null,null,null,null,false,null,null,{"$error":"#N/A"},{"$error":"#N/A"},{"$error":"#N/A"},{"$error":"#N/A"},{"$error":"#N/A"},{"$error":"#N/A"},{"$error":"#N/A"},{"$error":"#N/A"},{"$error":"#N/A"},{"$error":"#N/A"}]
[null,null,null,null,null,null,null,null,null,null,null,null,null,null,null,null," ",null,null,null,null,false,null,null,{"$error":"#N/A"},{"$error":"#N/A"},{"$error":"#N/A"},{"$error":"#N/A"},{"$error":"#N/A"},{"$error":"#N/A"},{"$error":"#N/A"},{"$error":"#N/A"},{"$error":"#N/A"},{"$error":"#N/A"}]
[null,null,null,null,null,null,null,null,null,null,null,null,null,null,null,null," ",null,null,null,null,false,null,null,{"$error":"#N/A"},{"$error":"#N/A"},{"$error":"#N/A"},{"$error":"#N/A"},{"$error":"#N/A"},{"$error":"#N/A"},{"$error":"#N/A"},{"$error":"#N/A"},{"$error":"#N/A"},{"$error":"#N/A"}]
[null,null,null,null,null,null,null,null,null,null,null,null,null,null,null,null," ",null,null,null,null,false,null,null,{"$error":"#N/A"},{"$error":"#N/A"},{"$error":"#N/A"},{"$error":"#N/A"},{"$error":"#N/A"},{"$error":"#N/A"},{"$error":"#N/A"},{"$error":"#N/A"},{"$error":"#N/A"},{"$error":"#N/A"}]
[null,null,null,null,null,null,null,null,null,null,null,null,null,null,null,null," ",null,null,null,null,false,null,null,{"$error":"#N/A"},{"$error":"#N/A"},{"$error":"#N/A"},{"$error":"#N/A"},{"$error":"#N/A"},{"$error":"#N/A"},{"$error":"#N/A"},{"$error":"#N/A"},{"$error":"#N/A"},{"$error":"#N/A"}]
[null,null,null,null,null,null,null,null,null,null,null,null,null,null,null,null," ",null,null,null,null,false,null,null,{"$error":"#N/A"},{"$error":"#N/A"},{"$error":"#N/A"},{"$error":"#N/A"},{"$error":"#N/A"},{"$error":"#N/A"},{"$error":"#N/A"},{"$error":"#N/A"},{"$error":"#N/A"},{"$error":"#N/A"}]
[null,null,null,null,null,null,null,null,null,null,null,null,null,null,null,null," ",null,null,null,null,false,null,null,{"$error":"#N/A"},{"$error":"#N/A"},{"$error":"#N/A"},{"$error":"#N/A"},{"$error":"#N/A"},{"$error":"#N/A"},{"$error":"#N/A"},{"$error":"#N/A"},{"$error":"#N/A"},{"$error":"#N/A"}]
[null,null,null,null,null,null,null,null,null,null,null,null,null,null,null,null," ",null,null,null,null,false,null,null,{"$error":"#N/A"},{"$error":"#N/A"},{"$error":"#N/A"},{"$error":"#N/A"},{"$error":"#N/A"},{"$error":"#N/A"},{"$error":"#N/A"},{"$error":"#N/A"},{"$error":"#N/A"},{"$error":"#N/A"}]
[null,null,null,null,null,null,null,null,null,null,null,null,null,null,null,null," ",null,null,null,null,false,null,null,{"$error":"#N/A"},{"$error":"#N/A"},{"$error":"#N/A"},{"$error":"#N/A"},{"$error":"#N/A"},{"$error":"#N/A"},{"$error":"#N/A"},{"$error":"#N/A"},{"$error":"#N/A"},{"$error":"#N/A"}]
[null,null,null,null,null,null,null,null,null,null,null,null,null,null,null,null," ",null,null,null,null,false,null,null,{"$error":"#N/A"},{"$error":"#N/A"},{"$error":"#N/A"},{"$error":"#N/A"},{"$error":"#N/A"},{"$error":"#N/A"},{"$error":"#N/A"},{"$error":"#N/A"},{"$error":"#N/A"},{"$error":"#N/A"}]
[null,null,null,null,null,null,null,null,null,null,null,null,null,null,null,null," ",null,null,null,null,false,null,null,{"$error":"#N/A"},{"$error":"#N/A"},{"$error":"#N/A"},{"$error":"#N/A"},{"$error":"#N/A"},{"$error":"#N/A"},{"$error":"#N/A"},{"$error":"#N/A"},{"$error":"#N/A"},{"$error":"#N/A"}]
[null,null,null,null,null,null,null,null,null,null,null,null,null,null,null,null," ",null,null,null,null,false,null,null,{"$error":"#N/A"},{"$error":"#N/A"},{"$error":"#N/A"},{"$error":"#N/A"},{"$error":"#N/A"},{"$error":"#N/A"},{"$error":"#N/A"},{"$error":"#N/A"},{"$error":"#N/A"},{"$error":"#N/A"}]
[null,null,null,null,null,null,null,null,null,null,null,null,null,null,null,null," ",null,null,null,null,false,null,null,{"$error":"#N/A"},{"$error":"#N/A"},{"$error":"#N/A"},{"$error":"#N/A"},{"$error":"#N/A"},{"$error":"#N/A"},{"$error":"#N/A"},{"$error":"#N/A"},{"$error":"#N/A"},{"$error":"#N/A"}]
[null,null,null,null,null,null,null,null,null,null,null,null,null,null,null,null," ",null,null,null,null,false,null,null,{"$error":"#N/A"},{"$error":"#N/A"},{"$error":"#N/A"},{"$error":"#N/A"},{"$error":"#N/A"},{"$error":"#N/A"},{"$error":"#N/A"},{"$error":"#N/A"},{"$error":"#N/A"},{"$error":"#N/A"}]
[null,null,null,null,null,null,null,null,null,null,null,null,null,null,null,null," ",null,null,null,null,false,null,null,{"$error":"#N/A"},{"$error":"#N/A"},{"$error":"#N/A"},{"$error":"#N/A"},{"$error":"#N/A"},{"$error":"#N/A"},{"$error":"#N/A"},{"$error":"#N/A"},{"$error":"#N/A"},{"$error":"#N/A"}]
[null,null,null,null,null,null,null,null,null,null,null,null,null,null,null,null," ",null,null,null,null,false,null,null,{"$error":"#N/A"},{"$error":"#N/A"},{"$error":"#N/A"},{"$error":"#N/A"},{"$error":"#N/A"},{"$error":"#N/A"},{"$error":"#N/A"},{"$error":"#N/A"},{"$error":"#N/A"},{"$error":"#N/A"}]
[null,null,null,null,null,null,null,null,null,null,null,null,null,null,null,null," ",null,null,null,null,false,null,null,{"$error":"#N/A"},{"$error":"#N/A"},{"$error":"#N/A"},{"$error":"#N/A"},{"$error":"#N/A"},{"$error":"#N/A"},{"$error":"#N/A"},{"$error":"#N/A"},{"$error":"#N/A"},{"$error":"#N/A"}]
[null,null,null,null,null,null,null,null,null,null,null,null,null,null,null,null," ",null,null,null,null,false,null,null,{"$error":"#N/A"},{"$error":"#N/A"},{"$error":"#N/A"},{"$error":"#N/A"},{"$error":"#N/A"},{"$error":"#N/A"},{"$error":"#N/A"},{"$error":"#N/A"},{"$error":"#N/A"},{"$error":"#N/A"}]
[null,null,null,null,null,null,null,null,null,null,null,null,null,null,null,null," ",null,null,null,null,false,null,null,{"$error":"#N/A"},{"$error":"#N/A"},{"$error":"#N/A"},{"$error":"#N/A"},{"$error":"#N/A"},{"$error":"#N/A"},{"$error":"#N/A"},{"$error":"#N/A"},{"$error":"#N/A"},{"$error":"#N/A"}]
[null,null,null,null,null,null,null,null,null,null,null,null,null,null,null,null," ",null,null,null,null,false,null,null,{"$error":"#N/A"},{"$error":"#N/A"},{"$error":"#N/A"},{"$error":"#N/A"},{"$error":"#N/A"},{"$error":"#N/A"},{"$error":"#N/A"},{"$error":"#N/A"},{"$error":"#N/A"},{"$error":"#N/A"}]
[null,null,null,null,null,null,null,null,null,null,null,null,null,null,null,null," ",null,null,null,null,false,null,null,{"$error":"#N/A"},{"$error":"#N/A"},{"$error":"#N/A"},{"$error":"#N/A"},{"$error":"#N/A"},{"$error":"#N/A"},{"$error":"#N/A"},{"$error":"#N/A"},{"$error":"#N/A"},{"$error":"#N/A"}]
[null,null,null,null,null,null,null,null,null,null,null,null,null,null,null,null," ",null,null,null,null,false,null,null,{"$error":"#N/A"},{"$error":"#N/A"},{"$error":"#N/A"},{"$error":"#N/A"},{"$error":"#N/A"},{"$error":"#N/A"},{"$error":"#N/A"},{"$error":"#N/A"},{"$error":"#N/A"},{"$error":"#N/A"}]
[null,null,null,null,null,null,null,null,null,null,null,null,null,null,null,null," ",null,null,null,null,false,null,null,{"$error":"#N/A"},{"$error":"#N/A"},{"$error":"#N/A"},{"$error":"#N/A"},{"$error":"#N/A"},{"$error":"#N/A"},{"$error":"#N/A"},{"$error":"#N/A"},{"$error":"#N/A"},{"$error":"#N/A"}]
[null,null,null,null,null,null,null,null,null,null,null,null,null,null,null,null," ",null,null,null,null,false,null,null,{"$error":"#N/A"},{"$error":"#N/A"},{"$error":"#N/A"},{"$error":"#N/A"},{"$error":"#N/A"},{"$error":"#N/A"},{"$error":"#N/A"},{"$error":"#N/A"},{"$error":"#N/A"},{"$error":"#N/A"}]
[null,null,null,null,null,null,null,null,null,null,null,null,null,null,null,null," ",null,null,null,null,false,null,null,{"$error":"#N/A"},{"$error":"#N/A"},{"$error":"#N/A"},{"$error":"#N/A"},{"$error":"#N/A"},{"$error":"#N/A"},{"$error":"#N/A"},{"$error":"#N/A"},{"$error":"#N/A"},{"$error":"#N/A"}]
[null,null,null,null,null,null,null,null,null,null,null,null,null,null,null,null," ",null,null,null,null,false,null,null,{"$error":"#N/A"},{"$error":"#N/A"},{"$error":"#N/A"},{"$error":"#N/A"},{"$error":"#N/A"},{"$error":"#N/A"},{"$error":"#N/A"},{"$error":"#N/A"},{"$error":"#N/A"},{"$error":"#N/A"}]
[null,null,null,null,null,null,null,null,null,null,null,null,null,null,null,null," ",null,null,null,null,false,null,null,{"$error":"#N/A"},{"$error":"#N/A"},{"$error":"#N/A"},{"$error":"#N/A"},{"$error":"#N/A"},{"$error":"#N/A"},{"$error":"#N/A"},{"$error":"#N/A"},{"$error":"#N/A"},{"$error":"#N/A"}]
[null,null,null,null,null,null,null,null,null,null,null,null,null,null,null,null," ",null,null,null,null,false,null,null,{"$error":"#N/A"},{"$error":"#N/A"},{"$error":"#N/A"},{"$error":"#N/A"},{"$error":"#N/A"},{"$error":"#N/A"},{"$error":"#N/A"},{"$error":"#N/A"},{"$error":"#N/A"},{"$error":"#N/A"}]
[null,null,null,null,null,null,null,null,null,null,null,null,null,null,null,null," ",null,null,null,null,false,null,null,{"$error":"#N/A"},{"$error":"#N/A"},{"$error":"#N/A"},{"$error":"#N/A"},{"$error":"#N/A"},{"$error":"#N/A"},{"$error":"#N/A"},{"$error":"#N/A"},{"$error":"#N/A"},{"$error":"#N/A"}]
[null,null,null,null,null,null,null,null,null,null,null,null,null,null,null,null," ",null,null,null,null,false,null,null,{"$error":"#N/A"},{"$error":"#N/A"},{"$error":"#N/A"},{"$error":"#N/A"},{"$error":"#N/A"},{"$error":"#N/A"},{"$error":"#N/A"},{"$error":"#N/A"},{"$error":"#N/A"},{"$error":"#N/A"}]
[null,null,null,null,null,null,null,null,null,null,null,null,null,null,null,null," ",null,null,null,null,false,null,null,{"$error":"#N/A"},{"$error":"#N/A"},{"$error":"#N/A"},{"$error":"#N/A"},{"$error":"#N/A"},{"$error":"#N/A"},{"$error":"#N/A"},{"$error":"#N/A"},{"$error":"#N/A"},{"$error":"#N/A"}]
[null,null,null,null,null,null,null,null,null,null,null,null,null,null,null,null," ",null,null,null,null,false,null,null,{"$error":"#N/A"},{"$error":"#N/A"},{"$error":"#N/A"},{"$error":"#N/A"},{"$error":"#N/A"},{"$error":"#N/A"},{"$error":"#N/A"},{"$error":"#N/A"},{"$error":"#N/A"},{"$error":"#N/A"}]
[null,null,null,null,null,null,null,null,null,null,null,null,null,null,null,null," ",null,null,null,null,false,null,null,{"$error":"#N/A"},{"$error":"#N/A"},{"$error":"#N/A"},{"$error":"#N/A"},{"$error":"#N/A"},{"$error":"#N/A"},{"$error":"#N/A"},{"$error":"#N/A"},{"$error":"#N/A"},{"$error":"#N/A"}]
[null,null,null,null,null,null,null,null,null,null,null,null,null,null,null,null," ",null,null,null,null,false,null,null,{"$error":"#N/A"},{"$error":"#N/A"},{"$error":"#N/A"},{"$error":"#N/A"},{"$error":"#N/A"},{"$error":"#N/A"},{"$error":"#N/A"},{"$error":"#N/A"},{"$error":"#N/A"},{"$error":"#N/A"}]
[null,null,null,null,null,null,null,null,null,null,null,null,null,null,null,null," ",null,null,null,null,false,null,null,{"$error":"#N/A"},{"$error":"#N/A"},{"$error":"#N/A"},{"$error":"#N/A"},{"$error":"#N/A"},{"$error":"#N/A"},{"$error":"#N/A"},{"$error":"#N/A"},{"$error":"#N/A"},{"$error":"#N/A"}]
[null,null,null,null,null,null,null,null,null,null,null,null,null,null,null,null," ",null,null,null,null,{"$f":"IF(ISERROR(G28172),FALSE,IF($V$9=G28172,TRUE,FALSE))","v":false},null,null,{"$error":"#N/A"},{"$error":"#N/A"},{"$error":"#N/A"},{"$error":"#N/A"},{"$error":"#N/A"},{"$error":"#N/A"},{"$error":"#N/A"},{"$error":"#N/A"},{"$error":"#N/A"},{"$error":"#N/A"}]
[null,null,null,null,null,null,null,null,null,null,null,null,null,null,null,null," ",null,null,null,null,false,null,null,{"$error":"#N/A"},{"$error":"#N/A"},{"$error":"#N/A"},{"$error":"#N/A"},{"$error":"#N/A"},{"$error":"#N/A"},{"$error":"#N/A"},{"$error":"#N/A"},{"$error":"#N/A"},{"$error":"#N/A"}]
[null,null,null,null,null,null,null,null,null,null,null,null,null,null,null,null," ",null,null,null,null,false,null,null,{"$error":"#N/A"},{"$error":"#N/A"},{"$error":"#N/A"},{"$error":"#N/A"},{"$error":"#N/A"},{"$error":"#N/A"},{"$error":"#N/A"},{"$error":"#N/A"},{"$error":"#N/A"},{"$error":"#N/A"}]
[null,null,null,null,null,null,null,null,null,null,null,null,null,null,null,null," ",null,null,null,null,false,null,null,{"$error":"#N/A"},{"$error":"#N/A"},{"$error":"#N/A"},{"$error":"#N/A"},{"$error":"#N/A"},{"$error":"#N/A"},{"$error":"#N/A"},{"$error":"#N/A"},{"$error":"#N/A"},{"$error":"#N/A"}]
[null,null,null,null,null,null,null,null,null,null,null,null,null,null,null,null," ",null,null,null,null,false,null,null,{"$error":"#N/A"},{"$error":"#N/A"},{"$error":"#N/A"},{"$error":"#N/A"},{"$error":"#N/A"},{"$error":"#N/A"},{"$error":"#N/A"},{"$error":"#N/A"},{"$error":"#N/A"},{"$error":"#N/A"}]
[null,null,null,null,null,null,null,null,null,null,null,null,null,null,null,null,{"$f":"IF(OR(ISERROR(E28329),ISERROR(G28329)),\"  \",E28329&\" \"&G28329)","v":" "},null,null,null,null,false,null,null,{"$error":"#N/A"},{"$error":"#N/A"},{"$error":"#N/A"},{"$error":"#N/A"},{"$error":"#N/A"},{"$error":"#N/A"},{"$error":"#N/A"},{"$error":"#N/A"},{"$error":"#N/A"},{"$error":"#N/A"}]
[null,null,null,null,null,null,null,null,null,null,null,null,null,null,null,null," ",null,null,null,null,false,null,null,{"$error":"#N/A"},{"$error":"#N/A"},{"$error":"#N/A"},{"$error":"#N/A"},{"$error":"#N/A"},{"$error":"#N/A"},{"$error":"#N/A"},{"$error":"#N/A"},{"$error":"#N/A"},{"$error":"#N/A"}]
[null,null,null,null,null,null,null,null,null,null,null,null,null,null,null,null," ",null,null,null,null,false,null,null,{"$error":"#N/A"},{"$error":"#N/A"},{"$error":"#N/A"},{"$error":"#N/A"},{"$error":"#N/A"},{"$error":"#N/A"},{"$error":"#N/A"},{"$error":"#N/A"},{"$error":"#N/A"},{"$error":"#N/A"}]
[null,null,null,null,null,null,null,null,null,null,null,null,null,null,null,null," ",null,null,null,null,false,null,null,{"$error":"#N/A"},{"$error":"#N/A"},{"$error":"#N/A"},{"$error":"#N/A"},{"$error":"#N/A"},{"$error":"#N/A"},{"$error":"#N/A"},{"$error":"#N/A"},{"$error":"#N/A"},{"$error":"#N/A"}]
[null,null,null,null,null,null,null,null,null,null,null,null,null,null,null,null," ",null,null,null,null,false,null,null,{"$error":"#N/A"},{"$error":"#N/A"},{"$error":"#N/A"},{"$error":"#N/A"},{"$error":"#N/A"},{"$error":"#N/A"},{"$error":"#N/A"},{"$error":"#N/A"},{"$error":"#N/A"},{"$error":"#N/A"}]
[null,null,null,null,null,null,null,null,null,null,null,null,null,null,null,null," ",null,null,null,null,false,null,null,{"$error":"#N/A"},{"$error":"#N/A"},{"$error":"#N/A"},{"$error":"#N/A"},{"$error":"#N/A"},{"$error":"#N/A"},{"$error":"#N/A"},{"$error":"#N/A"},{"$error":"#N/A"},{"$error":"#N/A"}]
[null,null,null,null,null,null,null,null,null,null,null,null,null,null,null,null," ",null,null,null,null,false,null,null,{"$error":"#N/A"},{"$error":"#N/A"},{"$error":"#N/A"},{"$error":"#N/A"},{"$error":"#N/A"},{"$error":"#N/A"},{"$error":"#N/A"},{"$error":"#N/A"},{"$error":"#N/A"},{"$error":"#N/A"}]
[null,null,null,null,null,null,null,null,null,null,null,null,null,null,null,null," ",null,null,null,null,false,null,null,{"$error":"#N/A"},{"$error":"#N/A"},{"$error":"#N/A"},{"$error":"#N/A"},{"$error":"#N/A"},{"$error":"#N/A"},{"$error":"#N/A"},{"$error":"#N/A"},{"$error":"#N/A"},{"$error":"#N/A"}]
[null,null,null,null,null,null,null,null,null,null,null,null,null,null,null,null," ",null,null,null,null,false,null,null,{"$error":"#N/A"},{"$error":"#N/A"},{"$error":"#N/A"},{"$error":"#N/A"},{"$error":"#N/A"},{"$error":"#N/A"},{"$error":"#N/A"},{"$error":"#N/A"},{"$error":"#N/A"},{"$error":"#N/A"}]
[null,null,null,null,null,null,null,null,null,null,null,null,null,null,null,null," ",null,null,null,null,false,null,null,{"$error":"#N/A"},{"$error":"#N/A"},{"$error":"#N/A"},{"$error":"#N/A"},{"$error":"#N/A"},{"$error":"#N/A"},{"$error":"#N/A"},{"$error":"#N/A"},{"$error":"#N/A"},{"$error":"#N/A"}]
[null,null,null,null,null,null,null,null,null,null,null,null,null,null,null,null," ",null,null,null,null,false,null,null,{"$error":"#N/A"},{"$error":"#N/A"},{"$error":"#N/A"},{"$error":"#N/A"},{"$error":"#N/A"},{"$error":"#N/A"},{"$error":"#N/A"},{"$error":"#N/A"},{"$error":"#N/A"},{"$error":"#N/A"}]
[null,null,null,null,null,null,null,null,null,null,null,null,null,null,null,null," ",null,null,null,null,false,null,null,{"$error":"#N/A"},{"$error":"#N/A"},{"$error":"#N/A"},{"$error":"#N/A"},{"$error":"#N/A"},{"$error":"#N/A"},{"$error":"#N/A"},{"$error":"#N/A"},{"$error":"#N/A"},{"$error":"#N/A"}]
[null,null,null,null,null,null,null,null,null,null,null,null,null,null,null,null," ",null,null,null,null,false,null,null,{"$error":"#N/A"},{"$error":"#N/A"},{"$error":"#N/A"},{"$error":"#N/A"},{"$error":"#N/A"},{"$error":"#N/A"},{"$error":"#N/A"},{"$error":"#N/A"},{"$error":"#N/A"},{"$error":"#N/A"}]
[null,null,null,null,null,null,null,null,null,null,null,null,null,null,null,null,{"$f":"IF(OR(ISERROR(E28713),ISERROR(G28713)),\"  \",E28713&\" \"&G28713)","v":" "},null,null,null,null,false,null,null,{"$error":"#N/A"},{"$error":"#N/A"},{"$error":"#N/A"},{"$error":"#N/A"},{"$error":"#N/A"},{"$error":"#N/A"},{"$error":"#N/A"},{"$error":"#N/A"},{"$error":"#N/A"},{"$error":"#N/A"}]
[null,null,null,null,null,null,null,null,null,null,null,null,null,null,null,null," ",null,null,null,null,false,null,null,{"$error":"#N/A"},{"$error":"#N/A"},{"$error":"#N/A"},{"$error":"#N/A"},{"$error":"#N/A"},{"$error":"#N/A"},{"$error":"#N/A"},{"$error":"#N/A"},{"$error":"#N/A"},{"$error":"#N/A"}]
[null,null,null,null,null,null,null,null,null,null,null,null,null,null,null,null," ",null,null,null,null,false,null,null,{"$error":"#N/A"},{"$error":"#N/A"},{"$error":"#N/A"},{"$error":"#N/A"},{"$error":"#N/A"},{"$error":"#N/A"},{"$error":"#N/A"},{"$error":"#N/A"},{"$error":"#N/A"},{"$error":"#N/A"}]
[null,null,null,null,null,null,null,null,null,null,null,null,null,null,null,null," ",null,null,null,null,false,null,null,{"$error":"#N/A"},{"$error":"#N/A"},{"$error":"#N/A"},{"$error":"#N/A"},{"$error":"#N/A"},{"$error":"#N/A"},{"$error":"#N/A"},{"$error":"#N/A"},{"$error":"#N/A"},{"$error":"#N/A"}]
[null,null,null,null,null,null,null,null,null,null,null,null,null,null,null,null," ",null,null,null,null,{"$f":"IF(ISERROR(G28812),FALSE,IF($V$9=G28812,TRUE,FALSE))","v":false},null,null,{"$error":"#N/A"},{"$error":"#N/A"},{"$error":"#N/A"},{"$error":"#N/A"},{"$error":"#N/A"},{"$error":"#N/A"},{"$error":"#N/A"},{"$error":"#N/A"},{"$error":"#N/A"},{"$error":"#N/A"}]
[null,null,null,null,null,null,null,null,null,null,null,null,null,null,null,null," ",null,null,null,null,false,null,null,{"$error":"#N/A"},{"$error":"#N/A"},{"$error":"#N/A"},{"$error":"#N/A"},{"$error":"#N/A"},{"$error":"#N/A"},{"$error":"#N/A"},{"$error":"#N/A"},{"$error":"#N/A"},{"$error":"#N/A"}]
[null,null,null,null,null,null,null,null,null,null,null,null,null,null,null,null," ",null,null,null,null,false,null,null,{"$error":"#N/A"},{"$error":"#N/A"},{"$error":"#N/A"},{"$error":"#N/A"},{"$error":"#N/A"},{"$error":"#N/A"},{"$error":"#N/A"},{"$error":"#N/A"},{"$error":"#N/A"},{"$error":"#N/A"}]
[null,null,null,null,null,null,null,null,null,null,null,null,null,null,null,null," ",null,null,null,null,false,null,null,{"$error":"#N/A"},{"$error":"#N/A"},{"$error":"#N/A"},{"$error":"#N/A"},{"$error":"#N/A"},{"$error":"#N/A"},{"$error":"#N/A"},{"$error":"#N/A"},{"$error":"#N/A"},{"$error":"#N/A"}]
[null,null,null,null,null,null,null,null,null,null,null,null,null,null,null,null," ",null,null,null,null,false,null,null,{"$error":"#N/A"},{"$error":"#N/A"},{"$error":"#N/A"},{"$error":"#N/A"},{"$error":"#N/A"},{"$error":"#N/A"},{"$error":"#N/A"},{"$error":"#N/A"},{"$error":"#N/A"},{"$error":"#N/A"}]
[null,null,null,null,null,null,null,null,null,null,null,null,null,null,null,null," ",null,null,null,null,false,null,null,{"$error":"#N/A"},{"$error":"#N/A"},{"$error":"#N/A"},{"$error":"#N/A"},{"$error":"#N/A"},{"$error":"#N/A"},{"$error":"#N/A"},{"$error":"#N/A"},{"$error":"#N/A"},{"$error":"#N/A"}]
[null,null,null,null,null,null,null,null,null,null,null,null,null,null,null,null," ",null,null,null,null,false,null,null,{"$error":"#N/A"},{"$error":"#N/A"},{"$error":"#N/A"},{"$error":"#N/A"},{"$error":"#N/A"},{"$error":"#N/A"},{"$error":"#N/A"},{"$error":"#N/A"},{"$error":"#N/A"},{"$error":"#N/A"}]
[null,null,null,null,null,null,null,null,null,null,null,null,null,null,null,null," ",null,null,null,null,false,null,null,{"$error":"#N/A"},{"$error":"#N/A"},{"$error":"#N/A"},{"$error":"#N/A"},{"$error":"#N/A"},{"$error":"#N/A"},{"$error":"#N/A"},{"$error":"#N/A"},{"$error":"#N/A"},{"$error":"#N/A"}]
[null,null,null,null,null,null,null,null,null,null,null,null,null,null,null,null," ",null,null,null,null,false,null,null,{"$error":"#N/A"},{"$error":"#N/A"},{"$error":"#N/A"},{"$error":"#N/A"},{"$error":"#N/A"},{"$error":"#N/A"},{"$error":"#N/A"},{"$error":"#N/A"},{"$error":"#N/A"},{"$error":"#N/A"}]
[null,null,null,null,null,null,null,null,null,null,null,null,null,null,null,null," ",null,null,null,null,false,null,null,{"$error":"#N/A"},{"$error":"#N/A"},{"$error":"#N/A"},{"$error":"#N/A"},{"$error":"#N/A"},{"$error":"#N/A"},{"$error":"#N/A"},{"$error":"#N/A"},{"$error":"#N/A"},{"$error":"#N/A"}]
[null,null,null,null,null,null,null,null,null,null,null,null,null,null,null,null," ",null,null,null,null,false,null,null,{"$error":"#N/A"},{"$error":"#N/A"},{"$error":"#N/A"},{"$error":"#N/A"},{"$error":"#N/A"},{"$error":"#N/A"},{"$error":"#N/A"},{"$error":"#N/A"},{"$error":"#N/A"},{"$error":"#N/A"}]
[null,null,null,null,null,null,null,null,null,null,null,null,null,null,null,null," ",null,null,null,null,false,null,null,{"$error":"#N/A"},{"$error":"#N/A"},{"$error":"#N/A"},{"$error":"#N/A"},{"$error":"#N/A"},{"$error":"#N/A"},{"$error":"#N/A"},{"$error":"#N/A"},{"$error":"#N/A"},{"$error":"#N/A"}]
[null,null,null,null,null,null,null,null,null,null,null,null,null,null,null,null," ",null,null,null,null,false,null,null,{"$error":"#N/A"},{"$error":"#N/A"},{"$error":"#N/A"},{"$error":"#N/A"},{"$error":"#N/A"},{"$error":"#N/A"},{"$error":"#N/A"},{"$error":"#N/A"},{"$error":"#N/A"},{"$error":"#N/A"}]
[null,null,null,null,null,null,null,null,null,null,null,null,null,null,null,null," ",null,null,null,null,false,null,null,{"$error":"#N/A"},{"$error":"#N/A"},{"$error":"#N/A"},{"$error":"#N/A"},{"$error":"#N/A"},{"$error":"#N/A"},{"$error":"#N/A"},{"$error":"#N/A"},{"$error":"#N/A"},{"$error":"#N/A"}]
[null,null,null,null,null,null,null,null,null,null,null,null,null,null,null,null," ",null,null,null,null,false,null,null,{"$error":"#N/A"},{"$error":"#N/A"},{"$error":"#N/A"},{"$error":"#N/A"},{"$error":"#N/A"},{"$error":"#N/A"},{"$error":"#N/A"},{"$error":"#N/A"},{"$error":"#N/A"},{"$error":"#N/A"}]
[null,null,null,null,null,null,null,null,null,null,null,null,null,null,null,null," ",null,null,null,null,{"$f":"IF(ISERROR(G29260),FALSE,IF($V$9=G29260,TRUE,FALSE))","v":false},null,null,{"$error":"#N/A"},{"$error":"#N/A"},{"$error":"#N/A"},{"$error":"#N/A"},{"$error":"#N/A"},{"$error":"#N/A"},{"$error":"#N/A"},{"$error":"#N/A"},{"$error":"#N/A"},{"$error":"#N/A"}]
[null,null,null,null,null,null,null,null,null,null,null,null,null,null,null,null," ",null,null,null,null,false,null,null,{"$error":"#N/A"},{"$error":"#N/A"},{"$error":"#N/A"},{"$error":"#N/A"},{"$error":"#N/A"},{"$error":"#N/A"},{"$error":"#N/A"},{"$error":"#N/A"},{"$error":"#N/A"},{"$error":"#N/A"}]
[null,null,null,null,null,null,null,null,null,null,null,null,null,null,null,null," ",null,null,null,null,false,null,null,{"$error":"#N/A"},{"$error":"#N/A"},{"$error":"#N/A"},{"$error":"#N/A"},{"$error":"#N/A"},{"$error":"#N/A"},{"$error":"#N/A"},{"$error":"#N/A"},{"$error":"#N/A"},{"$error":"#N/A"}]
[null,null,null,null,null,null,null,null,null,null,null,null,null,null,null,null," ",null,null,null,null,false,null,null,{"$error":"#N/A"},{"$error":"#N/A"},{"$error":"#N/A"},{"$error":"#N/A"},{"$error":"#N/A"},{"$error":"#N/A"},{"$error":"#N/A"},{"$error":"#N/A"},{"$error":"#N/A"},{"$error":"#N/A"}]
[null,null,null,null,null,null,null,null,null,null,null,null,null,null,null,null," ",null,null,null,null,false,null,null,{"$error":"#N/A"},{"$error":"#N/A"},{"$error":"#N/A"},{"$error":"#N/A"},{"$error":"#N/A"},{"$error":"#N/A"},{"$error":"#N/A"},{"$error":"#N/A"},{"$error":"#N/A"},{"$error":"#N/A"}]
[null,null,null,null,null,null,null,null,null,null,null,null,null,null,null,null," ",null,null,null,null,false,null,null,{"$error":"#N/A"},{"$error":"#N/A"},{"$error":"#N/A"},{"$error":"#N/A"},{"$error":"#N/A"},{"$error":"#N/A"},{"$error":"#N/A"},{"$error":"#N/A"},{"$error":"#N/A"},{"$error":"#N/A"}]
[null,null,null,null,null,null,null,null,null,null,null,null,null,null,null,null," ",null,null,null,null,false,null,null,{"$error":"#N/A"},{"$error":"#N/A"},{"$error":"#N/A"},{"$error":"#N/A"},{"$error":"#N/A"},{"$error":"#N/A"},{"$error":"#N/A"},{"$error":"#N/A"},{"$error":"#N/A"},{"$error":"#N/A"}]
[null,null,null,null,null,null,null,null,null,null,null,null,null,null,null,null," ",null,null,null,null,false,null,null,{"$error":"#N/A"},{"$error":"#N/A"},{"$error":"#N/A"},{"$error":"#N/A"},{"$error":"#N/A"},{"$error":"#N/A"},{"$error":"#N/A"},{"$error":"#N/A"},{"$error":"#N/A"},{"$error":"#N/A"}]
[null,null,null,null,null,null,null,null,null,null,null,null,null,null,null,null," ",null,null,null,null,false,null,null,{"$error":"#N/A"},{"$error":"#N/A"},{"$error":"#N/A"},{"$error":"#N/A"},{"$error":"#N/A"},{"$error":"#N/A"},{"$error":"#N/A"},{"$error":"#N/A"},{"$error":"#N/A"},{"$error":"#N/A"}]
[null,null,null,null,null,null,null,null,null,null,null,null,null,null,null,null," ",null,null,null,null,false,null,null,{"$error":"#N/A"},{"$error":"#N/A"},{"$error":"#N/A"},{"$error":"#N/A"},{"$error":"#N/A"},{"$error":"#N/A"},{"$error":"#N/A"},{"$error":"#N/A"},{"$error":"#N/A"},{"$error":"#N/A"}]
[null,null,null,null,null,null,null,null,null,null,null,null,null,null,null,null," ",null,null,null,null,false,null,null,{"$error":"#N/A"},{"$error":"#N/A"},{"$error":"#N/A"},{"$error":"#N/A"},{"$error":"#N/A"},{"$error":"#N/A"},{"$error":"#N/A"},{"$error":"#N/A"},{"$error":"#N/A"},{"$error":"#N/A"}]
[null,null,null,null,null,null,null,null,null,null,null,null,null,null,null,null," ",null,null,null,null,false,null,null,{"$error":"#N/A"},{"$error":"#N/A"},{"$error":"#N/A"},{"$error":"#N/A"},{"$error":"#N/A"},{"$error":"#N/A"},{"$error":"#N/A"},{"$error":"#N/A"},{"$error":"#N/A"},{"$error":"#N/A"}]
[null,null,null,null,null,null,null,null,null,null,null,null,null,null,null,null," ",null,null,null,null,false,null,null,{"$error":"#N/A"},{"$error":"#N/A"},{"$error":"#N/A"},{"$error":"#N/A"},{"$error":"#N/A"},{"$error":"#N/A"},{"$error":"#N/A"},{"$error":"#N/A"},{"$error":"#N/A"},{"$error":"#N/A"}]
[null,null,null,null,null,null,null,null,null,null,null,null,null,null,null,null," ",null,null,null,null,false,null,null,{"$error":"#N/A"},{"$error":"#N/A"},{"$error":"#N/A"},{"$error":"#N/A"},{"$error":"#N/A"},{"$error":"#N/A"},{"$error":"#N/A"},{"$error":"#N/A"},{"$error":"#N/A"},{"$error":"#N/A"}]
[null,null,null,null,null,null,null,null,null,null,null,null,null,null,null,null," ",null,null,null,null,false,null,null,{"$error":"#N/A"},{"$error":"#N/A"},{"$error":"#N/A"},{"$error":"#N/A"},{"$error":"#N/A"},{"$error":"#N/A"},{"$error":"#N/A"},{"$error":"#N/A"},{"$error":"#N/A"},{"$error":"#N/A"}]
[null,null,null,null,null,null,null,null,null,null,null,null,null,null,null,null," ",null,null,null,null,false,null,null,{"$f":"IF($V29685=TRUE,E29685,NA())","v":{"$error":"#N/A"}},{"$f":"IF($V29685=TRUE,F29685,NA())","v":{"$error":"#N/A"}},{"$f":"IF($V29685=TRUE,G29685,NA())","v":{"$error":"#N/A"}},{"$f":"IF($V29685=TRUE,H29685,NA())","v":{"$error":"#N/A"}},{"$f":"IF($V29685=TRUE,I29685,NA())","v":{"$error":"#N/A"}},{"$f":"IF($V29685=TRUE,J29685,NA())","v":{"$error":"#N/A"}},{"$f":"IF($V29685=TRUE,K29685,NA())","v":{"$error":"#N/A"}},{"$f":"IF($V29685=TRUE,L29685,NA())","v":{"$error":"#N/A"}},{"$f":"IF($V29685=TRUE,M29685,NA())","v":{"$error":"#N/A"}},{"$f":"IF($V29685=TRUE,N29685,NA())","v":{"$error":"#N/A"}}]
[null,null,null,null,null,null,null,null,null,null,null,null,null,null,null,null," ",null,null,null,null,false,null,null,{"$error":"#N/A"},{"$error":"#N/A"},{"$error":"#N/A"},{"$error":"#N/A"},{"$error":"#N/A"},{"$error":"#N/A"},{"$error":"#N/A"},{"$error":"#N/A"},{"$error":"#N/A"},{"$error":"#N/A"}]
[null,null,null,null,null,null,null,null,null,null,null,null,null,null,null,null," ",null,null,null,null,false,null,null,{"$error":"#N/A"},{"$error":"#N/A"},{"$error":"#N/A"},{"$error":"#N/A"},{"$error":"#N/A"},{"$error":"#N/A"},{"$error":"#N/A"},{"$error":"#N/A"},{"$error":"#N/A"},{"$error":"#N/A"}]
[null,null,null,null,null,null,null,null,null,null,null,null,null,null,null,null," ",null,null,null,null,false,null,null,{"$error":"#N/A"},{"$error":"#N/A"},{"$error":"#N/A"},{"$error":"#N/A"},{"$error":"#N/A"},{"$error":"#N/A"},{"$error":"#N/A"},{"$error":"#N/A"},{"$error":"#N/A"},{"$error":"#N/A"}]
[null,null,null,null,null,null,null,null,null,null,null,null,null,null,null,null," ",null,null,null,null,false,null,null,{"$error":"#N/A"},{"$error":"#N/A"},{"$error":"#N/A"},{"$error":"#N/A"},{"$error":"#N/A"},{"$error":"#N/A"},{"$error":"#N/A"},{"$error":"#N/A"},{"$error":"#N/A"},{"$error":"#N/A"}]
[null,null,null,null,null,null,null,null,null,null,null,null,null,null,null,null," ",null,null,null,null,false,null,null,{"$error":"#N/A"},{"$error":"#N/A"},{"$error":"#N/A"},{"$error":"#N/A"},{"$error":"#N/A"},{"$error":"#N/A"},{"$error":"#N/A"},{"$error":"#N/A"},{"$error":"#N/A"},{"$error":"#N/A"}]
[null,null,null,null,null,null,null,null,null,null,null,null,null,null,null,null," ",null,null,null,null,false,null,null,{"$error":"#N/A"},{"$error":"#N/A"},{"$error":"#N/A"},{"$error":"#N/A"},{"$error":"#N/A"},{"$error":"#N/A"},{"$error":"#N/A"},{"$error":"#N/A"},{"$error":"#N/A"},{"$error":"#N/A"}]
[null,null,null,null,null,null,null,null,null,null,null,null,null,null,null,null," ",null,null,null,null,false,null,null,{"$error":"#N/A"},{"$error":"#N/A"},{"$error":"#N/A"},{"$error":"#N/A"},{"$error":"#N/A"},{"$error":"#N/A"},{"$error":"#N/A"},{"$error":"#N/A"},{"$error":"#N/A"},{"$error":"#N/A"}]
[null,null,null,null,null,null,null,null,null,null,null,null,null,null,null,null," ",null,null,null,null,false,null,null,{"$error":"#N/A"},{"$error":"#N/A"},{"$error":"#N/A"},{"$error":"#N/A"},{"$error":"#N/A"},{"$error":"#N/A"},{"$error":"#N/A"},{"$error":"#N/A"},{"$error":"#N/A"},{"$error":"#N/A"}]
[null,null,null,null,null,null,null,null,null,null,null,null,null,null,null,null," ",null,null,null,null,false,null,null,{"$error":"#N/A"},{"$error":"#N/A"},{"$error":"#N/A"},{"$error":"#N/A"},{"$error":"#N/A"},{"$error":"#N/A"},{"$error":"#N/A"},{"$error":"#N/A"},{"$error":"#N/A"},{"$error":"#N/A"}]
[null,null,null,null,null,null,null,null,null,null,null,null,null,null,null,null," ",null,null,null,null,false,null,null,{"$error":"#N/A"},{"$error":"#N/A"},{"$error":"#N/A"},{"$error":"#N/A"},{"$error":"#N/A"},{"$error":"#N/A"},{"$error":"#N/A"},{"$error":"#N/A"},{"$error":"#N/A"},{"$error":"#N/A"}]
[null,null,null,null,null,null,null,null,null,null,null,null,null,null,null,null," ",null,null,null,null,false,null,null,{"$error":"#N/A"},{"$error":"#N/A"},{"$error":"#N/A"},{"$error":"#N/A"},{"$error":"#N/A"},{"$error":"#N/A"},{"$error":"#N/A"},{"$error":"#N/A"},{"$error":"#N/A"},{"$error":"#N/A"}]
[null,null,null,null,null,null,null,null,null,null,null,null,null,null,null,null," ",null,null,null,null,false,null,null,{"$error":"#N/A"},{"$error":"#N/A"},{"$error":"#N/A"},{"$error":"#N/A"},{"$error":"#N/A"},{"$error":"#N/A"},{"$error":"#N/A"},{"$error":"#N/A"},{"$error":"#N/A"},{"$error":"#N/A"}]
[null,null,null,null,null,null,null,null,null,null,null,null,null,null,null,null," ",null,null,null,null,false,null,null,{"$error":"#N/A"},{"$error":"#N/A"},{"$error":"#N/A"},{"$error":"#N/A"},{"$error":"#N/A"},{"$error":"#N/A"},{"$error":"#N/A"},{"$error":"#N/A"},{"$error":"#N/A"},{"$error":"#N/A"}]
[null,null,null,null,null,null,null,null,null,null,null,null,null,null,null,null," ",null,null,null,null,false,null,null,{"$error":"#N/A"},{"$error":"#N/A"},{"$error":"#N/A"},{"$error":"#N/A"},{"$error":"#N/A"},{"$error":"#N/A"},{"$error":"#N/A"},{"$error":"#N/A"},{"$error":"#N/A"},{"$error":"#N/A"}]
[null,null,null,null,null,null,null,null,null,null,null,null,null,null,null,null," ",null,null,null,null,false,null,null,{"$error":"#N/A"},{"$error":"#N/A"},{"$error":"#N/A"},{"$error":"#N/A"},{"$error":"#N/A"},{"$error":"#N/A"},{"$error":"#N/A"},{"$error":"#N/A"},{"$error":"#N/A"},{"$error":"#N/A"}]
[null,null,null,null,null,null,null,null,null,null,null,null,null,null,null,null," ",null,null,null,null,false,null,null,{"$error":"#N/A"},{"$error":"#N/A"},{"$error":"#N/A"},{"$error":"#N/A"},{"$error":"#N/A"},{"$error":"#N/A"},{"$error":"#N/A"},{"$error":"#N/A"},{"$error":"#N/A"},{"$error":"#N/A"}]
[null,null,null,null,null,null,null,null,null,null,null,null,null,null,null,null," ",null,null,null,null,false,null,null,{"$error":"#N/A"},{"$error":"#N/A"},{"$error":"#N/A"},{"$error":"#N/A"},{"$error":"#N/A"},{"$error":"#N/A"},{"$error":"#N/A"},{"$error":"#N/A"},{"$error":"#N/A"},{"$error":"#N/A"}]
[null,null,null,null,null,null,null,null,null,null,null,null,null,null,null,null," ",null,null,null,null,false,null,null,{"$error":"#N/A"},{"$error":"#N/A"},{"$error":"#N/A"},{"$error":"#N/A"},{"$error":"#N/A"},{"$error":"#N/A"},{"$error":"#N/A"},{"$error":"#N/A"},{"$error":"#N/A"},{"$error":"#N/A"}]
[null,null,null,null,null,null,null,null,null,null,null,null,null,null,null,null," ",null,null,null,null,false,null,null,{"$error":"#N/A"},{"$error":"#N/A"},{"$error":"#N/A"},{"$error":"#N/A"},{"$error":"#N/A"},{"$error":"#N/A"},{"$error":"#N/A"},{"$error":"#N/A"},{"$error":"#N/A"},{"$error":"#N/A"}]
[null,null,null,null,null,null,null,null,null,null,null,null,null,null,null,null," ",null,null,null,null,false,null,null,{"$error":"#N/A"},{"$error":"#N/A"},{"$error":"#N/A"},{"$error":"#N/A"},{"$error":"#N/A"},{"$error":"#N/A"},{"$error":"#N/A"},{"$error":"#N/A"},{"$error":"#N/A"},{"$error":"#N/A"}]
[null,null,null,null,null,null,null,null,null,null,null,null,null,null,null,null," ",null,null,null,null,false,null,null,{"$error":"#N/A"},{"$error":"#N/A"},{"$error":"#N/A"},{"$error":"#N/A"},{"$error":"#N/A"},{"$error":"#N/A"},{"$error":"#N/A"},{"$error":"#N/A"},{"$error":"#N/A"},{"$error":"#N/A"}]
[null,null,null,null,null,null,null,null,null,null,null,null,null,null,null,null," ",null,null,null,null,{"$f":"IF(ISERROR(G29772),FALSE,IF($V$9=G29772,TRUE,FALSE))","v":false},null,null,{"$error":"#N/A"},{"$error":"#N/A"},{"$error":"#N/A"},{"$error":"#N/A"},{"$error":"#N/A"},{"$error":"#N/A"},{"$error":"#N/A"},{"$error":"#N/A"},{"$error":"#N/A"},{"$error":"#N/A"}]
[null,null,null,null,null,null,null,null,null,null,null,null,null,null,null,null," ",null,null,null,null,false,null,null,{"$error":"#N/A"},{"$error":"#N/A"},{"$error":"#N/A"},{"$error":"#N/A"},{"$error":"#N/A"},{"$error":"#N/A"},{"$error":"#N/A"},{"$error":"#N/A"},{"$error":"#N/A"},{"$error":"#N/A"}]
[null,null,null,null,null,null,null,null,null,null,null,null,null,null,null,null," ",null,null,null,null,false,null,null,{"$error":"#N/A"},{"$error":"#N/A"},{"$error":"#N/A"},{"$error":"#N/A"},{"$error":"#N/A"},{"$error":"#N/A"},{"$error":"#N/A"},{"$error":"#N/A"},{"$error":"#N/A"},{"$error":"#N/A"}]
[null,null,null,null,null,null,null,null,null,null,null,null,null,null,null,null," ",null,null,null,null,false,null,null,{"$error":"#N/A"},{"$error":"#N/A"},{"$error":"#N/A"},{"$error":"#N/A"},{"$error":"#N/A"},{"$error":"#N/A"},{"$error":"#N/A"},{"$error":"#N/A"},{"$error":"#N/A"},{"$error":"#N/A"}]
[null,null,null,null,null,null,null,null,null,null,null,null,null,null,null,null," ",null,null,null,null,false,null,null,{"$error":"#N/A"},{"$error":"#N/A"},{"$error":"#N/A"},{"$error":"#N/A"},{"$error":"#N/A"},{"$error":"#N/A"},{"$error":"#N/A"},{"$error":"#N/A"},{"$error":"#N/A"},{"$error":"#N/A"}]
[null,null,null,null,null,null,null,null,null,null,null,null,null,null,null,null," ",null,null,null,null,false,null,null,{"$error":"#N/A"},{"$error":"#N/A"},{"$error":"#N/A"},{"$error":"#N/A"},{"$error":"#N/A"},{"$error":"#N/A"},{"$error":"#N/A"},{"$error":"#N/A"},{"$error":"#N/A"},{"$error":"#N/A"}]
[null,null,null,null,null,null,null,null,null,null,null,null,null,null,null,null," ",null,null,null,null,false,null,null,{"$error":"#N/A"},{"$error":"#N/A"},{"$error":"#N/A"},{"$error":"#N/A"},{"$error":"#N/A"},{"$error":"#N/A"},{"$error":"#N/A"},{"$error":"#N/A"},{"$error":"#N/A"},{"$error":"#N/A"}]
[null,null,null,null,null,null,null,null,null,null,null,null,null,null,null,null," ",null,null,null,null,false,null,null,{"$error":"#N/A"},{"$error":"#N/A"},{"$error":"#N/A"},{"$error":"#N/A"},{"$error":"#N/A"},{"$error":"#N/A"},{"$error":"#N/A"},{"$error":"#N/A"},{"$error":"#N/A"},{"$error":"#N/A"}]
[null,null,null,null,null,null,null,null,null,null,null,null,null,null,null,null," ",null,null,null,null,false,null,null,{"$error":"#N/A"},{"$error":"#N/A"},{"$error":"#N/A"},{"$error":"#N/A"},{"$error":"#N/A"},{"$error":"#N/A"},{"$error":"#N/A"},{"$error":"#N/A"},{"$error":"#N/A"},{"$error":"#N/A"}]
[null,null,null,null,null,null,null,null,null,null,null,null,null,null,null,null," ",null,null,null,null,false,null,null,{"$error":"#N/A"},{"$error":"#N/A"},{"$error":"#N/A"},{"$error":"#N/A"},{"$error":"#N/A"},{"$error":"#N/A"},{"$error":"#N/A"},{"$error":"#N/A"},{"$error":"#N/A"},{"$error":"#N/A"}]
[null,null,null,null,null,null,null,null,null,null,null,null,null,null,null,null," ",null,null,null,null,false,null,null,{"$error":"#N/A"},{"$error":"#N/A"},{"$error":"#N/A"},{"$error":"#N/A"},{"$error":"#N/A"},{"$error":"#N/A"},{"$error":"#N/A"},{"$error":"#N/A"},{"$error":"#N/A"},{"$error":"#N/A"}]
[null,null,null,null,null,null,null,null,null,null,null,null,null,null,null,null," ",null,null,null,null,false,null,null,{"$error":"#N/A"},{"$error":"#N/A"},{"$error":"#N/A"},{"$error":"#N/A"},{"$error":"#N/A"},{"$error":"#N/A"},{"$error":"#N/A"},{"$error":"#N/A"},{"$error":"#N/A"},{"$error":"#N/A"}]
[null,null,null,null,null,null,null,null,null,null,null,null,null,null,null,null," ",null,null,null,null,false,null,null,{"$error":"#N/A"},{"$error":"#N/A"},{"$error":"#N/A"},{"$error":"#N/A"},{"$error":"#N/A"},{"$error":"#N/A"},{"$error":"#N/A"},{"$error":"#N/A"},{"$error":"#N/A"},{"$error":"#N/A"}]
[null,null,null,null,null,null,null,null,null,null,null,null,null,null,null,null," ",null,null,null,null,false,null,null,{"$error":"#N/A"},{"$error":"#N/A"},{"$error":"#N/A"},{"$error":"#N/A"},{"$error":"#N/A"},{"$error":"#N/A"},{"$error":"#N/A"},{"$error":"#N/A"},{"$error":"#N/A"},{"$error":"#N/A"}]
[null,null,null,null,null,null,null,null,null,null,null,null,null,null,null,null," ",null,null,null,null,false,null,null,{"$error":"#N/A"},{"$error":"#N/A"},{"$error":"#N/A"},{"$error":"#N/A"},{"$error":"#N/A"},{"$error":"#N/A"},{"$error":"#N/A"},{"$error":"#N/A"},{"$error":"#N/A"},{"$error":"#N/A"}]
[null,null,null,null,null,null,null,null,null,null,null,null,null,null,null,null," ",null,null,null,null,false,null,null,{"$error":"#N/A"},{"$error":"#N/A"},{"$error":"#N/A"},{"$error":"#N/A"},{"$error":"#N/A"},{"$error":"#N/A"},{"$error":"#N/A"},{"$error":"#N/A"},{"$error":"#N/A"},{"$error":"#N/A"}]
[null,null,null,null,null,null,null,null,null,null,null,null,null,null,null,null," ",null,null,null,null,false,null,null,{"$error":"#N/A"},{"$error":"#N/A"},{"$error":"#N/A"},{"$error":"#N/A"},{"$error":"#N/A"},{"$error":"#N/A"},{"$error":"#N/A"},{"$error":"#N/A"},{"$error":"#N/A"},{"$error":"#N/A"}]
[null,null,null,null,null,null,null,null,null,null,null,null,null,null,null,null," ",null,null,null,null,false,null,null,{"$error":"#N/A"},{"$error":"#N/A"},{"$error":"#N/A"},{"$error":"#N/A"},{"$error":"#N/A"},{"$error":"#N/A"},{"$error":"#N/A"},{"$error":"#N/A"},{"$error":"#N/A"},{"$error":"#N/A"}]
[null,null,null,null,null,null,null,null,null,null,null,null,null,null,null,null," ",null,null,null,null,false,null,null,{"$error":"#N/A"},{"$error":"#N/A"},{"$error":"#N/A"},{"$error":"#N/A"},{"$error":"#N/A"},{"$error":"#N/A"},{"$error":"#N/A"},{"$error":"#N/A"},{"$error":"#N/A"},{"$error":"#N/A"}]
[null,null,null,null,null,null,null,null,null,null,null,null,null,null,null,null," ",null,null,null,null,false,null,null,{"$error":"#N/A"},{"$error":"#N/A"},{"$error":"#N/A"},{"$error":"#N/A"},{"$error":"#N/A"},{"$error":"#N/A"},{"$error":"#N/A"},{"$error":"#N/A"},{"$error":"#N/A"},{"$error":"#N/A"}]
[null,null,null,null,null,null,null,null,null,null,null,null,null,null,null,null," ",null,null,null,null,false,null,null,{"$error":"#N/A"},{"$error":"#N/A"},{"$error":"#N/A"},{"$error":"#N/A"},{"$error":"#N/A"},{"$error":"#N/A"},{"$error":"#N/A"},{"$error":"#N/A"},{"$error":"#N/A"},{"$error":"#N/A"}]
[null,null,null,null,null,null,null,null,null,null,null,null,null,null,null,null," ",null,null,null,null,false,null,null,{"$error":"#N/A"},{"$error":"#N/A"},{"$error":"#N/A"},{"$error":"#N/A"},{"$error":"#N/A"},{"$error":"#N/A"},{"$error":"#N/A"},{"$error":"#N/A"},{"$error":"#N/A"},{"$error":"#N/A"}]
[null,null,null,null,null,null,null,null,null,null,null,null,null,null,null,null," ",null,null,null,null,false,null,null,{"$error":"#N/A"},{"$error":"#N/A"},{"$error":"#N/A"},{"$error":"#N/A"},{"$error":"#N/A"},{"$error":"#N/A"},{"$error":"#N/A"},{"$error":"#N/A"},{"$error":"#N/A"},{"$error":"#N/A"}]
[null,null,null,null,null,null,null,null,null,null,null,null,null,null,null,null," ",null,null,null,null,false,null,null,{"$error":"#N/A"},{"$error":"#N/A"},{"$error":"#N/A"},{"$error":"#N/A"},{"$error":"#N/A"},{"$error":"#N/A"},{"$error":"#N/A"},{"$error":"#N/A"},{"$error":"#N/A"},{"$error":"#N/A"}]
[null,null,null,null,null,null,null,null,null,null,null,null,null,null,null,null," ",null,null,null,null,false,null,null,{"$error":"#N/A"},{"$error":"#N/A"},{"$error":"#N/A"},{"$error":"#N/A"},{"$error":"#N/A"},{"$error":"#N/A"},{"$error":"#N/A"},{"$error":"#N/A"},{"$error":"#N/A"},{"$error":"#N/A"}]
[null,null,null,null,null,null,null,null,null,null,null,null,null,null,null,null," ",null,null,null,null,false,null,null,{"$error":"#N/A"},{"$error":"#N/A"},{"$error":"#N/A"},{"$error":"#N/A"},{"$error":"#N/A"},{"$error":"#N/A"},{"$error":"#N/A"},{"$error":"#N/A"},{"$error":"#N/A"},{"$error":"#N/A"}]
[null,null,null,null,null,null,null,null,null,null,null,null,null,null,null,null," ",null,null,null,null,false,null,null,{"$error":"#N/A"},{"$error":"#N/A"},{"$error":"#N/A"},{"$error":"#N/A"},{"$error":"#N/A"},{"$error":"#N/A"},{"$error":"#N/A"},{"$error":"#N/A"},{"$error":"#N/A"},{"$error":"#N/A"}]
[null,null,null,null,null,null,null,null,null,null,null,null,null,null,null,null," ",null,null,null,null,false,null,null,{"$error":"#N/A"},{"$error":"#N/A"},{"$error":"#N/A"},{"$error":"#N/A"},{"$error":"#N/A"},{"$error":"#N/A"},{"$error":"#N/A"},{"$error":"#N/A"},{"$error":"#N/A"},{"$error":"#N/A"}]
[null,null,null,null,null,null,null,null,null,null,null,null,null,null,null,null," ",null,null,null,null,false,null,null,{"$error":"#N/A"},{"$error":"#N/A"},{"$error":"#N/A"},{"$error":"#N/A"},{"$error":"#N/A"},{"$error":"#N/A"},{"$error":"#N/A"},{"$error":"#N/A"},{"$error":"#N/A"},{"$error":"#N/A"}]
[null,null,null,null,null,null,null,null,null,null,null,null,null,null,null,null,{"$f":"IF(OR(ISERROR(E29801),ISERROR(G29801)),\"  \",E29801&\" \"&G29801)","v":" "},null,null,null,null,false,null,null,{"$error":"#N/A"},{"$error":"#N/A"},{"$error":"#N/A"},{"$error":"#N/A"},{"$error":"#N/A"},{"$error":"#N/A"},{"$error":"#N/A"},{"$error":"#N/A"},{"$error":"#N/A"},{"$error":"#N/A"}]
[null,null,null,null,null,null,null,null,null,null,null,null,null,null,null,null," ",null,null,null,null,false,null,null,{"$error":"#N/A"},{"$error":"#N/A"},{"$error":"#N/A"},{"$error":"#N/A"},{"$error":"#N/A"},{"$error":"#N/A"},{"$error":"#N/A"},{"$error":"#N/A"},{"$error":"#N/A"},{"$error":"#N/A"}]
[null,null,null,null,null,null,null,null,null,null,null,null,null,null,null,null," ",null,null,null,null,false,null,null,{"$error":"#N/A"},{"$error":"#N/A"},{"$error":"#N/A"},{"$error":"#N/A"},{"$error":"#N/A"},{"$error":"#N/A"},{"$error":"#N/A"},{"$error":"#N/A"},{"$error":"#N/A"},{"$error":"#N/A"}]
[null,null,null,null,null,null,null,null,null,null,null,null,null,null,null,null," ",null,null,null,null,false,null,null,{"$error":"#N/A"},{"$error":"#N/A"},{"$error":"#N/A"},{"$error":"#N/A"},{"$error":"#N/A"},{"$error":"#N/A"},{"$error":"#N/A"},{"$error":"#N/A"},{"$error":"#N/A"},{"$error":"#N/A"}]
[null,null,null,null,null,null,null,null,null,null,null,null,null,null,null,null," ",null,null,null,null,false,null,null,{"$error":"#N/A"},{"$error":"#N/A"},{"$error":"#N/A"},{"$error":"#N/A"},{"$error":"#N/A"},{"$error":"#N/A"},{"$error":"#N/A"},{"$error":"#N/A"},{"$error":"#N/A"},{"$error":"#N/A"}]
[null,null,null,null,null,null,null,null,null,null,null,null,null,null,null,null," ",null,null,null,null,false,null,null,{"$error":"#N/A"},{"$error":"#N/A"},{"$error":"#N/A"},{"$error":"#N/A"},{"$error":"#N/A"},{"$error":"#N/A"},{"$error":"#N/A"},{"$error":"#N/A"},{"$error":"#N/A"},{"$error":"#N/A"}]
[null,null,null,null,null,null,null,null,null,null,null,null,null,null,null,null," ",null,null,null,null,false,null,null,{"$error":"#N/A"},{"$error":"#N/A"},{"$error":"#N/A"},{"$error":"#N/A"},{"$error":"#N/A"},{"$error":"#N/A"},{"$error":"#N/A"},{"$error":"#N/A"},{"$error":"#N/A"},{"$error":"#N/A"}]
[null,null,null,null,null,null,null,null,null,null,null,null,null,null,null,null," ",null,null,null,null,false,null,null,{"$error":"#N/A"},{"$error":"#N/A"},{"$error":"#N/A"},{"$error":"#N/A"},{"$error":"#N/A"},{"$error":"#N/A"},{"$error":"#N/A"},{"$error":"#N/A"},{"$error":"#N/A"},{"$error":"#N/A"}]
[null,null,null,null,null,null,null,null,null,null,null,null,null,null,null,null," ",null,null,null,null,false,null,null,{"$error":"#N/A"},{"$error":"#N/A"},{"$error":"#N/A"},{"$error":"#N/A"},{"$error":"#N/A"},{"$error":"#N/A"},{"$error":"#N/A"},{"$error":"#N/A"},{"$error":"#N/A"},{"$error":"#N/A"}]
[null,null,null,null,null,null,null,null,null,null,null,null,null,null,null,null," ",null,null,null,null,false,null,null,{"$error":"#N/A"},{"$error":"#N/A"},{"$error":"#N/A"},{"$error":"#N/A"},{"$error":"#N/A"},{"$error":"#N/A"},{"$error":"#N/A"},{"$error":"#N/A"},{"$error":"#N/A"},{"$error":"#N/A"}]
[null,null,null,null,null,null,null,null,null,null,null,null,null,null,null,null," ",null,null,null,null,false,null,null,{"$error":"#N/A"},{"$error":"#N/A"},{"$error":"#N/A"},{"$error":"#N/A"},{"$error":"#N/A"},{"$error":"#N/A"},{"$error":"#N/A"},{"$error":"#N/A"},{"$error":"#N/A"},{"$error":"#N/A"}]
[null,null,null,null,null,null,null,null,null,null,null,null,null,null,null,null," ",null,null,null,null,false,null,null,{"$error":"#N/A"},{"$error":"#N/A"},{"$error":"#N/A"},{"$error":"#N/A"},{"$error":"#N/A"},{"$error":"#N/A"},{"$error":"#N/A"},{"$error":"#N/A"},{"$error":"#N/A"},{"$error":"#N/A"}]
[null,null,null,null,null,null,null,null,null,null,null,null,null,null,null,null," ",null,null,null,null,false,null,null,{"$f":"IF($V29813=TRUE,E29813,NA())","v":{"$error":"#N/A"}},{"$f":"IF($V29813=TRUE,F29813,NA())","v":{"$error":"#N/A"}},{"$f":"IF($V29813=TRUE,G29813,NA())","v":{"$error":"#N/A"}},{"$f":"IF($V29813=TRUE,H29813,NA())","v":{"$error":"#N/A"}},{"$f":"IF($V29813=TRUE,I29813,NA())","v":{"$error":"#N/A"}},{"$f":"IF($V29813=TRUE,J29813,NA())","v":{"$error":"#N/A"}},{"$f":"IF($V29813=TRUE,K29813,NA())","v":{"$error":"#N/A"}},{"$f":"IF($V29813=TRUE,L29813,NA())","v":{"$error":"#N/A"}},{"$f":"IF($V29813=TRUE,M29813,NA())","v":{"$error":"#N/A"}},{"$f":"IF($V29813=TRUE,N29813,NA())","v":{"$error":"#N/A"}}]
[null,null,null,null,null,null,null,null,null,null,null,null,null,null,null,null," ",null,null,null,null,false,null,null,{"$error":"#N/A"},{"$error":"#N/A"},{"$error":"#N/A"},{"$error":"#N/A"},{"$error":"#N/A"},{"$error":"#N/A"},{"$error":"#N/A"},{"$error":"#N/A"},{"$error":"#N/A"},{"$error":"#N/A"}]
[null,null,null,null,null,null,null,null,null,null,null,null,null,null,null,null," ",null,null,null,null,false,null,null,{"$error":"#N/A"},{"$error":"#N/A"},{"$error":"#N/A"},{"$error":"#N/A"},{"$error":"#N/A"},{"$error":"#N/A"},{"$error":"#N/A"},{"$error":"#N/A"},{"$error":"#N/A"},{"$error":"#N/A"}]
[null,null,null,null,null,null,null,null,null,null,null,null,null,null,null,null," ",null,null,null,null,false,null,null,{"$error":"#N/A"},{"$error":"#N/A"},{"$error":"#N/A"},{"$error":"#N/A"},{"$error":"#N/A"},{"$error":"#N/A"},{"$error":"#N/A"},{"$error":"#N/A"},{"$error":"#N/A"},{"$error":"#N/A"}]
[null,null,null,null,null,null,null,null,null,null,null,null,null,null,null,null," ",null,null,null,null,false,null,null,{"$error":"#N/A"},{"$error":"#N/A"},{"$error":"#N/A"},{"$error":"#N/A"},{"$error":"#N/A"},{"$error":"#N/A"},{"$error":"#N/A"},{"$error":"#N/A"},{"$error":"#N/A"},{"$error":"#N/A"}]
[null,null,null,null,null,null,null,null,null,null,null,null,null,null,null,null," ",null,null,null,null,false,null,null,{"$error":"#N/A"},{"$error":"#N/A"},{"$error":"#N/A"},{"$error":"#N/A"},{"$error":"#N/A"},{"$error":"#N/A"},{"$error":"#N/A"},{"$error":"#N/A"},{"$error":"#N/A"},{"$error":"#N/A"}]
[null,null,null,null,null,null,null,null,null,null,null,null,null,null,null,null," ",null,null,null,null,false,null,null,{"$error":"#N/A"},{"$error":"#N/A"},{"$error":"#N/A"},{"$error":"#N/A"},{"$error":"#N/A"},{"$error":"#N/A"},{"$error":"#N/A"},{"$error":"#N/A"},{"$error":"#N/A"},{"$error":"#N/A"}]
[null,null,null,null,null,null,null,null,null,null,null,null,null,null,null,null," ",null,null,null,null,false,null,null,{"$error":"#N/A"},{"$error":"#N/A"},{"$error":"#N/A"},{"$error":"#N/A"},{"$error":"#N/A"},{"$error":"#N/A"},{"$error":"#N/A"},{"$error":"#N/A"},{"$error":"#N/A"},{"$error":"#N/A"}]
[null,null,null,null,null,null,null,null,null,null,null,null,null,null,null,null," ",null,null,null,null,false,null,null,{"$error":"#N/A"},{"$error":"#N/A"},{"$error":"#N/A"},{"$error":"#N/A"},{"$error":"#N/A"},{"$error":"#N/A"},{"$error":"#N/A"},{"$error":"#N/A"},{"$error":"#N/A"},{"$error":"#N/A"}]
[null,null,null,null,null,null,null,null,null,null,null,null,null,null,null,null," ",null,null,null,null,false,null,null,{"$error":"#N/A"},{"$error":"#N/A"},{"$error":"#N/A"},{"$error":"#N/A"},{"$error":"#N/A"},{"$error":"#N/A"},{"$error":"#N/A"},{"$error":"#N/A"},{"$error":"#N/A"},{"$error":"#N/A"}]
[null,null,null,null,null,null,null,null,null,null,null,null,null,null,null,null," ",null,null,null,null,false,null,null,{"$error":"#N/A"},{"$error":"#N/A"},{"$error":"#N/A"},{"$error":"#N/A"},{"$error":"#N/A"},{"$error":"#N/A"},{"$error":"#N/A"},{"$error":"#N/A"},{"$error":"#N/A"},{"$error":"#N/A"}]
[null,null,null,null,null,null,null,null,null,null,null,null,null,null,null,null," ",null,null,null,null,false,null,null,{"$error":"#N/A"},{"$error":"#N/A"},{"$error":"#N/A"},{"$error":"#N/A"},{"$error":"#N/A"},{"$error":"#N/A"},{"$error":"#N/A"},{"$error":"#N/A"},{"$error":"#N/A"},{"$error":"#N/A"}]
[null,null,null,null,null,null,null,null,null,null,null,null,null,null,null,null," ",null,null,null,null,false,null,null,{"$error":"#N/A"},{"$error":"#N/A"},{"$error":"#N/A"},{"$error":"#N/A"},{"$error":"#N/A"},{"$error":"#N/A"},{"$error":"#N/A"},{"$error":"#N/A"},{"$error":"#N/A"},{"$error":"#N/A"}]
[null,null,null,null,null,null,null,null,null,null,null,null,null,null,null,null," ",null,null,null,null,false,null,null,{"$error":"#N/A"},{"$error":"#N/A"},{"$error":"#N/A"},{"$error":"#N/A"},{"$error":"#N/A"},{"$error":"#N/A"},{"$error":"#N/A"},{"$error":"#N/A"},{"$error":"#N/A"},{"$error":"#N/A"}]
[null,null,null,null,null,null,null,null,null,null,null,null,null,null,null,null," ",null,null,null,null,false,null,null,{"$error":"#N/A"},{"$error":"#N/A"},{"$error":"#N/A"},{"$error":"#N/A"},{"$error":"#N/A"},{"$error":"#N/A"},{"$error":"#N/A"},{"$error":"#N/A"},{"$error":"#N/A"},{"$error":"#N/A"}]
[null,null,null,null,null,null,null,null,null,null,null,null,null,null,null,null," ",null,null,null,null,false,null,null,{"$error":"#N/A"},{"$error":"#N/A"},{"$error":"#N/A"},{"$error":"#N/A"},{"$error":"#N/A"},{"$error":"#N/A"},{"$error":"#N/A"},{"$error":"#N/A"},{"$error":"#N/A"},{"$error":"#N/A"}]
[null,null,null,null,null,null,null,null,null,null,null,null,null,null,null,null," ",null,null,null,null,false,null,null,{"$error":"#N/A"},{"$error":"#N/A"},{"$error":"#N/A"},{"$error":"#N/A"},{"$error":"#N/A"},{"$error":"#N/A"},{"$error":"#N/A"},{"$error":"#N/A"},{"$error":"#N/A"},{"$error":"#N/A"}]
[null,null,null,null,null,null,null,null,null,null,null,null,null,null,null,null," ",null,null,null,null,false,null,null,{"$error":"#N/A"},{"$error":"#N/A"},{"$error":"#N/A"},{"$error":"#N/A"},{"$error":"#N/A"},{"$error":"#N/A"},{"$error":"#N/A"},{"$error":"#N/A"},{"$error":"#N/A"},{"$error":"#N/A"}]
[null,null,null,null,null,null,null,null,null,null,null,null,null,null,null,null," ",null,null,null,null,false,null,null,{"$error":"#N/A"},{"$error":"#N/A"},{"$error":"#N/A"},{"$error":"#N/A"},{"$error":"#N/A"},{"$error":"#N/A"},{"$error":"#N/A"},{"$error":"#N/A"},{"$error":"#N/A"},{"$error":"#N/A"}]
[null,null,null,null,null,null,null,null,null,null,null,null,null,null,null,null," ",null,null,null,null,false,null,null,{"$error":"#N/A"},{"$error":"#N/A"},{"$error":"#N/A"},{"$error":"#N/A"},{"$error":"#N/A"},{"$error":"#N/A"},{"$error":"#N/A"},{"$error":"#N/A"},{"$error":"#N/A"},{"$error":"#N/A"}]
[null,null,null,null,null,null,null,null,null,null,null,null,null,null,null,null," ",null,null,null,null,false,null,null,{"$error":"#N/A"},{"$error":"#N/A"},{"$error":"#N/A"},{"$error":"#N/A"},{"$error":"#N/A"},{"$error":"#N/A"},{"$error":"#N/A"},{"$error":"#N/A"},{"$error":"#N/A"},{"$error":"#N/A"}]
[null,null,null,null,null,null,null,null,null,null,null,null,null,null,null,null," ",null,null,null,null,false,null,null,{"$error":"#N/A"},{"$error":"#N/A"},{"$error":"#N/A"},{"$error":"#N/A"},{"$error":"#N/A"},{"$error":"#N/A"},{"$error":"#N/A"},{"$error":"#N/A"},{"$error":"#N/A"},{"$error":"#N/A"}]
[null,null,null,null,null,null,null,null,null,null,null,null,null,null,null,null," ",null,null,null,null,false,null,null,{"$error":"#N/A"},{"$error":"#N/A"},{"$error":"#N/A"},{"$error":"#N/A"},{"$error":"#N/A"},{"$error":"#N/A"},{"$error":"#N/A"},{"$error":"#N/A"},{"$error":"#N/A"},{"$error":"#N/A"}]
[null,null,null,null,null,null,null,null,null,null,null,null,null,null,null,null," ",null,null,null,null,{"$f":"IF(ISERROR(G29836),FALSE,IF($V$9=G29836,TRUE,FALSE))","v":false},null,null,{"$error":"#N/A"},{"$error":"#N/A"},{"$error":"#N/A"},{"$error":"#N/A"},{"$error":"#N/A"},{"$error":"#N/A"},{"$error":"#N/A"},{"$error":"#N/A"},{"$error":"#N/A"},{"$error":"#N/A"}]
[null,null,null,null,null,null,null,null,null,null,null,null,null,null,null,null," ",null,null,null,null,false,null,null,{"$error":"#N/A"},{"$error":"#N/A"},{"$error":"#N/A"},{"$error":"#N/A"},{"$error":"#N/A"},{"$error":"#N/A"},{"$error":"#N/A"},{"$error":"#N/A"},{"$error":"#N/A"},{"$error":"#N/A"}]
[null,null,null,null,null,null,null,null,null,null,null,null,null,null,null,null," ",null,null,null,null,false,null,null,{"$error":"#N/A"},{"$error":"#N/A"},{"$error":"#N/A"},{"$error":"#N/A"},{"$error":"#N/A"},{"$error":"#N/A"},{"$error":"#N/A"},{"$error":"#N/A"},{"$error":"#N/A"},{"$error":"#N/A"}]
[null,null,null,null,null,null,null,null,null,null,null,null,null,null,null,null," ",null,null,null,null,false,null,null,{"$error":"#N/A"},{"$error":"#N/A"},{"$error":"#N/A"},{"$error":"#N/A"},{"$error":"#N/A"},{"$error":"#N/A"},{"$error":"#N/A"},{"$error":"#N/A"},{"$error":"#N/A"},{"$error":"#N/A"}]
[null,null,null,null,null,null,null,null,null,null,null,null,null,null,null,null," ",null,null,null,null,false,null,null,{"$error":"#N/A"},{"$error":"#N/A"},{"$error":"#N/A"},{"$error":"#N/A"},{"$error":"#N/A"},{"$error":"#N/A"},{"$error":"#N/A"},{"$error":"#N/A"},{"$error":"#N/A"},{"$error":"#N/A"}]
[null,null,null,null,null,null,null,null,null,null,null,null,null,null,null,null," ",null,null,null,null,false,null,null,{"$error":"#N/A"},{"$error":"#N/A"},{"$error":"#N/A"},{"$error":"#N/A"},{"$error":"#N/A"},{"$error":"#N/A"},{"$error":"#N/A"},{"$error":"#N/A"},{"$error":"#N/A"},{"$error":"#N/A"}]
[null,null,null,null,null,null,null,null,null,null,null,null,null,null,null,null," ",null,null,null,null,false,null,null,{"$error":"#N/A"},{"$error":"#N/A"},{"$error":"#N/A"},{"$error":"#N/A"},{"$error":"#N/A"},{"$error":"#N/A"},{"$error":"#N/A"},{"$error":"#N/A"},{"$error":"#N/A"},{"$error":"#N/A"}]
[null,null,null,null,null,null,null,null,null,null,null,null,null,null,null,null," ",null,null,null,null,false,null,null,{"$error":"#N/A"},{"$error":"#N/A"},{"$error":"#N/A"},{"$error":"#N/A"},{"$error":"#N/A"},{"$error":"#N/A"},{"$error":"#N/A"},{"$error":"#N/A"},{"$error":"#N/A"},{"$error":"#N/A"}]
[null,null,null,null,null,null,null,null,null,null,null,null,null,null,null,null," ",null,null,null,null,false,null,null,{"$error":"#N/A"},{"$error":"#N/A"},{"$error":"#N/A"},{"$error":"#N/A"},{"$error":"#N/A"},{"$error":"#N/A"},{"$error":"#N/A"},{"$error":"#N/A"},{"$error":"#N/A"},{"$error":"#N/A"}]
[null,null,null,null,null,null,null,null,null,null,null,null,null,null,null,null," ",null,null,null,null,false,null,null,{"$error":"#N/A"},{"$error":"#N/A"},{"$error":"#N/A"},{"$error":"#N/A"},{"$error":"#N/A"},{"$error":"#N/A"},{"$error":"#N/A"},{"$error":"#N/A"},{"$error":"#N/A"},{"$error":"#N/A"}]
[null,null,null,null,null,null,null,null,null,null,null,null,null,null,null,null," ",null,null,null,null,false,null,null,{"$error":"#N/A"},{"$error":"#N/A"},{"$error":"#N/A"},{"$error":"#N/A"},{"$error":"#N/A"},{"$error":"#N/A"},{"$error":"#N/A"},{"$error":"#N/A"},{"$error":"#N/A"},{"$error":"#N/A"}]
[null,null,null,null,null,null,null,null,null,null,null,null,null,null,null,null," ",null,null,null,null,false,null,null,{"$error":"#N/A"},{"$error":"#N/A"},{"$error":"#N/A"},{"$error":"#N/A"},{"$error":"#N/A"},{"$error":"#N/A"},{"$error":"#N/A"},{"$error":"#N/A"},{"$error":"#N/A"},{"$error":"#N/A"}]
[null,null,null,null,null,null,null,null,null,null,null,null,null,null,null,null," ",null,null,null,null,false,null,null,{"$error":"#N/A"},{"$error":"#N/A"},{"$error":"#N/A"},{"$error":"#N/A"},{"$error":"#N/A"},{"$error":"#N/A"},{"$error":"#N/A"},{"$error":"#N/A"},{"$error":"#N/A"},{"$error":"#N/A"}]
[null,null,null,null,null,null,null,null,null,null,null,null,null,null,null,null," ",null,null,null,null,false,null,null,{"$error":"#N/A"},{"$error":"#N/A"},{"$error":"#N/A"},{"$error":"#N/A"},{"$error":"#N/A"},{"$error":"#N/A"},{"$error":"#N/A"},{"$error":"#N/A"},{"$error":"#N/A"},{"$error":"#N/A"}]
[null,null,null,null,null,null,null,null,null,null,null,null,null,null,null,null," ",null,null,null,null,false,null,null,{"$error":"#N/A"},{"$error":"#N/A"},{"$error":"#N/A"},{"$error":"#N/A"},{"$error":"#N/A"},{"$error":"#N/A"},{"$error":"#N/A"},{"$error":"#N/A"},{"$error":"#N/A"},{"$error":"#N/A"}]
[null,null,null,null,null,null,null,null,null,null,null,null,null,null,null,null," ",null,null,null,null,false,null,null,{"$error":"#N/A"},{"$error":"#N/A"},{"$error":"#N/A"},{"$error":"#N/A"},{"$error":"#N/A"},{"$error":"#N/A"},{"$error":"#N/A"},{"$error":"#N/A"},{"$error":"#N/A"},{"$error":"#N/A"}]
[null,null,null,null,null,null,null,null,null,null,null,null,null,null,null,null," ",null,null,null,null,false,null,null,{"$error":"#N/A"},{"$error":"#N/A"},{"$error":"#N/A"},{"$error":"#N/A"},{"$error":"#N/A"},{"$error":"#N/A"},{"$error":"#N/A"},{"$error":"#N/A"},{"$error":"#N/A"},{"$error":"#N/A"}]
[null,null,null,null,null,null,null,null,null,null,null,null,null,null,null,null," ",null,null,null,null,false,null,null,{"$error":"#N/A"},{"$error":"#N/A"},{"$error":"#N/A"},{"$error":"#N/A"},{"$error":"#N/A"},{"$error":"#N/A"},{"$error":"#N/A"},{"$error":"#N/A"},{"$error":"#N/A"},{"$error":"#N/A"}]
[null,null,null,null,null,null,null,null,null,null,null,null,null,null,null,null," ",null,null,null,null,false,null,null,{"$error":"#N/A"},{"$error":"#N/A"},{"$error":"#N/A"},{"$error":"#N/A"},{"$error":"#N/A"},{"$error":"#N/A"},{"$error":"#N/A"},{"$error":"#N/A"},{"$error":"#N/A"},{"$error":"#N/A"}]
[null,null,null,null,null,null,null,null,null,null,null,null,null,null,null,null," ",null,null,null,null,false,null,null,{"$error":"#N/A"},{"$error":"#N/A"},{"$error":"#N/A"},{"$error":"#N/A"},{"$error":"#N/A"},{"$error":"#N/A"},{"$error":"#N/A"},{"$error":"#N/A"},{"$error":"#N/A"},{"$error":"#N/A"}]
[null,null,null,null,null,null,null,null,null,null,null,null,null,null,null,null," ",null,null,null,null,false,null,null,{"$error":"#N/A"},{"$error":"#N/A"},{"$error":"#N/A"},{"$error":"#N/A"},{"$error":"#N/A"},{"$error":"#N/A"},{"$error":"#N/A"},{"$error":"#N/A"},{"$error":"#N/A"},{"$error":"#N/A"}]
[null,null,null,null,null,null,null,null,null,null,null,null,null,null,null,null," ",null,null,null,null,false,null,null,{"$error":"#N/A"},{"$error":"#N/A"},{"$error":"#N/A"},{"$error":"#N/A"},{"$error":"#N/A"},{"$error":"#N/A"},{"$error":"#N/A"},{"$error":"#N/A"},{"$error":"#N/A"},{"$error":"#N/A"}]
[null,null,null,null,null,null,null,null,null,null,null,null,null,null,null,null," ",null,null,null,null,false,null,null,{"$error":"#N/A"},{"$error":"#N/A"},{"$error":"#N/A"},{"$error":"#N/A"},{"$error":"#N/A"},{"$error":"#N/A"},{"$error":"#N/A"},{"$error":"#N/A"},{"$error":"#N/A"},{"$error":"#N/A"}]
[null,null,null,null,null,null,null,null,null,null,null,null,null,null,null,null," ",null,null,null,null,false,null,null,{"$error":"#N/A"},{"$error":"#N/A"},{"$error":"#N/A"},{"$error":"#N/A"},{"$error":"#N/A"},{"$error":"#N/A"},{"$error":"#N/A"},{"$error":"#N/A"},{"$error":"#N/A"},{"$error":"#N/A"}]
[null,null,null,null,null,null,null,null,null,null,null,null,null,null,null,null," ",null,null,null,null,false,null,null,{"$error":"#N/A"},{"$error":"#N/A"},{"$error":"#N/A"},{"$error":"#N/A"},{"$error":"#N/A"},{"$error":"#N/A"},{"$error":"#N/A"},{"$error":"#N/A"},{"$error":"#N/A"},{"$error":"#N/A"}]
[null,null,null,null,null,null,null,null,null,null,null,null,null,null,null,null," ",null,null,null,null,false,null,null,{"$error":"#N/A"},{"$error":"#N/A"},{"$error":"#N/A"},{"$error":"#N/A"},{"$error":"#N/A"},{"$error":"#N/A"},{"$error":"#N/A"},{"$error":"#N/A"},{"$error":"#N/A"},{"$error":"#N/A"}]
[null,null,null,null,null,null,null,null,null,null,null,null,null,null,null,null," ",null,null,null,null,false,null,null,{"$error":"#N/A"},{"$error":"#N/A"},{"$error":"#N/A"},{"$error":"#N/A"},{"$error":"#N/A"},{"$error":"#N/A"},{"$error":"#N/A"},{"$error":"#N/A"},{"$error":"#N/A"},{"$error":"#N/A"}]
[null,null,null,null,null,null,null,null,null,null,null,null,null,null,null,null," ",null,null,null,null,false,null,null,{"$error":"#N/A"},{"$error":"#N/A"},{"$error":"#N/A"},{"$error":"#N/A"},{"$error":"#N/A"},{"$error":"#N/A"},{"$error":"#N/A"},{"$error":"#N/A"},{"$error":"#N/A"},{"$error":"#N/A"}]
[null,null,null,null,null,null,null,null,null,null,null,null,null,null,null,null," ",null,null,null,null,false,null,null,{"$error":"#N/A"},{"$error":"#N/A"},{"$error":"#N/A"},{"$error":"#N/A"},{"$error":"#N/A"},{"$error":"#N/A"},{"$error":"#N/A"},{"$error":"#N/A"},{"$error":"#N/A"},{"$error":"#N/A"}]
[null,null,null,null,null,null,null,null,null,null,null,null,null,null,null,null,{"$f":"IF(OR(ISERROR(E29865),ISERROR(G29865)),\"  \",E29865&\" \"&G29865)","v":" "},null,null,null,null,false,null,null,{"$error":"#N/A"},{"$error":"#N/A"},{"$error":"#N/A"},{"$error":"#N/A"},{"$error":"#N/A"},{"$error":"#N/A"},{"$error":"#N/A"},{"$error":"#N/A"},{"$error":"#N/A"},{"$error":"#N/A"}]
[null,null,null,null,null,null,null,null,null,null,null,null,null,null,null,null," ",null,null,null,null,false,null,null,{"$error":"#N/A"},{"$error":"#N/A"},{"$error":"#N/A"},{"$error":"#N/A"},{"$error":"#N/A"},{"$error":"#N/A"},{"$error":"#N/A"},{"$error":"#N/A"},{"$error":"#N/A"},{"$error":"#N/A"}]
[null,null,null,null,null,null,null,null,null,null,null,null,null,null,null,null," ",null,null,null,null,false,null,null,{"$error":"#N/A"},{"$error":"#N/A"},{"$error":"#N/A"},{"$error":"#N/A"},{"$error":"#N/A"},{"$error":"#N/A"},{"$error":"#N/A"},{"$error":"#N/A"},{"$error":"#N/A"},{"$error":"#N/A"}]
[null,null,null,null,null,null,null,null,null,null,null,null,null,null,null,null," ",null,null,null,null,false,null,null,{"$error":"#N/A"},{"$error":"#N/A"},{"$error":"#N/A"},{"$error":"#N/A"},{"$error":"#N/A"},{"$error":"#N/A"},{"$error":"#N/A"},{"$error":"#N/A"},{"$error":"#N/A"},{"$error":"#N/A"}]
[null,null,null,null,null,null,null,null,null,null,null,null,null,null,null,null," ",null,null,null,null,false,null,null,{"$error":"#N/A"},{"$error":"#N/A"},{"$error":"#N/A"},{"$error":"#N/A"},{"$error":"#N/A"},{"$error":"#N/A"},{"$error":"#N/A"},{"$error":"#N/A"},{"$error":"#N/A"},{"$error":"#N/A"}]
[null,null,null,null,null,null,null,null,null,null,null,null,null,null,null,null," ",null,null,null,null,false,null,null,{"$error":"#N/A"},{"$error":"#N/A"},{"$error":"#N/A"},{"$error":"#N/A"},{"$error":"#N/A"},{"$error":"#N/A"},{"$error":"#N/A"},{"$error":"#N/A"},{"$error":"#N/A"},{"$error":"#N/A"}]
[null,null,null,null,null,null,null,null,null,null,null,null,null,null,null,null," ",null,null,null,null,false,null,null,{"$error":"#N/A"},{"$error":"#N/A"},{"$error":"#N/A"},{"$error":"#N/A"},{"$error":"#N/A"},{"$error":"#N/A"},{"$error":"#N/A"},{"$error":"#N/A"},{"$error":"#N/A"},{"$error":"#N/A"}]
[null,null,null,null,null,null,null,null,null,null,null,null,null,null,null,null," ",null,null,null,null,false,null,null,{"$error":"#N/A"},{"$error":"#N/A"},{"$error":"#N/A"},{"$error":"#N/A"},{"$error":"#N/A"},{"$error":"#N/A"},{"$error":"#N/A"},{"$error":"#N/A"},{"$error":"#N/A"},{"$error":"#N/A"}]
[null,null,null,null,null,null,null,null,null,null,null,null,null,null,null,null," ",null,null,null,null,false,null,null,{"$error":"#N/A"},{"$error":"#N/A"},{"$error":"#N/A"},{"$error":"#N/A"},{"$error":"#N/A"},{"$error":"#N/A"},{"$error":"#N/A"},{"$error":"#N/A"},{"$error":"#N/A"},{"$error":"#N/A"}]
[null,null,null,null,null,null,null,null,null,null,null,null,null,null,null,null," ",null,null,null,null,false,null,null,{"$error":"#N/A"},{"$error":"#N/A"},{"$error":"#N/A"},{"$error":"#N/A"},{"$error":"#N/A"},{"$error":"#N/A"},{"$error":"#N/A"},{"$error":"#N/A"},{"$error":"#N/A"},{"$error":"#N/A"}]
[null,null,null,null,null,null,null,null,null,null,null,null,null,null,null,null," ",null,null,null,null,false,null,null,{"$error":"#N/A"},{"$error":"#N/A"},{"$error":"#N/A"},{"$error":"#N/A"},{"$error":"#N/A"},{"$error":"#N/A"},{"$error":"#N/A"},{"$error":"#N/A"},{"$error":"#N/A"},{"$error":"#N/A"}]
[null,null,null,null,null,null,null,null,null,null,null,null,null,null,null,null," ",null,null,null,null,false,null,null,{"$error":"#N/A"},{"$error":"#N/A"},{"$error":"#N/A"},{"$error":"#N/A"},{"$error":"#N/A"},{"$error":"#N/A"},{"$error":"#N/A"},{"$error":"#N/A"},{"$error":"#N/A"},{"$error":"#N/A"}]
[null,null,null,null,null,null,null,null,null,null,null,null,null,null,null,null," ",null,null,null,null,false,null,null,{"$f":"IF($V29877=TRUE,E29877,NA())","v":{"$error":"#N/A"}},{"$f":"IF($V29877=TRUE,F29877,NA())","v":{"$error":"#N/A"}},{"$f":"IF($V29877=TRUE,G29877,NA())","v":{"$error":"#N/A"}},{"$f":"IF($V29877=TRUE,H29877,NA())","v":{"$error":"#N/A"}},{"$f":"IF($V29877=TRUE,I29877,NA())","v":{"$error":"#N/A"}},{"$f":"IF($V29877=TRUE,J29877,NA())","v":{"$error":"#N/A"}},{"$f":"IF($V29877=TRUE,K29877,NA())","v":{"$error":"#N/A"}},{"$f":"IF($V29877=TRUE,L29877,NA())","v":{"$error":"#N/A"}},{"$f":"IF($V29877=TRUE,M29877,NA())","v":{"$error":"#N/A"}},{"$f":"IF($V29877=TRUE,N29877,NA())","v":{"$error":"#N/A"}}]
[null,null,null,null,null,null,null,null,null,null,null,null,null,null,null,null," ",null,null,null,null,false,null,null,{"$error":"#N/A"},{"$error":"#N/A"},{"$error":"#N/A"},{"$error":"#N/A"},{"$error":"#N/A"},{"$error":"#N/A"},{"$error":"#N/A"},{"$error":"#N/A"},{"$error":"#N/A"},{"$error":"#N/A"}]
[null,null,null,null,null,null,null,null,null,null,null,null,null,null,null,null," ",null,null,null,null,false,null,null,{"$error":"#N/A"},{"$error":"#N/A"},{"$error":"#N/A"},{"$error":"#N/A"},{"$error":"#N/A"},{"$error":"#N/A"},{"$error":"#N/A"},{"$error":"#N/A"},{"$error":"#N/A"},{"$error":"#N/A"}]
[null,null,null,null,null,null,null,null,null,null,null,null,null,null,null,null," ",null,null,null,null,false,null,null,{"$error":"#N/A"},{"$error":"#N/A"},{"$error":"#N/A"},{"$error":"#N/A"},{"$error":"#N/A"},{"$error":"#N/A"},{"$error":"#N/A"},{"$error":"#N/A"},{"$error":"#N/A"},{"$error":"#N/A"}]
[null,null,null,null,null,null,null,null,null,null,null,null,null,null,null,null," ",null,null,null,null,false,null,null,{"$error":"#N/A"},{"$error":"#N/A"},{"$error":"#N/A"},{"$error":"#N/A"},{"$error":"#N/A"},{"$error":"#N/A"},{"$error":"#N/A"},{"$error":"#N/A"},{"$error":"#N/A"},{"$error":"#N/A"}]
[null,null,null,null,null,null,null,null,null,null,null,null,null,null,null,null," ",null,null,null,null,false,null,null,{"$error":"#N/A"},{"$error":"#N/A"},{"$error":"#N/A"},{"$error":"#N/A"},{"$error":"#N/A"},{"$error":"#N/A"},{"$error":"#N/A"},{"$error":"#N/A"},{"$error":"#N/A"},{"$error":"#N/A"}]
[null,null,null,null,null,null,null,null,null,null,null,null,null,null,null,null," ",null,null,null,null,false,null,null,{"$error":"#N/A"},{"$error":"#N/A"},{"$error":"#N/A"},{"$error":"#N/A"},{"$error":"#N/A"},{"$error":"#N/A"},{"$error":"#N/A"},{"$error":"#N/A"},{"$error":"#N/A"},{"$error":"#N/A"}]
[null,null,null,null,null,null,null,null,null,null,null,null,null,null,null,null," ",null,null,null,null,false,null,null,{"$error":"#N/A"},{"$error":"#N/A"},{"$error":"#N/A"},{"$error":"#N/A"},{"$error":"#N/A"},{"$error":"#N/A"},{"$error":"#N/A"},{"$error":"#N/A"},{"$error":"#N/A"},{"$error":"#N/A"}]
[null,null,null,null,null,null,null,null,null,null,null,null,null,null,null,null," ",null,null,null,null,false,null,null,{"$error":"#N/A"},{"$error":"#N/A"},{"$error":"#N/A"},{"$error":"#N/A"},{"$error":"#N/A"},{"$error":"#N/A"},{"$error":"#N/A"},{"$error":"#N/A"},{"$error":"#N/A"},{"$error":"#N/A"}]
[null,null,null,null,null,null,null,null,null,null,null,null,null,null,null,null," ",null,null,null,null,false,null,null,{"$error":"#N/A"},{"$error":"#N/A"},{"$error":"#N/A"},{"$error":"#N/A"},{"$error":"#N/A"},{"$error":"#N/A"},{"$error":"#N/A"},{"$error":"#N/A"},{"$error":"#N/A"},{"$error":"#N/A"}]
[null,null,null,null,null,null,null,null,null,null,null,null,null,null,null,null," ",null,null,null,null,false,null,null,{"$error":"#N/A"},{"$error":"#N/A"},{"$error":"#N/A"},{"$error":"#N/A"},{"$error":"#N/A"},{"$error":"#N/A"},{"$error":"#N/A"},{"$error":"#N/A"},{"$error":"#N/A"},{"$error":"#N/A"}]
[null,null,null,null,null,null,null,null,null,null,null,null,null,null,null,null," ",null,null,null,null,false,null,null,{"$error":"#N/A"},{"$error":"#N/A"},{"$error":"#N/A"},{"$error":"#N/A"},{"$error":"#N/A"},{"$error":"#N/A"},{"$error":"#N/A"},{"$error":"#N/A"},{"$error":"#N/A"},{"$error":"#N/A"}]
[null,null,null,null,null,null,null,null,null,null,null,null,null,null,null,null," ",null,null,null,null,false,null,null,{"$error":"#N/A"},{"$error":"#N/A"},{"$error":"#N/A"},{"$error":"#N/A"},{"$error":"#N/A"},{"$error":"#N/A"},{"$error":"#N/A"},{"$error":"#N/A"},{"$error":"#N/A"},{"$error":"#N/A"}]
[null,null,null,null,null,null,null,null,null,null,null,null,null,null,null,null," ",null,null,null,null,false,null,null,{"$error":"#N/A"},{"$error":"#N/A"},{"$error":"#N/A"},{"$error":"#N/A"},{"$error":"#N/A"},{"$error":"#N/A"},{"$error":"#N/A"},{"$error":"#N/A"},{"$error":"#N/A"},{"$error":"#N/A"}]
[null,null,null,null,null,null,null,null,null,null,null,null,null,null,null,null," ",null,null,null,null,false,null,null,{"$error":"#N/A"},{"$error":"#N/A"},{"$error":"#N/A"},{"$error":"#N/A"},{"$error":"#N/A"},{"$error":"#N/A"},{"$error":"#N/A"},{"$error":"#N/A"},{"$error":"#N/A"},{"$error":"#N/A"}]
[null,null,null,null,null,null,null,null,null,null,null,null,null,null,null,null," ",null,null,null,null,false,null,null,{"$error":"#N/A"},{"$error":"#N/A"},{"$error":"#N/A"},{"$error":"#N/A"},{"$error":"#N/A"},{"$error":"#N/A"},{"$error":"#N/A"},{"$error":"#N/A"},{"$error":"#N/A"},{"$error":"#N/A"}]
[null,null,null,null,null,null,null,null,null,null,null,null,null,null,null,null," ",null,null,null,null,false,null,null,{"$error":"#N/A"},{"$error":"#N/A"},{"$error":"#N/A"},{"$error":"#N/A"},{"$error":"#N/A"},{"$error":"#N/A"},{"$error":"#N/A"},{"$error":"#N/A"},{"$error":"#N/A"},{"$error":"#N/A"}]
[null,null,null,null,null,null,null,null,null,null,null,null,null,null,null,null," ",null,null,null,null,false,null,null,{"$error":"#N/A"},{"$error":"#N/A"},{"$error":"#N/A"},{"$error":"#N/A"},{"$error":"#N/A"},{"$error":"#N/A"},{"$error":"#N/A"},{"$error":"#N/A"},{"$error":"#N/A"},{"$error":"#N/A"}]
[null,null,null,null,null,null,null,null,null,null,null,null,null,null,null,null," ",null,null,null,null,false,null,null,{"$error":"#N/A"},{"$error":"#N/A"},{"$error":"#N/A"},{"$error":"#N/A"},{"$error":"#N/A"},{"$error":"#N/A"},{"$error":"#N/A"},{"$error":"#N/A"},{"$error":"#N/A"},{"$error":"#N/A"}]
[null,null,null,null,null,null,null,null,null,null,null,null,null,null,null,null," ",null,null,null,null,false,null,null,{"$error":"#N/A"},{"$error":"#N/A"},{"$error":"#N/A"},{"$error":"#N/A"},{"$error":"#N/A"},{"$error":"#N/A"},{"$error":"#N/A"},{"$error":"#N/A"},{"$error":"#N/A"},{"$error":"#N/A"}]
[null,null,null,null,null,null,null,null,null,null,null,null,null,null,null,null," ",null,null,null,null,false,null,null,{"$error":"#N/A"},{"$error":"#N/A"},{"$error":"#N/A"},{"$error":"#N/A"},{"$error":"#N/A"},{"$error":"#N/A"},{"$error":"#N/A"},{"$error":"#N/A"},{"$error":"#N/A"},{"$error":"#N/A"}]
[null,null,null,null,null,null,null,null,null,null,null,null,null,null,null,null," ",null,null,null,null,false,null,null,{"$error":"#N/A"},{"$error":"#N/A"},{"$error":"#N/A"},{"$error":"#N/A"},{"$error":"#N/A"},{"$error":"#N/A"},{"$error":"#N/A"},{"$error":"#N/A"},{"$error":"#N/A"},{"$error":"#N/A"}]
[null,null,null,null,null,null,null,null,null,null,null,null,null,null,null,null," ",null,null,null,null,false,null,null,{"$error":"#N/A"},{"$error":"#N/A"},{"$error":"#N/A"},{"$error":"#N/A"},{"$error":"#N/A"},{"$error":"#N/A"},{"$error":"#N/A"},{"$error":"#N/A"},{"$error":"#N/A"},{"$error":"#N/A"}]
[null,null,null,null,null,null,null,null,null,null,null,null,null,null,null,null," ",null,null,null,null,{"$f":"IF(ISERROR(G29900),FALSE,IF($V$9=G29900,TRUE,FALSE))","v":false},null,null,{"$error":"#N/A"},{"$error":"#N/A"},{"$error":"#N/A"},{"$error":"#N/A"},{"$error":"#N/A"},{"$error":"#N/A"},{"$error":"#N/A"},{"$error":"#N/A"},{"$error":"#N/A"},{"$error":"#N/A"}]
[null,null,null,null,null,null,null,null,null,null,null,null,null,null,null,null," ",null,null,null,null,false,null,null,{"$error":"#N/A"},{"$error":"#N/A"},{"$error":"#N/A"},{"$error":"#N/A"},{"$error":"#N/A"},{"$error":"#N/A"},{"$error":"#N/A"},{"$error":"#N/A"},{"$error":"#N/A"},{"$error":"#N/A"}]
[null,null,null,null,null,null,null,null,null,null,null,null,null,null,null,null," ",null,null,null,null,false,null,null,{"$error":"#N/A"},{"$error":"#N/A"},{"$error":"#N/A"},{"$error":"#N/A"},{"$error":"#N/A"},{"$error":"#N/A"},{"$error":"#N/A"},{"$error":"#N/A"},{"$error":"#N/A"},{"$error":"#N/A"}]
[null,null,null,null,null,null,null,null,null,null,null,null,null,null,null,null," ",null,null,null,null,false,null,null,{"$error":"#N/A"},{"$error":"#N/A"},{"$error":"#N/A"},{"$error":"#N/A"},{"$error":"#N/A"},{"$error":"#N/A"},{"$error":"#N/A"},{"$error":"#N/A"},{"$error":"#N/A"},{"$error":"#N/A"}]
[null,null,null,null,null,null,null,null,null,null,null,null,null,null,null,null," ",null,null,null,null,false,null,null,{"$error":"#N/A"},{"$error":"#N/A"},{"$error":"#N/A"},{"$error":"#N/A"},{"$error":"#N/A"},{"$error":"#N/A"},{"$error":"#N/A"},{"$error":"#N/A"},{"$error":"#N/A"},{"$error":"#N/A"}]
[null,null,null,null,null,null,null,null,null,null,null,null,null,null,null,null," ",null,null,null,null,false,null,null,{"$error":"#N/A"},{"$error":"#N/A"},{"$error":"#N/A"},{"$error":"#N/A"},{"$error":"#N/A"},{"$error":"#N/A"},{"$error":"#N/A"},{"$error":"#N/A"},{"$error":"#N/A"},{"$error":"#N/A"}]
[null,null,null,null,null,null,null,null,null,null,null,null,null,null,null,null," ",null,null,null,null,false,null,null,{"$error":"#N/A"},{"$error":"#N/A"},{"$error":"#N/A"},{"$error":"#N/A"},{"$error":"#N/A"},{"$error":"#N/A"},{"$error":"#N/A"},{"$error":"#N/A"},{"$error":"#N/A"},{"$error":"#N/A"}]
[null,null,null,null,null,null,null,null,null,null,null,null,null,null,null,null," ",null,null,null,null,false,null,null,{"$error":"#N/A"},{"$error":"#N/A"},{"$error":"#N/A"},{"$error":"#N/A"},{"$error":"#N/A"},{"$error":"#N/A"},{"$error":"#N/A"},{"$error":"#N/A"},{"$error":"#N/A"},{"$error":"#N/A"}]
[null,null,null,null,null,null,null,null,null,null,null,null,null,null,null,null," ",null,null,null,null,false,null,null,{"$error":"#N/A"},{"$error":"#N/A"},{"$error":"#N/A"},{"$error":"#N/A"},{"$error":"#N/A"},{"$error":"#N/A"},{"$error":"#N/A"},{"$error":"#N/A"},{"$error":"#N/A"},{"$error":"#N/A"}]
[null,null,null,null,null,null,null,null,null,null,null,null,null,null,null,null," ",null,null,null,null,false,null,null,{"$error":"#N/A"},{"$error":"#N/A"},{"$error":"#N/A"},{"$error":"#N/A"},{"$error":"#N/A"},{"$error":"#N/A"},{"$error":"#N/A"},{"$error":"#N/A"},{"$error":"#N/A"},{"$error":"#N/A"}]
[null,null,null,null,null,null,null,null,null,null,null,null,null,null,null,null," ",null,null,null,null,false,null,null,{"$error":"#N/A"},{"$error":"#N/A"},{"$error":"#N/A"},{"$error":"#N/A"},{"$error":"#N/A"},{"$error":"#N/A"},{"$error":"#N/A"},{"$error":"#N/A"},{"$error":"#N/A"},{"$error":"#N/A"}]
[null,null,null,null,null,null,null,null,null,null,null,null,null,null,null,null," ",null,null,null,null,false,null,null,{"$error":"#N/A"},{"$error":"#N/A"},{"$error":"#N/A"},{"$error":"#N/A"},{"$error":"#N/A"},{"$error":"#N/A"},{"$error":"#N/A"},{"$error":"#N/A"},{"$error":"#N/A"},{"$error":"#N/A"}]
[null,null,null,null,null,null,null,null,null,null,null,null,null,null,null,null," ",null,null,null,null,false,null,null,{"$error":"#N/A"},{"$error":"#N/A"},{"$error":"#N/A"},{"$error":"#N/A"},{"$error":"#N/A"},{"$error":"#N/A"},{"$error":"#N/A"},{"$error":"#N/A"},{"$error":"#N/A"},{"$error":"#N/A"}]
[null,null,null,null,null,null,null,null,null,null,null,null,null,null,null,null," ",null,null,null,null,false,null,null,{"$error":"#N/A"},{"$error":"#N/A"},{"$error":"#N/A"},{"$error":"#N/A"},{"$error":"#N/A"},{"$error":"#N/A"},{"$error":"#N/A"},{"$error":"#N/A"},{"$error":"#N/A"},{"$error":"#N/A"}]
[null,null,null,null,null,null,null,null,null,null,null,null,null,null,null,null," ",null,null,null,null,false,null,null,{"$error":"#N/A"},{"$error":"#N/A"},{"$error":"#N/A"},{"$error":"#N/A"},{"$error":"#N/A"},{"$error":"#N/A"},{"$error":"#N/A"},{"$error":"#N/A"},{"$error":"#N/A"},{"$error":"#N/A"}]
[null,null,null,null,null,null,null,null,null,null,null,null,null,null,null,null," ",null,null,null,null,false,null,null,{"$error":"#N/A"},{"$error":"#N/A"},{"$error":"#N/A"},{"$error":"#N/A"},{"$error":"#N/A"},{"$error":"#N/A"},{"$error":"#N/A"},{"$error":"#N/A"},{"$error":"#N/A"},{"$error":"#N/A"}]
[null,null,null,null,null,null,null,null,null,null,null,null,null,null,null,null," ",null,null,null,null,false,null,null,{"$error":"#N/A"},{"$error":"#N/A"},{"$error":"#N/A"},{"$error":"#N/A"},{"$error":"#N/A"},{"$error":"#N/A"},{"$error":"#N/A"},{"$error":"#N/A"},{"$error":"#N/A"},{"$error":"#N/A"}]
[null,null,null,null,null,null,null,null,null,null,null,null,null,null,null,null," ",null,null,null,null,false,null,null,{"$error":"#N/A"},{"$error":"#N/A"},{"$error":"#N/A"},{"$error":"#N/A"},{"$error":"#N/A"},{"$error":"#N/A"},{"$error":"#N/A"},{"$error":"#N/A"},{"$error":"#N/A"},{"$error":"#N/A"}]
[null,null,null,null,null,null,null,null,null,null,null,null,null,null,null,null," ",null,null,null,null,false,null,null,{"$error":"#N/A"},{"$error":"#N/A"},{"$error":"#N/A"},{"$error":"#N/A"},{"$error":"#N/A"},{"$error":"#N/A"},{"$error":"#N/A"},{"$error":"#N/A"},{"$error":"#N/A"},{"$error":"#N/A"}]
[null,null,null,null,null,null,null,null,null,null,null,null,null,null,null,null," ",null,null,null,null,false,null,null,{"$error":"#N/A"},{"$error":"#N/A"},{"$error":"#N/A"},{"$error":"#N/A"},{"$error":"#N/A"},{"$error":"#N/A"},{"$error":"#N/A"},{"$error":"#N/A"},{"$error":"#N/A"},{"$error":"#N/A"}]
[null,null,null,null,null,null,null,null,null,null,null,null,null,null,null,null," ",null,null,null,null,false,null,null,{"$error":"#N/A"},{"$error":"#N/A"},{"$error":"#N/A"},{"$error":"#N/A"},{"$error":"#N/A"},{"$error":"#N/A"},{"$error":"#N/A"},{"$error":"#N/A"},{"$error":"#N/A"},{"$error":"#N/A"}]
[null,null,null,null,null,null,null,null,null,null,null,null,null,null,null,null," ",null,null,null,null,false,null,null,{"$error":"#N/A"},{"$error":"#N/A"},{"$error":"#N/A"},{"$error":"#N/A"},{"$error":"#N/A"},{"$error":"#N/A"},{"$error":"#N/A"},{"$error":"#N/A"},{"$error":"#N/A"},{"$error":"#N/A"}]
[null,null,null,null,null,null,null,null,null,null,null,null,null,null,null,null," ",null,null,null,null,false,null,null,{"$error":"#N/A"},{"$error":"#N/A"},{"$error":"#N/A"},{"$error":"#N/A"},{"$error":"#N/A"},{"$error":"#N/A"},{"$error":"#N/A"},{"$error":"#N/A"},{"$error":"#N/A"},{"$error":"#N/A"}]
[null,null,null,null,null,null,null,null,null,null,null,null,null,null,null,null," ",null,null,null,null,false,null,null,{"$error":"#N/A"},{"$error":"#N/A"},{"$error":"#N/A"},{"$error":"#N/A"},{"$error":"#N/A"},{"$error":"#N/A"},{"$error":"#N/A"},{"$error":"#N/A"},{"$error":"#N/A"},{"$error":"#N/A"}]
[null,null,null,null,null,null,null,null,null,null,null,null,null,null,null,null," ",null,null,null,null,false,null,null,{"$error":"#N/A"},{"$error":"#N/A"},{"$error":"#N/A"},{"$error":"#N/A"},{"$error":"#N/A"},{"$error":"#N/A"},{"$error":"#N/A"},{"$error":"#N/A"},{"$error":"#N/A"},{"$error":"#N/A"}]
[null,null,null,null,null,null,null,null,null,null,null,null,null,null,null,null," ",null,null,null,null,false,null,null,{"$error":"#N/A"},{"$error":"#N/A"},{"$error":"#N/A"},{"$error":"#N/A"},{"$error":"#N/A"},{"$error":"#N/A"},{"$error":"#N/A"},{"$error":"#N/A"},{"$error":"#N/A"},{"$error":"#N/A"}]
[null,null,null,null,null,null,null,null,null,null,null,null,null,null,null,null," ",null,null,null,null,false,null,null,{"$error":"#N/A"},{"$error":"#N/A"},{"$error":"#N/A"},{"$error":"#N/A"},{"$error":"#N/A"},{"$error":"#N/A"},{"$error":"#N/A"},{"$error":"#N/A"},{"$error":"#N/A"},{"$error":"#N/A"}]
[null,null,null,null,null,null,null,null,null,null,null,null,null,null,null,null," ",null,null,null,null,false,null,null,{"$error":"#N/A"},{"$error":"#N/A"},{"$error":"#N/A"},{"$error":"#N/A"},{"$error":"#N/A"},{"$error":"#N/A"},{"$error":"#N/A"},{"$error":"#N/A"},{"$error":"#N/A"},{"$error":"#N/A"}]
[null,null,null,null,null,null,null,null,null,null,null,null,null,null,null,null," ",null,null,null,null,false,null,null,{"$error":"#N/A"},{"$error":"#N/A"},{"$error":"#N/A"},{"$error":"#N/A"},{"$error":"#N/A"},{"$error":"#N/A"},{"$error":"#N/A"},{"$error":"#N/A"},{"$error":"#N/A"},{"$error":"#N/A"}]
[null,null,null,null,null,null,null,null,null,null,null,null,null,null,null,null,{"$f":"IF(OR(ISERROR(E29929),ISERROR(G29929)),\"  \",E29929&\" \"&G29929)","v":" "},null,null,null,null,false,null,null,{"$error":"#N/A"},{"$error":"#N/A"},{"$error":"#N/A"},{"$error":"#N/A"},{"$error":"#N/A"},{"$error":"#N/A"},{"$error":"#N/A"},{"$error":"#N/A"},{"$error":"#N/A"},{"$error":"#N/A"}]
[null,null,null,null,null,null,null,null,null,null,null,null,null,null,null,null," ",null,null,null,null,false,null,null,{"$error":"#N/A"},{"$error":"#N/A"},{"$error":"#N/A"},{"$error":"#N/A"},{"$error":"#N/A"},{"$error":"#N/A"},{"$error":"#N/A"},{"$error":"#N/A"},{"$error":"#N/A"},{"$error":"#N/A"}]
[null,null,null,null,null,null,null,null,null,null,null,null,null,null,null,null," ",null,null,null,null,false,null,null,{"$error":"#N/A"},{"$error":"#N/A"},{"$error":"#N/A"},{"$error":"#N/A"},{"$error":"#N/A"},{"$error":"#N/A"},{"$error":"#N/A"},{"$error":"#N/A"},{"$error":"#N/A"},{"$error":"#N/A"}]
[null,null,null,null,null,null,null,null,null,null,null,null,null,null,null,null," ",null,null,null,null,false,null,null,{"$error":"#N/A"},{"$error":"#N/A"},{"$error":"#N/A"},{"$error":"#N/A"},{"$error":"#N/A"},{"$error":"#N/A"},{"$error":"#N/A"},{"$error":"#N/A"},{"$error":"#N/A"},{"$error":"#N/A"}]
[null,null,null,null,null,null,null,null,null,null,null,null,null,null,null,null," ",null,null,null,null,false,null,null,{"$error":"#N/A"},{"$error":"#N/A"},{"$error":"#N/A"},{"$error":"#N/A"},{"$error":"#N/A"},{"$error":"#N/A"},{"$error":"#N/A"},{"$error":"#N/A"},{"$error":"#N/A"},{"$error":"#N/A"}]
[null,null,null,null,null,null,null,null,null,null,null,null,null,null,null,null," ",null,null,null,null,false,null,null,{"$error":"#N/A"},{"$error":"#N/A"},{"$error":"#N/A"},{"$error":"#N/A"},{"$error":"#N/A"},{"$error":"#N/A"},{"$error":"#N/A"},{"$error":"#N/A"},{"$error":"#N/A"},{"$error":"#N/A"}]
[null,null,null,null,null,null,null,null,null,null,null,null,null,null,null,null," ",null,null,null,null,false,null,null,{"$error":"#N/A"},{"$error":"#N/A"},{"$error":"#N/A"},{"$error":"#N/A"},{"$error":"#N/A"},{"$error":"#N/A"},{"$error":"#N/A"},{"$error":"#N/A"},{"$error":"#N/A"},{"$error":"#N/A"}]
[null,null,null,null,null,null,null,null,null,null,null,null,null,null,null,null," ",null,null,null,null,false,null,null,{"$error":"#N/A"},{"$error":"#N/A"},{"$error":"#N/A"},{"$error":"#N/A"},{"$error":"#N/A"},{"$error":"#N/A"},{"$error":"#N/A"},{"$error":"#N/A"},{"$error":"#N/A"},{"$error":"#N/A"}]
[null,null,null,null,null,null,null,null,null,null,null,null,null,null,null,null," ",null,null,null,null,false,null,null,{"$error":"#N/A"},{"$error":"#N/A"},{"$error":"#N/A"},{"$error":"#N/A"},{"$error":"#N/A"},{"$error":"#N/A"},{"$error":"#N/A"},{"$error":"#N/A"},{"$error":"#N/A"},{"$error":"#N/A"}]
[null,null,null,null,null,null,null,null,null,null,null,null,null,null,null,null," ",null,null,null,null,false,null,null,{"$error":"#N/A"},{"$error":"#N/A"},{"$error":"#N/A"},{"$error":"#N/A"},{"$error":"#N/A"},{"$error":"#N/A"},{"$error":"#N/A"},{"$error":"#N/A"},{"$error":"#N/A"},{"$error":"#N/A"}]
[null,null,null,null,null,null,null,null,null,null,null,null,null,null,null,null," ",null,null,null,null,false,null,null,{"$error":"#N/A"},{"$error":"#N/A"},{"$error":"#N/A"},{"$error":"#N/A"},{"$error":"#N/A"},{"$error":"#N/A"},{"$error":"#N/A"},{"$error":"#N/A"},{"$error":"#N/A"},{"$error":"#N/A"}]
[null,null,null,null,null,null,null,null,null,null,null,null,null,null,null,null," ",null,null,null,null,false,null,null,{"$error":"#N/A"},{"$error":"#N/A"},{"$error":"#N/A"},{"$error":"#N/A"},{"$error":"#N/A"},{"$error":"#N/A"},{"$error":"#N/A"},{"$error":"#N/A"},{"$error":"#N/A"},{"$error":"#N/A"}]
[null,null,null,null,null,null,null,null,null,null,null,null,null,null,null,null," ",null,null,null,null,false,null,null,{"$f":"IF($V29941=TRUE,E29941,NA())","v":{"$error":"#N/A"}},{"$f":"IF($V29941=TRUE,F29941,NA())","v":{"$error":"#N/A"}},{"$f":"IF($V29941=TRUE,G29941,NA())","v":{"$error":"#N/A"}},{"$f":"IF($V29941=TRUE,H29941,NA())","v":{"$error":"#N/A"}},{"$f":"IF($V29941=TRUE,I29941,NA())","v":{"$error":"#N/A"}},{"$f":"IF($V29941=TRUE,J29941,NA())","v":{"$error":"#N/A"}},{"$f":"IF($V29941=TRUE,K29941,NA())","v":{"$error":"#N/A"}},{"$f":"IF($V29941=TRUE,L29941,NA())","v":{"$error":"#N/A"}},{"$f":"IF($V29941=TRUE,M29941,NA())","v":{"$error":"#N/A"}},{"$f":"IF($V29941=TRUE,N29941,NA())","v":{"$error":"#N/A"}}]
[null,null,null,null,null,null,null,null,null,null,null,null,null,null,null,null," ",null,null,null,null,false,null,null,{"$error":"#N/A"},{"$error":"#N/A"},{"$error":"#N/A"},{"$error":"#N/A"},{"$error":"#N/A"},{"$error":"#N/A"},{"$error":"#N/A"},{"$error":"#N/A"},{"$error":"#N/A"},{"$error":"#N/A"}]
[null,null,null,null,null,null,null,null,null,null,null,null,null,null,null,null," ",null,null,null,null,false,null,null,{"$error":"#N/A"},{"$error":"#N/A"},{"$error":"#N/A"},{"$error":"#N/A"},{"$error":"#N/A"},{"$error":"#N/A"},{"$error":"#N/A"},{"$error":"#N/A"},{"$error":"#N/A"},{"$error":"#N/A"}]
[null,null,null,null,null,null,null,null,null,null,null,null,null,null,null,null," ",null,null,null,null,false,null,null,{"$error":"#N/A"},{"$error":"#N/A"},{"$error":"#N/A"},{"$error":"#N/A"},{"$error":"#N/A"},{"$error":"#N/A"},{"$error":"#N/A"},{"$error":"#N/A"},{"$error":"#N/A"},{"$error":"#N/A"}]
[null,null,null,null,null,null,null,null,null,null,null,null,null,null,null,null," ",null,null,null,null,false,null,null,{"$error":"#N/A"},{"$error":"#N/A"},{"$error":"#N/A"},{"$error":"#N/A"},{"$error":"#N/A"},{"$error":"#N/A"},{"$error":"#N/A"},{"$error":"#N/A"},{"$error":"#N/A"},{"$error":"#N/A"}]
[null,null,null,null,null,null,null,null,null,null,null,null,null,null,null,null," ",null,null,null,null,false,null,null,{"$error":"#N/A"},{"$error":"#N/A"},{"$error":"#N/A"},{"$error":"#N/A"},{"$error":"#N/A"},{"$error":"#N/A"},{"$error":"#N/A"},{"$error":"#N/A"},{"$error":"#N/A"},{"$error":"#N/A"}]
[null,null,null,null,null,null,null,null,null,null,null,null,null,null,null,null," ",null,null,null,null,false,null,null,{"$error":"#N/A"},{"$error":"#N/A"},{"$error":"#N/A"},{"$error":"#N/A"},{"$error":"#N/A"},{"$error":"#N/A"},{"$error":"#N/A"},{"$error":"#N/A"},{"$error":"#N/A"},{"$error":"#N/A"}]
[null,null,null,null,null,null,null,null,null,null,null,null,null,null,null,null," ",null,null,null,null,false,null,null,{"$error":"#N/A"},{"$error":"#N/A"},{"$error":"#N/A"},{"$error":"#N/A"},{"$error":"#N/A"},{"$error":"#N/A"},{"$error":"#N/A"},{"$error":"#N/A"},{"$error":"#N/A"},{"$error":"#N/A"}]
[null,null,null,null,null,null,null,null,null,null,null,null,null,null,null,null," ",null,null,null,null,false,null,null,{"$error":"#N/A"},{"$error":"#N/A"},{"$error":"#N/A"},{"$error":"#N/A"},{"$error":"#N/A"},{"$error":"#N/A"},{"$error":"#N/A"},{"$error":"#N/A"},{"$error":"#N/A"},{"$error":"#N/A"}]
[null,null,null,null,null,null,null,null,null,null,null,null,null,null,null,null," ",null,null,null,null,false,null,null,{"$error":"#N/A"},{"$error":"#N/A"},{"$error":"#N/A"},{"$error":"#N/A"},{"$error":"#N/A"},{"$error":"#N/A"},{"$error":"#N/A"},{"$error":"#N/A"},{"$error":"#N/A"},{"$error":"#N/A"}]
[null,null,null,null,null,null,null,null,null,null,null,null,null,null,null,null," ",null,null,null,null,false,null,null,{"$error":"#N/A"},{"$error":"#N/A"},{"$error":"#N/A"},{"$error":"#N/A"},{"$error":"#N/A"},{"$error":"#N/A"},{"$error":"#N/A"},{"$error":"#N/A"},{"$error":"#N/A"},{"$error":"#N/A"}]
[null,null,null,null,null,null,null,null,null,null,null,null,null,null,null,null," ",null,null,null,null,false,null,null,{"$error":"#N/A"},{"$error":"#N/A"},{"$error":"#N/A"},{"$error":"#N/A"},{"$error":"#N/A"},{"$error":"#N/A"},{"$error":"#N/A"},{"$error":"#N/A"},{"$error":"#N/A"},{"$error":"#N/A"}]
[null,null,null,null,null,null,null,null,null,null,null,null,null,null,null,null," ",null,null,null,null,false,null,null,{"$error":"#N/A"},{"$error":"#N/A"},{"$error":"#N/A"},{"$error":"#N/A"},{"$error":"#N/A"},{"$error":"#N/A"},{"$error":"#N/A"},{"$error":"#N/A"},{"$error":"#N/A"},{"$error":"#N/A"}]
[null,null,null,null,null,null,null,null,null,null,null,null,null,null,null,null," ",null,null,null,null,false,null,null,{"$error":"#N/A"},{"$error":"#N/A"},{"$error":"#N/A"},{"$error":"#N/A"},{"$error":"#N/A"},{"$error":"#N/A"},{"$error":"#N/A"},{"$error":"#N/A"},{"$error":"#N/A"},{"$error":"#N/A"}]
[null,null,null,null,null,null,null,null,null,null,null,null,null,null,null,null," ",null,null,null,null,false,null,null,{"$error":"#N/A"},{"$error":"#N/A"},{"$error":"#N/A"},{"$error":"#N/A"},{"$error":"#N/A"},{"$error":"#N/A"},{"$error":"#N/A"},{"$error":"#N/A"},{"$error":"#N/A"},{"$error":"#N/A"}]
[null,null,null,null,null,null,null,null,null,null,null,null,null,null,null,null," ",null,null,null,null,false,null,null,{"$error":"#N/A"},{"$error":"#N/A"},{"$error":"#N/A"},{"$error":"#N/A"},{"$error":"#N/A"},{"$error":"#N/A"},{"$error":"#N/A"},{"$error":"#N/A"},{"$error":"#N/A"},{"$error":"#N/A"}]
[null,null,null,null,null,null,null,null,null,null,null,null,null,null,null,null," ",null,null,null,null,false,null,null,{"$error":"#N/A"},{"$error":"#N/A"},{"$error":"#N/A"},{"$error":"#N/A"},{"$error":"#N/A"},{"$error":"#N/A"},{"$error":"#N/A"},{"$error":"#N/A"},{"$error":"#N/A"},{"$error":"#N/A"}]
[null,null,null,null,null,null,null,null,null,null,null,null,null,null,null,null," ",null,null,null,null,false,null,null,{"$error":"#N/A"},{"$error":"#N/A"},{"$error":"#N/A"},{"$error":"#N/A"},{"$error":"#N/A"},{"$error":"#N/A"},{"$error":"#N/A"},{"$error":"#N/A"},{"$error":"#N/A"},{"$error":"#N/A"}]
[null,null,null,null,null,null,null,null,null,null,null,null,null,null,null,null," ",null,null,null,null,false,null,null,{"$error":"#N/A"},{"$error":"#N/A"},{"$error":"#N/A"},{"$error":"#N/A"},{"$error":"#N/A"},{"$error":"#N/A"},{"$error":"#N/A"},{"$error":"#N/A"},{"$error":"#N/A"},{"$error":"#N/A"}]
[null,null,null,null,null,null,null,null,null,null,null,null,null,null,null,null," ",null,null,null,null,false,null,null,{"$error":"#N/A"},{"$error":"#N/A"},{"$error":"#N/A"},{"$error":"#N/A"},{"$error":"#N/A"},{"$error":"#N/A"},{"$error":"#N/A"},{"$error":"#N/A"},{"$error":"#N/A"},{"$error":"#N/A"}]
[null,null,null,null,null,null,null,null,null,null,null,null,null,null,null,null," ",null,null,null,null,false,null,null,{"$error":"#N/A"},{"$error":"#N/A"},{"$error":"#N/A"},{"$error":"#N/A"},{"$error":"#N/A"},{"$error":"#N/A"},{"$error":"#N/A"},{"$error":"#N/A"},{"$error":"#N/A"},{"$error":"#N/A"}]
[null,null,null,null,null,null,null,null,null,null,null,null,null,null,null,null," ",null,null,null,null,false,null,null,{"$error":"#N/A"},{"$error":"#N/A"},{"$error":"#N/A"},{"$error":"#N/A"},{"$error":"#N/A"},{"$error":"#N/A"},{"$error":"#N/A"},{"$error":"#N/A"},{"$error":"#N/A"},{"$error":"#N/A"}]
[null,null,null,null,null,null,null,null,null,null,null,null,null,null,null,null," ",null,null,null,null,false,null,null,{"$error":"#N/A"},{"$error":"#N/A"},{"$error":"#N/A"},{"$error":"#N/A"},{"$error":"#N/A"},{"$error":"#N/A"},{"$error":"#N/A"},{"$error":"#N/A"},{"$error":"#N/A"},{"$error":"#N/A"}]
[null,null,null,null,null,null,null,null,null,null,null,null,null,null,null,null," ",null,null,null,null,{"$f":"IF(ISERROR(G29964),FALSE,IF($V$9=G29964,TRUE,FALSE))","v":false},null,null,{"$error":"#N/A"},{"$error":"#N/A"},{"$error":"#N/A"},{"$error":"#N/A"},{"$error":"#N/A"},{"$error":"#N/A"},{"$error":"#N/A"},{"$error":"#N/A"},{"$error":"#N/A"},{"$error":"#N/A"}]
[null,null,null,null,null,null,null,null,null,null,null,null,null,null,null,null," ",null,null,null,null,false,null,null,{"$error":"#N/A"},{"$error":"#N/A"},{"$error":"#N/A"},{"$error":"#N/A"},{"$error":"#N/A"},{"$error":"#N/A"},{"$error":"#N/A"},{"$error":"#N/A"},{"$error":"#N/A"},{"$error":"#N/A"}]
[null,null,null,null,null,null,null,null,null,null,null,null,null,null,null,null," ",null,null,null,null,false,null,null,{"$error":"#N/A"},{"$error":"#N/A"},{"$error":"#N/A"},{"$error":"#N/A"},{"$error":"#N/A"},{"$error":"#N/A"},{"$error":"#N/A"},{"$error":"#N/A"},{"$error":"#N/A"},{"$error":"#N/A"}]
[null,null,null,null,null,null,null,null,null,null,null,null,null,null,null,null," ",null,null,null,null,false,null,null,{"$error":"#N/A"},{"$error":"#N/A"},{"$error":"#N/A"},{"$error":"#N/A"},{"$error":"#N/A"},{"$error":"#N/A"},{"$error":"#N/A"},{"$error":"#N/A"},{"$error":"#N/A"},{"$error":"#N/A"}]
[null,null,null,null,null,null,null,null,null,null,null,null,null,null,null,null," ",null,null,null,null,false,null,null,{"$error":"#N/A"},{"$error":"#N/A"},{"$error":"#N/A"},{"$error":"#N/A"},{"$error":"#N/A"},{"$error":"#N/A"},{"$error":"#N/A"},{"$error":"#N/A"},{"$error":"#N/A"},{"$error":"#N/A"}]
[null,null,null,null,null,null,null,null,null,null,null,null,null,null,null,null," ",null,null,null,null,false,null,null,{"$error":"#N/A"},{"$error":"#N/A"},{"$error":"#N/A"},{"$error":"#N/A"},{"$error":"#N/A"},{"$error":"#N/A"},{"$error":"#N/A"},{"$error":"#N/A"},{"$error":"#N/A"},{"$error":"#N/A"}]
[null,null,null,null,null,null,null,null,null,null,null,null,null,null,null,null," ",null,null,null,null,false,null,null,{"$error":"#N/A"},{"$error":"#N/A"},{"$error":"#N/A"},{"$error":"#N/A"},{"$error":"#N/A"},{"$error":"#N/A"},{"$error":"#N/A"},{"$error":"#N/A"},{"$error":"#N/A"},{"$error":"#N/A"}]
[null,null,null,null,null,null,null,null,null,null,null,null,null,null,null,null," ",null,null,null,null,false,null,null,{"$error":"#N/A"},{"$error":"#N/A"},{"$error":"#N/A"},{"$error":"#N/A"},{"$error":"#N/A"},{"$error":"#N/A"},{"$error":"#N/A"},{"$error":"#N/A"},{"$error":"#N/A"},{"$error":"#N/A"}]
[null,null,null,null,null,null,null,null,null,null,null,null,null,null,null,null," ",null,null,null,null,false,null,null,{"$error":"#N/A"},{"$error":"#N/A"},{"$error":"#N/A"},{"$error":"#N/A"},{"$error":"#N/A"},{"$error":"#N/A"},{"$error":"#N/A"},{"$error":"#N/A"},{"$error":"#N/A"},{"$error":"#N/A"}]
[null,null,null,null,null,null,null,null,null,null,null,null,null,null,null,null," ",null,null,null,null,false,null,null,{"$error":"#N/A"},{"$error":"#N/A"},{"$error":"#N/A"},{"$error":"#N/A"},{"$error":"#N/A"},{"$error":"#N/A"},{"$error":"#N/A"},{"$error":"#N/A"},{"$error":"#N/A"},{"$error":"#N/A"}]
[null,null,null,null,null,null,null,null,null,null,null,null,null,null,null,null," ",null,null,null,null,false,null,null,{"$error":"#N/A"},{"$error":"#N/A"},{"$error":"#N/A"},{"$error":"#N/A"},{"$error":"#N/A"},{"$error":"#N/A"},{"$error":"#N/A"},{"$error":"#N/A"},{"$error":"#N/A"},{"$error":"#N/A"}]
[null,null,null,null,null,null,null,null,null,null,null,null,null,null,null,null," ",null,null,null,null,false,null,null,{"$error":"#N/A"},{"$error":"#N/A"},{"$error":"#N/A"},{"$error":"#N/A"},{"$error":"#N/A"},{"$error":"#N/A"},{"$error":"#N/A"},{"$error":"#N/A"},{"$error":"#N/A"},{"$error":"#N/A"}]
[null,null,null,null,null,null,null,null,null,null,null,null,null,null,null,null," ",null,null,null,null,false,null,null,{"$error":"#N/A"},{"$error":"#N/A"},{"$error":"#N/A"},{"$error":"#N/A"},{"$error":"#N/A"},{"$error":"#N/A"},{"$error":"#N/A"},{"$error":"#N/A"},{"$error":"#N/A"},{"$error":"#N/A"}]
[null,null,null,null,null,null,null,null,null,null,null,null,null,null,null,null," ",null,null,null,null,false,null,null,{"$error":"#N/A"},{"$error":"#N/A"},{"$error":"#N/A"},{"$error":"#N/A"},{"$error":"#N/A"},{"$error":"#N/A"},{"$error":"#N/A"},{"$error":"#N/A"},{"$error":"#N/A"},{"$error":"#N/A"}]
[null,null,null,null,null,null,null,null,null,null,null,null,null,null,null,null," ",null,null,null,null,false,null,null,{"$error":"#N/A"},{"$error":"#N/A"},{"$error":"#N/A"},{"$error":"#N/A"},{"$error":"#N/A"},{"$error":"#N/A"},{"$error":"#N/A"},{"$error":"#N/A"},{"$error":"#N/A"},{"$error":"#N/A"}]
[null,null,null,null,null,null,null,null,null,null,null,null,null,null,null,null," ",null,null,null,null,false,null,null,{"$error":"#N/A"},{"$error":"#N/A"},{"$error":"#N/A"},{"$error":"#N/A"},{"$error":"#N/A"},{"$error":"#N/A"},{"$error":"#N/A"},{"$error":"#N/A"},{"$error":"#N/A"},{"$error":"#N/A"}]
[null,null,null,null,null,null,null,null,null,null,null,null,null,null,null,null," ",null,null,null,null,false,null,null,{"$error":"#N/A"},{"$error":"#N/A"},{"$error":"#N/A"},{"$error":"#N/A"},{"$error":"#N/A"},{"$error":"#N/A"},{"$error":"#N/A"},{"$error":"#N/A"},{"$error":"#N/A"},{"$error":"#N/A"}]
[null,null,null,null,null,null,null,null,null,null,null,null,null,null,null,null," ",null,null,null,null,false,null,null,{"$error":"#N/A"},{"$error":"#N/A"},{"$error":"#N/A"},{"$error":"#N/A"},{"$error":"#N/A"},{"$error":"#N/A"},{"$error":"#N/A"},{"$error":"#N/A"},{"$error":"#N/A"},{"$error":"#N/A"}]
[null,null,null,null,null,null,null,null,null,null,null,null,null,null,null,null," ",null,null,null,null,false,null,null,{"$error":"#N/A"},{"$error":"#N/A"},{"$error":"#N/A"},{"$error":"#N/A"},{"$error":"#N/A"},{"$error":"#N/A"},{"$error":"#N/A"},{"$error":"#N/A"},{"$error":"#N/A"},{"$error":"#N/A"}]
[null,null,null,null,null,null,null,null,null,null,null,null,null,null,null,null," ",null,null,null,null,false,null,null,{"$error":"#N/A"},{"$error":"#N/A"},{"$error":"#N/A"},{"$error":"#N/A"},{"$error":"#N/A"},{"$error":"#N/A"},{"$error":"#N/A"},{"$error":"#N/A"},{"$error":"#N/A"},{"$error":"#N/A"}]
[null,null,null,null,null,null,null,null,null,null,null,null,null,null,null,null," ",null,null,null,null,false,null,null,{"$error":"#N/A"},{"$error":"#N/A"},{"$error":"#N/A"},{"$error":"#N/A"},{"$error":"#N/A"},{"$error":"#N/A"},{"$error":"#N/A"},{"$error":"#N/A"},{"$error":"#N/A"},{"$error":"#N/A"}]
[null,null,null,null,null,null,null,null,null,null,null,null,null,null,null,null," ",null,null,null,null,false,null,null,{"$error":"#N/A"},{"$error":"#N/A"},{"$error":"#N/A"},{"$error":"#N/A"},{"$error":"#N/A"},{"$error":"#N/A"},{"$error":"#N/A"},{"$error":"#N/A"},{"$error":"#N/A"},{"$error":"#N/A"}]
[null,null,null,null,null,null,null,null,null,null,null,null,null,null,null,null," ",null,null,null,null,false,null,null,{"$error":"#N/A"},{"$error":"#N/A"},{"$error":"#N/A"},{"$error":"#N/A"},{"$error":"#N/A"},{"$error":"#N/A"},{"$error":"#N/A"},{"$error":"#N/A"},{"$error":"#N/A"},{"$error":"#N/A"}]
[null,null,null,null,null,null,null,null,null,null,null,null,null,null,null,null," ",null,null,null,null,false,null,null,{"$error":"#N/A"},{"$error":"#N/A"},{"$error":"#N/A"},{"$error":"#N/A"},{"$error":"#N/A"},{"$error":"#N/A"},{"$error":"#N/A"},{"$error":"#N/A"},{"$error":"#N/A"},{"$error":"#N/A"}]
[null,null,null,null,null,null,null,null,null,null,null,null,null,null,null,null," ",null,null,null,null,false,null,null,{"$error":"#N/A"},{"$error":"#N/A"},{"$error":"#N/A"},{"$error":"#N/A"},{"$error":"#N/A"},{"$error":"#N/A"},{"$error":"#N/A"},{"$error":"#N/A"},{"$error":"#N/A"},{"$error":"#N/A"}]
[null,null,null,null,null,null,null,null,null,null,null,null,null,null,null,null," ",null,null,null,null,false,null,null,{"$error":"#N/A"},{"$error":"#N/A"},{"$error":"#N/A"},{"$error":"#N/A"},{"$error":"#N/A"},{"$error":"#N/A"},{"$error":"#N/A"},{"$error":"#N/A"},{"$error":"#N/A"},{"$error":"#N/A"}]
[null,null,null,null,null,null,null,null,null,null,null,null,null,null,null,null," ",null,null,null,null,false,null,null,{"$error":"#N/A"},{"$error":"#N/A"},{"$error":"#N/A"},{"$error":"#N/A"},{"$error":"#N/A"},{"$error":"#N/A"},{"$error":"#N/A"},{"$error":"#N/A"},{"$error":"#N/A"},{"$error":"#N/A"}]
[null,null,null,null,null,null,null,null,null,null,null,null,null,null,null,null," ",null,null,null,null,false,null,null,{"$error":"#N/A"},{"$error":"#N/A"},{"$error":"#N/A"},{"$error":"#N/A"},{"$error":"#N/A"},{"$error":"#N/A"},{"$error":"#N/A"},{"$error":"#N/A"},{"$error":"#N/A"},{"$error":"#N/A"}]
[null,null,null,null,null,null,null,null,null,null,null,null,null,null,null,null," ",null,null,null,null,false,null,null,{"$error":"#N/A"},{"$error":"#N/A"},{"$error":"#N/A"},{"$error":"#N/A"},{"$error":"#N/A"},{"$error":"#N/A"},{"$error":"#N/A"},{"$error":"#N/A"},{"$error":"#N/A"},{"$error":"#N/A"}]
[null,null,null,null,null,null,null,null,null,null,null,null,null,null,null,null,{"$f":"IF(OR(ISERROR(E29993),ISERROR(G29993)),\"  \",E29993&\" \"&G29993)","v":" "},null,null,null,null,false,null,null,{"$error":"#N/A"},{"$error":"#N/A"},{"$error":"#N/A"},{"$error":"#N/A"},{"$error":"#N/A"},{"$error":"#N/A"},{"$error":"#N/A"},{"$error":"#N/A"},{"$error":"#N/A"},{"$error":"#N/A"}]
[null,null,null,null,null,null,null,null,null,null,null,null,null,null,null,null," ",null,null,null,null,false,null,null,{"$error":"#N/A"},{"$error":"#N/A"},{"$error":"#N/A"},{"$error":"#N/A"},{"$error":"#N/A"},{"$error":"#N/A"},{"$error":"#N/A"},{"$error":"#N/A"},{"$error":"#N/A"},{"$error":"#N/A"}]
[null,null,null,null,null,null,null,null,null,null,null,null,null,null,null,null," ",null,null,null,null,false,null,null,{"$error":"#N/A"},{"$error":"#N/A"},{"$error":"#N/A"},{"$error":"#N/A"},{"$error":"#N/A"},{"$error":"#N/A"},{"$error":"#N/A"},{"$error":"#N/A"},{"$error":"#N/A"},{"$error":"#N/A"}]
[null,null,null,null,null,null,null,null,null,null,null,null,null,null,null,null," ",null,null,null,null,false,null,null,{"$error":"#N/A"},{"$error":"#N/A"},{"$error":"#N/A"},{"$error":"#N/A"},{"$error":"#N/A"},{"$error":"#N/A"},{"$error":"#N/A"},{"$error":"#N/A"},{"$error":"#N/A"},{"$error":"#N/A"}]
[null,null,null,null,null,null,null,null,null,null,null,null,null,null,null,null," ",null,null,null,null,false,null,null,{"$error":"#N/A"},{"$error":"#N/A"},{"$error":"#N/A"},{"$error":"#N/A"},{"$error":"#N/A"},{"$error":"#N/A"},{"$error":"#N/A"},{"$error":"#N/A"},{"$error":"#N/A"},{"$error":"#N/A"}]
[null,null,null,null,null,null,null,null,null,null,null,null,null,null,null,null," ",null,null,null,null,false,null,null,{"$f":"IF($V29998=TRUE,E29998,NA())","v":{"$error":"#N/A"}},{"$error":"#N/A"},{"$error":"#N/A"},{"$error":"#N/A"},{"$error":"#N/A"},{"$error":"#N/A"},{"$error":"#N/A"},{"$error":"#N/A"},{"$error":"#N/A"},{"$error":"#N/A"}]
[null,null,null,null,null,null,null,null,null,null,null,null,null,null,null,null," ",null,null,null,null,false,null,null,{"$error":"#N/A"},{"$error":"#N/A"},{"$error":"#N/A"},{"$error":"#N/A"},{"$error":"#N/A"},{"$error":"#N/A"},{"$error":"#N/A"},{"$error":"#N/A"},{"$error":"#N/A"},{"$error":"#N/A"}]
[null,null,null,null,null,null,null,null,null,null,null,null,null,null,null,null," ",null,null,null,null,false,null,null,{"$error":"#N/A"},{"$error":"#N/A"},{"$error":"#N/A"},{"$error":"#N/A"},{"$error":"#N/A"},{"$error":"#N/A"},{"$error":"#N/A"},{"$error":"#N/A"},{"$error":"#N/A"},{"$error":"#N/A"}]
[null,null,null,null,null,null,null,null,null,null,null,null,null,null,null,null," ",null,null,null,null,false,null,null,{"$error":"#N/A"},{"$error":"#N/A"},{"$error":"#N/A"},{"$error":"#N/A"},{"$error":"#N/A"},{"$error":"#N/A"},{"$error":"#N/A"},{"$error":"#N/A"},{"$error":"#N/A"},{"$error":"#N/A"}]
[null,null,null,null,null,null,null,null,null,null,null,null,null,null,null,null," ",null,null,null,null,false,null,null,{"$error":"#N/A"},{"$error":"#N/A"},{"$error":"#N/A"},{"$error":"#N/A"},{"$error":"#N/A"},{"$error":"#N/A"},{"$error":"#N/A"},{"$error":"#N/A"},{"$error":"#N/A"},{"$error":"#N/A"}]

{"sheet":"Lists_Selections","index":6,"n_rows":103,"n_cols":15,"rows_kept":103,"cut":false,"hidden":true,"merged":[[1,5,1,6]]}
[]
[null,"State","VIC DNSP",null,"State&DNSP Pull Down","Corresponding State & Region",null,"Unique State/CP",{"$f":"E4","v":"SA - ALL"},{"$f":"E5","v":"SA - SA Power Networks"},{"$f":"E6","v":"SA - Other"},{"$f":"E7","v":0},{"$f":"G8","v":0},{"$f":"E9","v":0},{"$f":"G10","v":0}]
[null,null,null,null,null,"State","DB/DNSP",{"$f":"StateRegionSelectNumber","v":1},1,2,3,4,5,6,7]
[null,"SA","SA Power Networks",null,"SA - ALL",{"$f":"LEFT(E4,SEARCH(\" - \",E4)-1)","v":"SA"},{"$f":"RIGHT(E4,LEN(E4)-LEN(F4)-3)","v":"ALL"},{"$f":"INDEX($I$1:$O$103, ROW(), MATCH($H$3,$I$3:$O$3))","v":"SA Adelaide Central"},"SA Adelaide Central","SA Adelaide Central","SA Back Callington","","","",""]
[null,null,null,null,"SA - SA Power Networks",{"$f":"LEFT(E5,SEARCH(\" - \",E5)-1)","v":"SA"},"SAPN",{"$f":"INDEX($I$1:$O$103, ROW(), MATCH($H$3,$I$3:$O$3))","v":"SA Angas Creek"},"SA Angas Creek","SA Angas Creek","SA Davenport","","","",""]
[null,null,null,null,"SA - Other",{"$f":"LEFT(E6,SEARCH(\" - \",E6)-1)","v":"SA"},"ENet","SA Ardrossan West","SA Ardrossan West","SA Ardrossan West","SA Leigh Creek","","","",""]
[null,null,null,null,null,null,null,"SA Back Callington","SA Back Callington","SA Baroota","SA Mannum - Adelaide Pipeline 1","","","",""]
[null,null,null,null,null,null,null,"SA Baroota","SA Baroota","SA Berri","SA Mannum - Adelaide Pipeline 2","","","",""]
[null,null,null,null,null,null,null,"SA Berri","SA Berri","SA Blanche","SA Mannum - Adelaide Pipeline 3","","","",""]
[null,null,null,null,null,null,null,"SA Blanche","SA Blanche","SA Brinkworth","SA Middleback 132 kV","","","",""]
[null,null,null,null,null,null,null,"SA Brinkworth","SA Brinkworth","SA Clare North","SA Middleback 33 kV","","","",""]
[null,null,null,null,null,null,null,"SA Clare North","SA Clare North","SA Dalrymple","SA Millbrook","","","",""]
[null,null,null,null,null,null,null,"SA Dalrymple","SA Dalrymple","SA Davenport West","SA Morgan - Whyalla Pipeline 1","","","",""]
[null,null,null,null,null,null," ","SA Davenport","SA Davenport","SA Dorrien","SA Morgan - Whyalla Pipeline 2","","","",""]
[null,null,null,null,null,null,null,"SA Davenport West","SA Davenport West","SA Eastern Suburbs","SA Morgan - Whyalla Pipeline 3","","","",""]
[null,null,null,null,null,null,null,"SA Dorrien","SA Dorrien","SA Hummocks","SA Morgan - Whyalla Pipeline 4","","","",""]
[null,null,null,null,null,null,null,"SA Eastern Suburbs","SA Eastern Suburbs","SA Kadina East","SA Murray Bridge - Hahndorf Pipeline 1","","","",""]
[null,null,null,null,null,null,null,"SA Hummocks","SA Hummocks","SA Kanmantoo","SA Murray Bridge - Hahndorf Pipeline 2","SCROLL UP","SCROLL UP","SCROLL UP","SCROLL UP"]
[null,null,null,null,null,null,null,"SA Kadina East","SA Kadina East","SA Keith","SA Murray Bridge - Hahndorf Pipeline 3","","","",""]
[null,null,null,null,null,null,null,"SA Kanmantoo","SA Kanmantoo","SA Kincraig","SA Pimba","","","",""]
[null,null,null,null,null,null,null,"SA Keith","SA Keith","SA Leigh Creek South","SA Roseworthy","","","",""]
[null,null,null,null,null,null,null,"SA Kincraig","SA Kincraig","SA Mannum","SA Stony Point Industrial","","","",""]
[null,null,null,null,null,null,null,"SA Leigh Creek","SA Leigh Creek","SA Mobilong","SA Woomera","","","",""]
[null,null,null,null,null,null,null,"SA Leigh Creek South","SA Leigh Creek South","SA Mt Barker and Mt Barker South","","","","",""]
[null,null,null,null,null,null,null,"SA Mannum","SA Mannum","SA Mt Gambier","","","","",""]
[null,null,null,null,null,null,null,"SA Mannum - Adelaide Pipeline 1","SA Mannum - Adelaide Pipeline 1","SA Mt Gunson","","","","",""]
[null,null,null,null,null,null,null,"SA Mannum - Adelaide Pipeline 2","SA Mannum - Adelaide Pipeline 2","SA Neuroodla","","","","",""]
[null,null,null,null,null,null,null,"SA Mannum - Adelaide Pipeline 3","SA Mannum - Adelaide Pipeline 3","SA North West Bend","","","","",""]
[null,null,null,null,null,null,null,"SA Middleback 132 kV","SA Middleback 132 kV","SA Northern Suburbs","","","","",""]
[null,null,null,null,null,null,null,"SA Middleback 33 kV","SA Middleback 33 kV","SA Penola West","","","","",""]
[null,null,null,null,null,null,null,"SA Millbrook","SA Millbrook","SA Port Lincoln","","","","",""]
[null,null,null,null,null,null,null,"SA Mobilong","SA Mobilong","SA Port Pirie Network","","","","",""]
[null,null,null,null,null,null,null,"SA Morgan - Whyalla Pipeline 1","SA Morgan - Whyalla Pipeline 1","SA Snuggery Industrial","SCROLL UP","SCROLL UP","SCROLL UP","SCROLL UP","SCROLL UP"]
[null,null,null,null,null,null,null,"SA Morgan - Whyalla Pipeline 2","SA Morgan - Whyalla Pipeline 2","SA Snuggery Rural","","","","",""]
[null,null,null,null,null,null,null,"SA Morgan - Whyalla Pipeline 3","SA Morgan - Whyalla Pipeline 3","SA Southern Suburbs","","","","",""]
[null,null,null,null,null,null,null,"SA Morgan - Whyalla Pipeline 4","SA Morgan - Whyalla Pipeline 4","SA Stony Point Distribution","","","","",""]
[null,null,null,null,null,null,null,"SA Mt Barker and Mt Barker South","SA Mt Barker and Mt Barker South","SA Tailem Bend","","","","",""]
[null,null,null,null,null,null,null,"SA Mt Gambier","SA Mt Gambier","SA Templers","","","","",""]
[null,null,null,null,null,null,null,"SA Mt Gunson","SA Mt Gunson","SA Waterloo","","","","",""]
[null,null,null,null,null,null,null,"SA Murray Bridge - Hahndorf Pipeline 1","SA Murray Bridge - Hahndorf Pipeline 1","SA Western Suburbs","","","","",""]
[null,null,null,null,null,null,null,"SA Murray Bridge - Hahndorf Pipeline 2","SA Murray Bridge - Hahndorf Pipeline 2","SA Whyalla Terminal LMF","","","","",""]
[null,null,null,null,null,null,null,"SA Murray Bridge - Hahndorf Pipeline 3","SA Murray Bridge - Hahndorf Pipeline 3","SA Whyalla and Whyalla Central","","","","",""]
[null,null,null,null,null,null,null,"SA Neuroodla","SA Neuroodla","SA Wudinna","","","","",""]
[null,null,null,null,null,null,null,"SA North West Bend","SA North West Bend","SA Yadnarie","","","","",""]
[null,null,null,null,null,null,null,"SA Northern Suburbs","SA Northern Suburbs","","","","","",""]
[null,null,null,null,null,null,null,"SA Penola West","SA Penola West","","","","","",""]
[null,null,null,null,null,null,null,"SA Pimba","SA Pimba","","","","","",""]
[null,null,null,null,null,null,null,"SA Port Lincoln","SA Port Lincoln","SCROLL UP","SCROLL UP","SCROLL UP","SCROLL UP","SCROLL UP","SCROLL UP"]
[null,null,null,null,null,null,null,"SA Port Pirie Network","SA Port Pirie Network","","","","","",""]
[null,null,null,null,null,null,null,"SA Roseworthy","SA Roseworthy","","","","","",""]
[null,null,null,null,null,null,null,"SA Snuggery Industrial","SA Snuggery Industrial","","","","","",""]
[null,null,null,null,null,null,null,"SA Snuggery Rural","SA Snuggery Rural","","","","","",""]
[null,null,null,null,null,null,null,"SA Southern Suburbs","SA Southern Suburbs","","","","","",""]
[null,null,null,null,null,null,null,"SA Stony Point Distribution","SA Stony Point Distribution","","","","","",""]
[null,null,null,null,null,null,null,"SA Stony Point Industrial","SA Stony Point Industrial","","","","","",""]
[null,null,null,null,null,null,null,"SA Tailem Bend","SA Tailem Bend","","","","","",""]
[null,null,null,null,null,null,null,"SA Templers","SA Templers","","","","","",""]
[null,null,null,null,null,null,null,"SA Waterloo","SA Waterloo","","","","","",""]
[null,null,null,null,null,null,null,"SA Western Suburbs","SA Western Suburbs","","","","","",""]
[null,null,null,null,null,null,null,"SA Whyalla Terminal LMF","SA Whyalla Terminal LMF","","","","","",""]
[null,null,null,null,null,null,null,"SA Whyalla and Whyalla Central","SA Whyalla and Whyalla Central","","","","","",""]
[null,null,null,null,null,null,null,"SA Woomera","SA Woomera","","","","","",""]
[null,null,null,null,null,null,null,"SA Wudinna","SA Wudinna","SCROLL UP","SCROLL UP","SCROLL UP","SCROLL UP","SCROLL UP","SCROLL UP"]
[null,null,null,null,null,null,null,"SA Yadnarie","SA Yadnarie","","","","","",""]
[null,null,null,null,null,null,null,"","","","","","","",""]
[null,null,null,null,null,null,null,"","","","","","","",""]
[null,null,null,null,null,null,null,"","","","","","","",""]
[null,null,null,null,null,null,null,"","","","","","","",""]
[null,null,null,null,null,null,null,{"$f":"INDEX($I$1:$O$103, ROW(), MATCH($H$3,$I$3:$O$3))","v":""},"","","","","","",""]
[null,null,null,null,null,null,null,"","","","","","","",""]
[null,null,null,null,null,null,null,"","","","","","","",""]
[null,null,null,null,null,null,null,"","","","","","","",""]
[null,null,null,null,null,null,null,"","","","","","","",""]
[null,null,null,null,null,null,null,"","","","","","","",""]
[null,null,null,null,null,null,null,"","","","","","","",""]
[null,null,null,null,null,null,null,"","","","","","","",""]
[null,null,null,null,null,null,null,"","","","","","","",""]
[null,null,null,null,null,null,null,"SCROLL UP","SCROLL UP","SCROLL UP","SCROLL UP","SCROLL UP","SCROLL UP","SCROLL UP","SCROLL UP"]
[null,null,null,null,null,null,null,"","","","","","","",""]
[null,null,null,null,null,null,null,"","","","","","","",""]
[null,null,null,null,null,null,null,"","","","","","","",""]
[null,null,null,null,null,null,null,"","","","","","","",""]
[null,null,null,null,null,null,null,"","","","","","","",""]
[null,null,null,null,null,null,null,"","","","","","","",""]
[null,null,null,null,null,null,null,"","","","","","","",""]
[null,null,null,null,null,null,null,"","","","","","","",""]
[null,null,null,null,null,null,null,"","","","","","","",""]
[null,null,null,null,null,null,null,"","","","","","","",""]
[null,null,null,null,null,null,null,"","","","","","","",""]
[null,null,null,null,null,null,null,"","","","","","","",""]
[null,null,null,null,null,null,null,"","","","","","","",""]
[null,null,null,null,null,null,null,"","","","","","","",""]
[null,null,null,null,null,null,null,"SCROLL UP","SCROLL UP","SCROLL UP","SCROLL UP","SCROLL UP","SCROLL UP","SCROLL UP","SCROLL UP"]
[null,null,null,null,null,null,null,"","","","","","","",""]
[null,null,null,null,null,null,null,"","","","","","","",""]
[null,null,null,null,null,null,null,"","","","","","","",""]
[null,null,null,null,null,null,null,"","","","","","","",""]
[null,null,null,null,null,null,null,"","","","","","","",""]
[null,null,null,null,null,null,null,"","","","","","","",""]
[null,null,null,null,null,null,null,"","","","","","","",""]
[null,null,null,null,null,null,null,"","","","","","","",""]
[null,null,null,null,null,null,null,"","","","","","",""]
[null,null,null,null,null,null,null,"","","","","","",""]